## Instructions
Version | 2.2 | Format Guide
Published On | 2021-12-06 | Description |  | Format
Tabs contained within this workbook |  | Input cell (Manual) - user input required (Data used by Model or Description mandated to have) |  | Font
This workbook is a companion input to the Risk Model Input file. For more information on that file, see the Risk Model User Guide. |  | Input cell (Manual) - user input required (Not used by Model / For information only - Optional) |  | Font
Below are the workbook tab names along with a description and instructions. |  | Input cell - Not applicable / Not be used by the model for specific scenarios
|  | Calculated cell - formula that should not be touched |  | Font
Tab | Description + Instructions | Error checking cell - formula that should not be touched / Not be used by the model |  | OK/True | Error/False
Summary of Programs | Using one row per program, include a program description, Mitigation or Control specification, high-level justification/explanation for program characterization.
1-Program Exposure | This includes the scope of each program - how much of the risk exposure (in term of exposure unit or % of tranche exposure) or work units are covered.
2-Program Cost | This includes 2 tables. 1) TableProgSpend - The total costs (CapEX and OoEx) oer each program distributing across time. PPVR multipliers are applicable when CapEX exists. 2) TableTrancheSpend - The total cost allocation across tranches accross time. Need to specify the allocation method (i.e., prorate by Program Exposure or % of Total Cost)
3-Eff - Freq Programs | Combined with the tranche exposure and spend specified in tabs 1 and 2, this constitutes all information needed to compute an RSE for a Program affecting event Frequency. Detailed instructions are in the section below. This table can accommodate quantitative effectiveness, or, facilitates use of the qualitative effectiveness methodology. For each program based on quantitative information, add the supporting worksheet. For each control program using the qualitative methodology, add a Maturity Factor - XX worksheet.
4-Eff - Conseq Programs | Combined with the tranche exposure and spend specified in tabs 1 and 2, this constitutes all information needed to compute an RSE for a Program affecting Consequence. Detailed instructions are in the section below. This table can accommodate quantitative effectiveness, or, facilitates use of the qualitative effectiveness methodology. For each program based on quantitative information, add the supporting worksheet. For each control program using the qualitative methodology, add a Maturity Factor - XX worksheet.
RSE Lite | Tool to compute the RSE for a single program specified within this workbook. 1. Within the worksheet, specify the location and filename for the RSE Lite datafile (a workbook output from the Enterprise Risk Model using a Risk Model Input File with RSE Lite Run = TRUE in the 0-Global Parameters tab). 2. Select the Program. 3. Press Run to call an executable file which will return Risk Reduction and RSE information over time.
RSE Results | Tool to compute the batch RSE run for all listed programs specified within this workbook.
Maturity Factor - XX | Maturity factor calculation for <Control XX>, which is qualitatively evaluated
Match esc definition | For advanced users: Specify custom effectiveness escalation ('match'-type escalation). See the User Guide for additional information about parameter escalation, including the 'match' method.
Data Dictionary | Do not edit. Input Table column information (Input Cell Type, Formula, Validation Formula, Conditional Formatting)
Data & Validation | Do not edit. Data supporting the Control Maturity Factor calculations and Lists for drop down menus
TablePVRR | Do not edit. Reference lookup table for generic PVRR multipliers
BowTie | Do not edit. Reference lookup tables for tranches, drivers, subdrivers, outcomes
Instructions on how to complete the Effectiveness by Model Element tables on tabs 3 and 4:
Column | Instructions
ID | Do not modify. This looks up the Program ID from the Summary of Programs tab. Future enhancement will link this to the Master Control and Mitigation Cost File.
Type | Do not modify. This looks up the Program Type from the Summary of Programs tab, and determines whether a Maturity Factor is necessary (if Control and Qualitative). Future enhancement will link this to the Master Control and Mitigation Cost File.
Program | Each program should be listed at least once in this table. Repeat the program name as many times as is necessary. | Quantitative Measure
Tranche | Include the names of the tranches over which the effectiveness and/or benefit length will differ. | Effectiveness - Quantitative | Either link via cell reference to the quantitatively-derived effectiveness value or copy+paste from an external effectiveness workpaper. List the reference to the external workpaper in the row.
Outcome | Include the names of the outcomes over which the effectiveness and/or benefit length will differ. | Effectiveness | The effectiveness of the program per unit of program exposure in the first year of deployment. The existing formula will compute the effectiveness so do not overwrite this column.
Driver / Subdriver / Attribute | Include the names of the driver/subdriver/attribute over which the effectiveness and/or benefit length will differ.
Does this use qualitative measure? | Specify TRUE or FALSE. If TRUE, fill out columns 'Category?' and 'Risk driver primarily due to…' | Qualitative Measure
… | … | Category? | Select the appropriate category for the program.
Benefit Length (yrs) | List the number of years the program provides benefit for. This may or may not be the same over all Program rows in this table. | Risk driver primarily due to… / Consequence develops… | Select the appropriate driver type for frequency mitigation OR select the appropriate consequence type for consequence mitigation. If previously specified that the effectiveness does not vary by Driver/Subdriver, consider revisiting that specification.
Effectiveness Degradation Rate | If the benefits provided by the program degrade with time, specify the rate (%) at which the effectiveness of the program degrades. A blank value is treats as 0% reduction over time. | Explanation of Categorization | Include the rationale behind the selection of program category as well as driver or consequence type.
Effectiveness Degradation Method | Specify the method by which the degradation rate should be applied. The default is 'esc'; see the User Guide for additional information about parameter escalation, including the 'match' method. | Effectiveness Cap | The value which matches the category and driver/outcome type selected.
Explanation of Benefit Length | If the benefit length, effectiveness degradation rate, and/or degradation method vary within the program, include the rationale behind the specified information. Otherwise, include the program-level explanation only in the Summary of Programs tab. | Maturity Factor | This is necessary for control programs using the qualitative methodology. Duplicate the 'Maturity Factor - XX' worksheet as many times as is necessary, updating responses after duplication. Update 'XX' in the tab name with the Program ID. Each control should have one corresponding worksheet. The existing formula will look up the discount factor so do not overwrite this column.
|  | Effectiveness | The effectiveness of the program per unit of program exposure in the first year of deployment. The existing formula will compute the effectiveness so do not overwrite this column.
See 'Qualitative Program Effectiveness Guidance' documentation for more details on qualitative methodology.
TRUE
FALSE
Necessary cells are highlighted in green

## Data Dictionary
RSE Lite Template Data Dictionary
formula | formula |  | formula | input | formula | formula | formula | input | input | input | input | input | formula
# | Col# | Sheet Name | Table Name | Type | Column Name | Col | Formula | Data Validation | Conditional Formatting Criteria | Conditional Formatting Application | Sheet Name | Table Name | Columns
1 | 1 | Summary of Programs | TableSummary | Input | Program ID | A |  |  |  |  | Summary of Programs | TableSummary | 14
1 | 2 | Summary of Programs | TableSummary | Input | Program | B |  |  |  |  | 1-Program Exposure | TableExposure | 27
1 | 3 | Summary of Programs | TableSummary | Input | Mitigation or Control? | C |  | =INDIRECT("TableProgTypeDropdown[Program Type Options]") |  |  | 2-Program Cost | TableProgSpend | 28
1 | 4 | Summary of Programs | TableSummary | Input | MAT or MWC | D |  |  |  |  | 2-Program Cost | TableTranchSpend | 13
1 | 5 | Summary of Programs | TableSummary | Input | Program Description | E |  |  |  |  | 3-Eff - Freq Programs | TableFreqPrograms | 22
1 | 6 | Summary of Programs | TableSummary | Input | Modifying Likelihood of Failure (LOF) or Consequence of Failure (COF) | F |  | =INDIRECT("TableBowtieDropdown[Bow Tie Element]") |  |  | 4-Eff - Conseq Programs | TableConseqPrograms | 21
1 | 7 | Summary of Programs | TableSummary | Input | Risk Drivers and/or Consequences being addressed by Program | G |  |  |  |  | Total Input Table Columns |  | 125
1 | 8 | Summary of Programs | TableSummary | Input | Year(s) of Implementation | H |  |  |  |  | RSE Lite | TableRSESummary | 18
1 | 9 | Summary of Programs | TableSummary | Input | Justification for Effectiveness % | I |  |  |  |  | RSE Lite | TableRSE | 35
1 | 10 | Summary of Programs | TableSummary | Input | Benefit Length | J |  |  |  |  | RSE Lite | TableProgramRR | 44
1 | 11 | Summary of Programs | TableSummary | Input | Justification for Benefit Length | K |  |  |  |  | RSE Lite | Table_LoRECalc | 29
1 | 12 | Summary of Programs | TableSummary | Optional Input | Assumptions / Comments | L |  |  |  |  | RSE Lite | Table_CoRECalc | 28
1 | 13 | Summary of Programs | TableSummary | Formula | Mitigation Program Count | M | =IF(ISNUMBER(#REF!),IF(AND(LEFT(C10,1)="M",B10<>#REF!),#REF!+1,#REF!),IF(LEFT(C10,1)="M",1,0)) |  |  |  | RSE Result | TableAllRSEs | 21
1 | 14 | Summary of Programs | TableSummary | Formula | Control Program Count | N | =IF(ISNUMBER(#REF!),IF(AND(LEFT(C10,1)="C",B10<>#REF!),#REF!+1,#REF!),IF(LEFT(C10,1)="C",1,0)) |  |  |  | RSE Result | TableRSEbatch | #REF!
2 | 1 | 1-Program Exposure | TableExposure | Formula | Program ID | B | =IFERROR(INDEX('Summary of Programs'!A:A,MATCH([@Program],'Summary of Programs'!B:B,0)),"No match in Summary of Programs tab") |  |  |  | RSE Result | TableProgramRRbatch | #REF!
2 | 2 | 1-Program Exposure | TableExposure | Formula | Type | C | =IFERROR(INDEX('Summary of Programs'!C:C,MATCH([@Program],'Summary of Programs'!B:B,0)),"No match in Summary of Programs tab")
2 | 3 | 1-Program Exposure | TableExposure | Input | Program | D |  | =INDIRECT("TableSummary[Program]")
2 | 4 | 1-Program Exposure | TableExposure | Input | Risk (for Cross Cutter only) | E |  | =INDIRECT("Table_RiskNameLookup[Risk/Cross Cutting Factor Name]")
2 | 5 | 1-Program Exposure | TableExposure | Input | Tranche | F |  | =INDIRECT("TableTranche[Tranche]")
2 | 6 | 1-Program Exposure | TableExposure | Formula | Tranche Exposure | G | =INDEX(TableTranche[[#All],[Exposure]], MATCH([@Tranche], TableTranche[[#All],[Tranche]], 0))
2 | 7 | 1-Program Exposure | TableExposure | Formula | Tranche Exposure Unit | H | =INDEX(TableTranche[[#All],[Unit]], MATCH([@Tranche], TableTranche[[#All],[Tranche]], 0))
2 | 8 | 1-Program Exposure | TableExposure | Input | Program Exposure 2020 | I
2 | 9 | 1-Program Exposure | TableExposure | Input | Program Exposure 2021 | J
2 | 10 | 1-Program Exposure | TableExposure | Input | Program Exposure 2022 | K
2 | 11 | 1-Program Exposure | TableExposure | Input | Program Exposure 2023 | L
2 | 12 | 1-Program Exposure | TableExposure | Input | Program Exposure 2024 | M
2 | 13 | 1-Program Exposure | TableExposure | Input | Program Exposure 2025 | N
2 | 14 | 1-Program Exposure | TableExposure | Input | Program Exposure 2026 | O
2 | 15 | 1-Program Exposure | TableExposure | Input | Unit for Program Exposure | P |  | =INDIRECT("TableProgExpDropdown[Program Exposure Options]")
2 | 16 | 1-Program Exposure | TableExposure | Optional Input | Work Units 2020 | Q
2 | 17 | 1-Program Exposure | TableExposure | Optional Input | Work Units 2021 | R
2 | 18 | 1-Program Exposure | TableExposure | Optional Input | Work Units 2022 | S
2 | 19 | 1-Program Exposure | TableExposure | Optional Input | Work Units 2023 | T
2 | 20 | 1-Program Exposure | TableExposure | Optional Input | Work Units 2024 | U
2 | 21 | 1-Program Exposure | TableExposure | Optional Input | Work Units 2025 | V
2 | 22 | 1-Program Exposure | TableExposure | Optional Input | Work Units 2026 | W
2 | 23 | 1-Program Exposure | TableExposure | Optional Input | Unit for work units | X
2 | 24 | 1-Program Exposure | TableExposure | Optional Input | Explanation of relationship between different units | Y
2 | 25 | 1-Program Exposure | TableExposure | Optional Input | Other Note | Z
2 | 26 | 1-Program Exposure | TableExposure | Error Check | Flag for modeler | AA | =IF(AND(MAX(TableExposure[@[Program Exposure 2020]:[Program Exposure 2026]])>1,[@[Unit for Program Exposure]]="% of tranche exposure"),"Format not percent","") |  | No Blank | Red font if there is Error
2 | 27 | 1-Program Exposure | TableExposure | Formula | Risk ID | AB | =IFERROR(INDEX(Table_RiskNameLookup[RISK ID],MATCH([@[Risk (for Cross Cutter only)]],Table_RiskNameLookup[Risk/Cross Cutting Factor Name],0)),RiskID)
3 | 1 | 2-Program Cost | TableProgSpend | Formula | Program ID | B | =IFERROR(INDEX('Summary of Programs'!A:A,MATCH([@Program],'Summary of Programs'!B:B,0)),"No match in Summary of Programs")
3 | 2 | 2-Program Cost | TableProgSpend | Formula | Type | C | =IFERROR(INDEX('Summary of Programs'!C:C,MATCH([@Program],'Summary of Programs'!B:B,0)),"No match in Summary of Programs tab")
3 | 3 | 2-Program Cost | TableProgSpend | Input | Program | D |  | =INDIRECT("TableSummary[Program]")
3 | 4 | 2-Program Cost | TableProgSpend | Input | MAT (optional) | E
3 | 5 | 2-Program Cost | TableProgSpend | Input | CapEx USD 2020 | F
3 | 6 | 2-Program Cost | TableProgSpend | Input | CapEx USD 2021 | G
3 | 7 | 2-Program Cost | TableProgSpend | Input | CapEx USD 2022 | H
3 | 8 | 2-Program Cost | TableProgSpend | Input | CapEx USD 2023 | I
3 | 9 | 2-Program Cost | TableProgSpend | Input | CapEx USD 2024 | J
3 | 10 | 2-Program Cost | TableProgSpend | Input | CapEx USD 2025 | K
3 | 11 | 2-Program Cost | TableProgSpend | Input | CapEx USD 2026 | L
3 | 12 | 2-Program Cost | TableProgSpend | Input | OpEx USD 2020 | M
3 | 13 | 2-Program Cost | TableProgSpend | Input | OpEx USD 2021 | N
3 | 14 | 2-Program Cost | TableProgSpend | Input | OpEx USD 2022 | O
3 | 15 | 2-Program Cost | TableProgSpend | Input | OpEx USD 2023 | P
3 | 16 | 2-Program Cost | TableProgSpend | Input | OpEx USD 2024 | Q
3 | 17 | 2-Program Cost | TableProgSpend | Input | OpEx USD 2025 | R
3 | 18 | 2-Program Cost | TableProgSpend | Input | OpEx USD 2026 | S
3 | 19 | 2-Program Cost | TableProgSpend | Input | Asset Type | T
3 | 20 | 2-Program Cost | TableProgSpend | Formula | Generic Capital PVRR Multiplier | U | =IF(SUM(TableProgSpend[@[CapEx USD 2020]:[CapEx USD 2026]])>0,INDEX(TablePVRR[PVRR Multiplier (no O&M)],MATCH([@[Asset Type]],TablePVRR[Asset Group],0)),"") |  | =SUM($F9:$L9)=0 | Condition on if there is CapEX. If CapEX exists, then PVRR Multipliers are applicable. Otherwise, not applicable.
3 | 21 | 2-Program Cost | TableProgSpend | Input | Custom Capital PVRR Multiplier | V |  |  | =SUM($F9:$L9)=0 =$T9<>"Custom" | Condition on if there is CapEX and if the Asset Type is "Custom". If so, then PVRR Multipliers are applicable. Otherwise, not applicable.
3 | 22 | 2-Program Cost | TableProgSpend | Formula | Generic Lifetime Incremental O&M PVRR Multiplier | W | =IF(SUM(TableProgSpend[@[CapEx USD 2020]:[CapEx USD 2026]])>0,INDEX(TablePVRR[Lifetime O&M as % of PVRR],MATCH([@[Asset Type]],TablePVRR[Asset Group],0)),"") |  | =SUM($F9:$L9)=0 | Condition on if there is CapEX. If CapEX exists, then PVRR Multipliers are applicable. Otherwise, not applicable.
3 | 23 | 2-Program Cost | TableProgSpend | Input | Custom Lifetime Incremental O&M PVRR Multiplier (optional; specify if 0) | X |  |  | =SUM($F9:$L9)=0
3 | 24 | 2-Program Cost | TableProgSpend | Formula | Lifetime Incremental O&M PVRR Multiplier | Y | =IF([@[Custom Lifetime Incremental O&M PVRR Multiplier (optional; specify if 0)]]<>"",[@[Custom Lifetime Incremental O&M PVRR Multiplier (optional; specify if 0)]],[@[Generic Lifetime Incremental O&M PVRR Multiplier]]) |  | =SUM($F9:$L9)=0
3 | 25 | 2-Program Cost | TableProgSpend | Formula | PVRR Multiplier | Z | =IFERROR(IF([@[Asset Type]]="Custom",[@[Custom Capital PVRR Multiplier]],[@[Generic Capital PVRR Multiplier]])+[@[Lifetime Incremental O&M PVRR Multiplier]],0) |  | =SUM($F9:$L9)=0
3 | 26 | 2-Program Cost | TableProgSpend | Error Check | In Exposure tab? | AA | =ISNUMBER(MATCH([@Program],TableExposure[Program],0)) |  | FALSE | Red font if FALSE
3 | 27 | 2-Program Cost | TableProgSpend | Error Check | In Allocation table | AB | =ISNUMBER(MATCH([@Program],TableTranchSpend[Program],0)) |  | FALSE | Red font if FALSE
3 | 28 | 2-Program Cost | TableProgSpend | Error Check | In Eff Table | AC | =OR(ISNUMBER(MATCH([@Program],TableFreqPrograms[Program],0)),ISNUMBER(MATCH([@Program],TableConseqPrograms[Program],0))) |  | FALSE | Red font if FALSE
4 | 1 | 2-Program Cost | TableTranchSpend | Formula | Program ID | B | =IFERROR(INDEX('Summary of Programs'!A:A,MATCH([@Program],'Summary of Programs'!B:B,0)),"No match in Summary of Programs")
4 | 2 | 2-Program Cost | TableTranchSpend | Formula | Type | C | =IFERROR(INDEX('Summary of Programs'!C:C,MATCH([@Program],'Summary of Programs'!B:B,0)),"No match in Summary of Programs tab")
4 | 3 | 2-Program Cost | TableTranchSpend | Input | Program | D |  | =INDIRECT("TableSummary[Program]")
4 | 4 | 2-Program Cost | TableTranchSpend | Input | MAT (optional) | E
4 | 5 | 2-Program Cost | TableTranchSpend | Input | Allocation method | F |  | =INDIRECT("TableProgCostDropdown[Program Cost Options]")
4 | 6 | 2-Program Cost | TableTranchSpend | Input | Tranche | G |  | =INDIRECT("TableTranche[Tranche]") | =$F52="% of Total Cost (specify to the right)" | Condition on if Allocation method is set as "% of Total Cost". If it is, need to input the Tranche and allocation % across the years.
4 | 7 | 2-Program Cost | TableTranchSpend | Input | Spend USD 2020 | H |  |  | =$F52="% of Total Cost (specify to the right)"
4 | 8 | 2-Program Cost | TableTranchSpend | Input | Spend USD 2021 | I |  |  | =$F52="% of Total Cost (specify to the right)"
4 | 9 | 2-Program Cost | TableTranchSpend | Input | Spend USD 2022 | J |  |  | =$F52="% of Total Cost (specify to the right)"
4 | 10 | 2-Program Cost | TableTranchSpend | Input | Spend USD 2023 | K |  |  | =$F52="% of Total Cost (specify to the right)"
4 | 11 | 2-Program Cost | TableTranchSpend | Input | Spend USD 2024 | L |  |  | =$F52="% of Total Cost (specify to the right)"
4 | 12 | 2-Program Cost | TableTranchSpend | Input | Spend USD 2025 | M |  |  | =$F52="% of Total Cost (specify to the right)"
4 | 13 | 2-Program Cost | TableTranchSpend | Input | Spend USD 2026 | N |  |  | =$F52="% of Total Cost (specify to the right)"
5 | 1 | 3-Eff - Freq Programs | TableFreqPrograms | Formula | ID | B | =IFERROR(INDEX('Summary of Programs'!A:A,MATCH([@Program],'Summary of Programs'!B:B,0)),"No match in Program Cost tab")
5 | 2 | 3-Eff - Freq Programs | TableFreqPrograms | Formula | Type | C | =IFERROR(INDEX('Summary of Programs'!C:C,MATCH([@Program],'Summary of Programs'!B:B,0)),"No match in Summary of Programs tab")
5 | 3 | 3-Eff - Freq Programs | TableFreqPrograms | Input | Program | D |  | =INDIRECT("TableSummary[Program]")
5 | 4 | 3-Eff - Freq Programs | TableFreqPrograms | Input | Risk (for Cross Cutter only) | E |  | =INDIRECT("Table_RiskNameLookup[Risk/Cross Cutting Factor Name]")
5 | 5 | 3-Eff - Freq Programs | TableFreqPrograms | Input | Tranche | F |  | =INDIRECT("TableTranche[Tranche]")
5 | 6 | 3-Eff - Freq Programs | TableFreqPrograms | Input | Driver | G |  | =INDIRECT("TableDriverSubdriver[Driver]")
5 | 7 | 3-Eff - Freq Programs | TableFreqPrograms | Input | Subdriver | H |  | =INDIRECT("TableDriverSubdriver[Subdriver]")
5 | 8 | 3-Eff - Freq Programs | TableFreqPrograms | Input | Outcome | I |  | =INDIRECT("TableOutcome[Outcome]")
5 | 9 | 3-Eff - Freq Programs | TableFreqPrograms | Input | Does this use qualitative measure? | J
5 | 10 | 3-Eff - Freq Programs | TableFreqPrograms | Input | Effectiveness - Quantitative | K |  |  | =NOT($J8) | If not use qualitative measure, need to input effective rate.
5 | 11 | 3-Eff - Freq Programs | TableFreqPrograms | Input | Category | L |  | =INDIRECT("TableQualFreqEff[Program Category]") | =$J8 | If use qualitative measure, need to input Category and Risk driver primarily due to …
5 | 12 | 3-Eff - Freq Programs | TableFreqPrograms | Input | Risk driver primarily due to… | M |  | =$Z$7:$AC$7 | =$J8
5 | 13 | 3-Eff - Freq Programs | TableFreqPrograms | Input | Explanation of Program Category and Risk Driver type | N |  |  | =$J8
5 | 14 | 3-Eff - Freq Programs | TableFreqPrograms | Formula | Effectiveness Cap (Ec) | O | =IF([@[Does this use qualitative measure?]],INDEX(TableQualFreqEff,MATCH([@Category],TableQualFreqEff[Program Category],0),MATCH([@[Risk driver primarily due to…]],TableQualFreqEff[#Headers],0)),"") |  | =$J8
5 | 15 | 3-Eff - Freq Programs | TableFreqPrograms | Formula | Maturity Factor (Mf) | P | =IFERROR(@IF(AND([@[Does this use qualitative measure?]],[@Type]="Control"),INDIRECT("'Maturity Factor - " & [@ID] & "'!EffFactor"),""),"Cannot find Maturity Factor - " & [@ID] & " tab.") |  | =$J8
5 | 16 | 3-Eff - Freq Programs | TableFreqPrograms | Formula | Effectiveness (Ec * Mf) | Q | =IFERROR(IF([@[Does this use qualitative measure?]],[@[Effectiveness Cap (Ec)]]*MIN([@[Maturity Factor (Mf)]],1),[@[Effectiveness - Quantitative]]),0)
5 | 17 | 3-Eff - Freq Programs | TableFreqPrograms | Input | Benefit Length (yrs) | R
5 | 18 | 3-Eff - Freq Programs | TableFreqPrograms | Input | Effectiveness Degradation Rate | S
5 | 19 | 3-Eff - Freq Programs | TableFreqPrograms | Input | Effectiveness Degradation Method | T
5 | 20 | 3-Eff - Freq Programs | TableFreqPrograms | Input | Explanation of Benefit Length | U
5 | 21 | 3-Eff - Freq Programs | TableFreqPrograms | Formula | Same benefit set across program? | V | =SUMPRODUCT((([Program]=[@Program]))/COUNTIFS([Program],[Program]&"",[Benefit Length (yrs)],[Benefit Length (yrs)]&"",[Effectiveness Degradation Rate],[Effectiveness Degradation Rate]&"",[Effectiveness Degradation Method],[Effectiveness Degradation Method]&""))=1
5 | 22 | 3-Eff - Freq Programs | TableFreqPrograms | Formula | Risk ID | W | =IFERROR(INDEX(Table_RiskNameLookup[RISK ID],MATCH([@[Risk (for Cross Cutter only)]],Table_RiskNameLookup[Risk/Cross Cutting Factor Name],0)),RiskID)
6 | 1 | 4-Eff - Conseq Programs | TableConseqPrograms | Formula | ID | B | =IFERROR(INDEX('Summary of Programs'!A:A,MATCH([@Program],'Summary of Programs'!B:B,0)),"No match in Program Cost tab")
6 | 2 | 4-Eff - Conseq Programs | TableConseqPrograms | Formula | Type | C | =IFERROR(INDEX('Summary of Programs'!C:C,MATCH([@Program],'Summary of Programs'!B:B,0)),"No match in Summary of Programs tab")
6 | 3 | 4-Eff - Conseq Programs | TableConseqPrograms | Input | Program | D |  | =INDIRECT("TableSummary[Program]")
6 | 4 | 4-Eff - Conseq Programs | TableConseqPrograms | Input | Risk (for Cross Cutter only) | E |  | =INDIRECT("Table_RiskNameLookup[Risk/Cross Cutting Factor Name]")
6 | 5 | 4-Eff - Conseq Programs | TableConseqPrograms | Input | Tranche | F |  | =INDIRECT("TableTranche[Tranche]")
6 | 6 | 4-Eff - Conseq Programs | TableConseqPrograms | Input | Outcome | G |  | =INDIRECT("TableOutcome[Outcome]")
6 | 7 | 4-Eff - Conseq Programs | TableConseqPrograms | Input | Attribute | H
6 | 8 | 4-Eff - Conseq Programs | TableConseqPrograms | Input | Does this use qualitative measure? | I
6 | 9 | 4-Eff - Conseq Programs | TableConseqPrograms | Input | Effectiveness - Quantitative | J |  |  | =NOT($I8) | If not use qualitative measure, need to input effective rate.
6 | 10 | 4-Eff - Conseq Programs | TableConseqPrograms | Input | Category | K |  | =INDIRECT("TableQualConseqEff[Control Program Category]") | =$I8 | If use qualitative measure, need to input Category and Consequence develops …
6 | 11 | 4-Eff - Conseq Programs | TableConseqPrograms | Input | Consequence develops… | L |  | =$AA$7:$AB$7 | =$I8
6 | 12 | 4-Eff - Conseq Programs | TableConseqPrograms | Input | Explanation of Program Category and Consequence type | M |  |  | =$I8
6 | 13 | 4-Eff - Conseq Programs | TableConseqPrograms | Formula | Effectiveness Cap (Ec) | N | #N/A |  | =$I8
6 | 14 | 4-Eff - Conseq Programs | TableConseqPrograms | Formula | Maturity Factor (Mf) | O | #N/A |  | =$I8
6 | 15 | 4-Eff - Conseq Programs | TableConseqPrograms | Formula | Effectiveness (Ec * Mf) | P | #N/A
6 | 16 | 4-Eff - Conseq Programs | TableConseqPrograms | Input | Benefit Length (yrs) | Q
6 | 17 | 4-Eff - Conseq Programs | TableConseqPrograms | Input | Effectiveness Degradation Rate | R
6 | 18 | 4-Eff - Conseq Programs | TableConseqPrograms | Input | Effectiveness Degradation Method | S
6 | 19 | 4-Eff - Conseq Programs | TableConseqPrograms | Input | Explanation of Benefit Length, Degradation Rate | T
6 | 20 | 4-Eff - Conseq Programs | TableConseqPrograms | Formula | Same benefit set across program? | U | =SUMPRODUCT((([Program]=[@Program]))/COUNTIFS([Program],[Program]&"",[Benefit Length (yrs)],[Benefit Length (yrs)]&"",[Effectiveness Degradation Rate],[Effectiveness Degradation Rate]&"",[Effectiveness Degradation Method],[Effectiveness Degradation Method]&""))=1
6 | 21 | 4-Eff - Conseq Programs | TableConseqPrograms | Formula | Risk ID | V | =IFERROR(INDEX(Table_RiskNameLookup[RISK ID],MATCH(TableFreqPrograms[@[Risk (for Cross Cutter only)]],Table_RiskNameLookup[Risk/Cross Cutting Factor Name],0)),RiskID)

## Summary of Programs
Pacific Gas and Electric Company
2022 WMP
Control and Mitigation Program Workpaper
| RISK Name: | Wildfire
| RISK ID: | WLDFR
| Total mitigations: | 1
| Total controls: | 0
Program ID | Program | Mitigation or Control? | MAT or MWC | Program Description | Modifying Likelihood of Failure (LOF) or Consequence of Failure (COF) | Risk Drivers and/or Consequences being addressed by Program | Year(s) of Implementation | Justification for Effectiveness % | Benefit Length | Justification for Benefit Length | Assumptions / Comments | Mitigation Program Count | Control Program Count
3.15 | 3.15 Proactive Wires Down - REFCL | Mitigation |  |  | LOF | Vegetation Contact, Equipment / facility failure |  |  | 10 Years |  |  | 1 | 0

## 1-Program Exposure
Program Exposure | [7 empty] | 55300 | 68.52% | 90%
For each program, specify either the units of exposure (as defined in the Risk Model Input file), or the fraction of the total tranche exposure, to which the program applies | [7 empty] | 171.2 | 31.48% |  |  |  | 1000
If the exposure number applies all tranches, leave the 'Tranche' column blank and include only one line in the table below |  |  |  |  | 0.6738% |  |  | 6928.8
The tranche names in this table must match identically to the tranche names in the Risk Model Input File |  |  | 203564781.34
| Exposure Table |  |  |  | 7181*85%
| Program ID | Type | Program | Risk (for Cross Cutter only) | Tranche | Tranche Exposure | Tranche Exposure Unit | Program Exposure 2020 | Program Exposure 2021 | Program Exposure 2022 | Program Exposure 2023 | Program Exposure 2024 | Program Exposure 2025 | Program Exposure 2026 | Unit for Program Exposure | Work Units 2020 | Work Units 2021 | Work Units 2022 | Work Units 2023 | Work Units 2024 | Work Units 2025 | Work Units 2026 | Unit for work units | Explanation of relationship between different units | Other Note | Flag for modeler | Risk ID
| 3.15 | Mitigation | 3.15 Proactive Wires Down - REFCL |  | HFTD - Distribution - Tier 3 - All | 7124.7516 | Miles | [6 empty] | 14% | % of tranche exposure | [11 empty] | WLDFR
| 3.15 | Mitigation | 3.15 Proactive Wires Down - REFCL |  | HFTD - Distribution - Tier 2 - All | 18326.3019 | Miles | [6 empty] | 14% | % of tranche exposure | [11 empty] | WLDFR

## 2-Program Cost
Program Spend from Control File
Program ID | Type | Program | MAT (optional) | CapEx USD 2020 | CapEx USD 2021 | CapEx USD 2022 | CapEx USD 2023 | CapEx USD 2024 | CapEx USD 2025 | CapEx USD 2026 | OpEx USD 2020 | OpEx USD 2021 | OpEx USD 2022 | OpEx USD 2023 | OpEx USD 2024 | OpEx USD 2025 | OpEx USD 2026 | Asset Type | Generic Capital PVRR Multiplier | Custom Capital PVRR Multiplier | Generic Lifetime Incremental O&M PVRR Multiplier | Custom Lifetime Incremental O&M PVRR Multiplier (optional; specify if 0) | Lifetime Incremental O&M PVRR Multiplier | PVRR Multiplier | In Exposure tab? | In Allocation table | In Eff Table
3.15 | Mitigation | 3.15 Proactive Wires Down - REFCL | [7 empty] | 75696223 | [6 empty] | 140471631 | Electric distribution (<69kV) - Overhead | 1.3891 | 1 | 1.1158 | 0 | 0 | 1.3891 | TRUE | TRUE | TRUE
[24 empty] | 0 | FALSE | FALSE | FALSE
Program Spend Allocation to Tranches
Program ID | Type | Program | MAT (optional) | Allocation method | Tranche | Spend USD 2020 | Spend USD 2021 | Spend USD 2022 | Spend USD 2023 | Spend USD 2024 | Spend USD 2025 | Spend USD 2026
3.15 | Mitigation | 3.15 Proactive Wires Down - REFCL |  | prorate by Program Exposure
Update Cost Data

## 3-Eff - Freq Programs
Effectiveness for Programs that Modify Frequency | [21 empty] | Qualitative Program Effectiveness Cap for different types of programs affecting event frequency
Dimensions over which effectiveness differs
Please see Instructions for detailed guidance on each column. See 'Control Effectiveness Guidance' documentation for more details on qualitative methodology.
Effectiveness by Model Element | [22 empty] | Risk Driver is Primarily Due to… |  |  |  | Effectiveness Mapping Table
ID | Type | Program | Risk (for Cross Cutter only) | Tranche | Driver | Subdriver | Outcome | Does this use qualitative measure? | Effectiveness - Quantitative | Category | Risk driver primarily due to… | Explanation of Program Category and Risk Driver type | Effectiveness Cap (Ec) | Maturity Factor (Mf) | Effectiveness (Ec * Mf) | Benefit Length (yrs) | Effectiveness Degradation Rate | Effectiveness Degradation Method | Explanation of Benefit Length | Same benefit set across program? | Risk ID | Program Category | Human Error | Functional Failure | Malicious Action | Natural/Outside Force | Program | Tranche | Driver | Subdriver | Outcome
3.15 | Mitigation | 3.15 Proactive Wires Down - REFCL |  |  | Vegetation Contact | Branch (Not overhanging, > 12ft) |  | FALSE | 58% | [5 empty] | 58% | 10 |  |  | 0 | TRUE | WLDFR | Elimination | 90% | 90% | 90% | 90%
3.15 | Mitigation | 3.15 Proactive Wires Down - REFCL |  |  | Vegetation Contact | Branch (Not overhanging, 4-12ft) |  | FALSE | 58% | [5 empty] | 58% | 10 |  |  | 0 | TRUE | WLDFR | Engineered barrier | 90% | 75% | 50% | 50%
3.15 | Mitigation | 3.15 Proactive Wires Down - REFCL |  |  | Vegetation Contact | Branch (Not overhanging, Distance Unknown) |  | FALSE | 58% | [5 empty] | 58% | 10 |  |  | 0 | TRUE | WLDFR | Substitution | 75% | 50% | 50% | 0%
3.15 | Mitigation | 3.15 Proactive Wires Down - REFCL |  |  | Vegetation Contact | Branch (OverHanging) |  | FALSE | 58% | [5 empty] | 58% | 10 |  |  | 0 | TRUE | WLDFR | Administrative barrier | 30% | 0% | 0% | 0%
3.15 | Mitigation | 3.15 Proactive Wires Down - REFCL |  |  | Vegetation Contact | Fell into (Moderate-Severe defect) |  | FALSE | 58% | [5 empty] | 58% | 10 |  |  | 0 | TRUE | WLDFR | Distance gap | 20% | 0% | 0% | 15%
3.15 | Mitigation | 3.15 Proactive Wires Down - REFCL |  |  | Vegetation Contact | Fell into (No defect) |  | FALSE | 58% | [5 empty] | 58% | 10 |  |  | 0 | TRUE | WLDFR | Detect/Notify/Respond | 10% | 10% | 25% | 10%
3.15 | Mitigation | 3.15 Proactive Wires Down - REFCL |  |  | Vegetation Contact | Fell into (slight defect) |  | FALSE | 58% | [5 empty] | 58% | 10 |  |  | 0 | TRUE | WLDFR | Minor or preventative main. | 0% | 25% | 5% | 5%
3.15 | Mitigation | 3.15 Proactive Wires Down - REFCL |  |  | Vegetation Contact | Grow Into |  | FALSE | 58% | [5 empty] | 58% | 10 |  |  | 0 | TRUE | WLDFR
3.15 | Mitigation | 3.15 Proactive Wires Down - REFCL |  |  | Vegetation Contact | Other/Unknown |  | FALSE | 58% | [5 empty] | 58% | 10 |  |  | 0 | TRUE | WLDFR
3.15 | Mitigation | 3.15 Proactive Wires Down - REFCL |  |  | Equipment / facility failure | Anchor / guy damage or failure |  | FALSE | 58% | [5 empty] | 58% | 10 |  |  | 0 | TRUE | WLDFR
3.15 | Mitigation | 3.15 Proactive Wires Down - REFCL |  |  | Equipment / facility failure | Insulator and brushing damage or failure |  | FALSE | 58% | [5 empty] | 58% | 10 |  |  | 0 | TRUE | WLDFR
3.15 | Mitigation | 3.15 Proactive Wires Down - REFCL |  |  | Equipment / facility failure | Lightning arrestor damage or failure |  | FALSE | 58% | [5 empty] | 58% | 10 |  |  | 0 | TRUE | WLDFR
3.15 | Mitigation | 3.15 Proactive Wires Down - REFCL |  |  | Equipment / facility failure | Pole damage or failure |  | FALSE | 58% | [5 empty] | 58% | 10 |  |  | 0 | TRUE | WLDFR
3.15 | Mitigation | 3.15 Proactive Wires Down - REFCL |  |  | Equipment / facility failure | Transformer damage or failure |  | FALSE | 58% | [5 empty] | 58% | 10 |  |  | 0 | TRUE | WLDFR
3.15 | Mitigation | 3.15 Proactive Wires Down - REFCL |  |  | Equipment / facility failure | Voltage regulator / booster damage or failure |  | FALSE | 58% | [5 empty] | 58% | 10 |  |  | 0 | TRUE | WLDFR
#N/A

## 4-Eff - Conseq Programs
Effectiveness Mapping - Programs that Modify Consequence | [20 empty] | Qualitative Program Effectiveness Cap for different types of programs affecting event frequency
Dimensions over which effectiveness differs
Please see Instructions for detailed guidance on each column. See 'Control Effectiveness Guidance' documentation for more details on qualitative methodology.
Effectiveness by Model Element | [21 empty] | Consequence development happens… |  | Effectiveness Mapping Table
ID | Type | Program | Risk (for Cross Cutter only) | Tranche | Outcome | Attribute | Does this use qualitative measure? | Effectiveness - Quantitative | Category | Consequence develops… | Explanation of Program Category and Consequence type | Effectiveness Cap (Ec) | Maturity Factor (Mf) | Effectiveness (Ec * Mf) | Benefit Length (yrs) | Effectiveness Degradation Rate | Effectiveness Degradation Method | Explanation of Benefit Length, Degradation Rate | Same benefit set across program? | Risk ID | Control Program Category | Rapidly | Gradually | Program | Tranche | Attribute | Outcome
No match in Program Cost tab | No match in Summary of Programs tab | [17 empty] | TRUE | WLDFR | Replacement | 90% | 100%
[19 empty] | TRUE | WLDFR | Engineered barrier | 50% | 75%
[21 empty] | Automated response | 25% | 50%
[21 empty] | Manual response | 10% | 25%

## RSE Lite
Risk Data File Folder | [9 empty] | For PSPS
Risk Data File Name | EO_WLDFR_20220209_SplitByTier_192656_194748_Baseline_rselite_(add 2020).xlsx | [8 empty] | EO_WPSPS_20211011_20211015091238_Baseline_rselite_(add_2020).xlsx
Risk Data File Path
RSE Lite exe path
NPV Year | 2021
discount rate | 7%
Aggregation years | 2020 | 2022 | 2020-2022
Summary Results
Program Select a Program to Run RSE Lite | 2020 Program Risk Reduction NPV | 2021 Program Risk Reduction NPV | 2022 Program Risk Reduction NPV | 2023 Program Risk Reduction NPV | 2024 Program Risk Reduction NPV | 2025 Program Risk Reduction NPV | 2026 Program Risk Reduction NPV | 2020-2022 Program Risk Reduction NPV | 2020 Program RSE | 2021 Program RSE | 2022 Program RSE | 2023 Program RSE | 2024 Program RSE | 2025 Program RSE | 2026 Program RSE | 2020-2022 Program RSE | 2020-2022 Capital Cost NPV with PVRR ($M) | 2020-2022 Expense Cost NPV ($M) | 2020-2022 Total Cost NPV ($M) | 2020-2022 Program Freq Reduction NPV
3.15 Proactive Wires Down - REFCL | [6 empty] | 6981.4295 | 0 | [6 empty] | 39.8657 | 0 | 0 | 0 | 0 | 0
Run Complete for 3.45 Automated Fire Detection from Wildfire Alert Cameras. | [34 empty] | Program Risk Reduction | [43 empty] | Risk Reduction per Unit Program Exposure | [40 empty] | LoRE Reduction per unit of work each year, by Tranche, Outcome, Driver, Subdriver and Year. | [28 empty] | CoRE Reduction per unit of work each year, by Tranche, Outcome, Driver and Attribute.
Summary Results by Tranche | [78 empty] | Freq Risk Reduction = LoRE Reduction x CoRE, Conseq Risk Reduction = LoRE x CoRE Reduction, Risk Reduction = Freq Risk Reduction + Conseq Risk Reduction +- LoRE Reduction x CoRE Reduction | [40 empty] | Purely based on effectiveness, regardless of program exposure. | [28 empty] | Purely based on effectiveness, regardless of program exposure.
Program | index | 2026 Program Risk Reduction NPV | 2020-2022 Program Freq Reduction NPV | 2020-2022 Program Freq Risk Reduction NPV | 2020-2022 Program Conseq Risk Reduction NPV | 2020-2022 Program Risk Reduction NPV | 2026 Program RSE | 2020-2022 Program RSE | CapEx USD 2026 | PVRR Multiplier | 2020-2022 Capital Cost NPV with PVRR | OpEx USD 2026 | 2020-2022 Expense Cost NPV | Column15 | Column16 | Column17 | Column18 | Column19 | Column20 | Column21 | Column22 | Column23 | Column24 | Column25 | Column26 | Column27 | Column28 | Column29 | Column30 | Column31 | Column32 | Column33 | Column34 | Column35 | Program | Risk ID | Tranche | Year | Discount Factor | 2026 Program Freq Reduction | 2026 Program Freq Risk Reduction | 2026 Program Conseq Risk Reduction | 2026 Program Risk Reduction | 2026 Program Risk Reduction NPV | 2020-2022 Program Freq Reduction | 2020-2022 Program Freq Reduction NPV | 2020-2022 Program Freq Risk Reduction | 2020-2022 Program Freq Risk Reduction NPV | 2020-2022 Program Conseq Risk Reduction | 2020-2022 Program Conseq Risk Reduction NPV | 2020-2022 Program Risk Reduction | 2020-2022 Program Risk Reduction NPV | Column19 | Column20 | Column21 | Column22 | Column23 | Column24 | Column25 | Column26 | Column27 | Column28 | Column29 | Column30 | Column31 | Column32 | Column33 | Column34 | Column35 | Column36 | Column37 | Column38 | Column39 | Column40 | Column41 | Column42 | Column43 | Column44 | Risk ID | Tranche | Outcome | Year | CoRE | Electric Reliability CoRE | Financial CoRE | Safety CoRE | LoRE | Column10 | Column11 | Column12 | Column13 | Column14 | Column15 | Column16 | Column17 | Column18 | Column19 | Column20 | Column21 | Column22 | Column23 | Column24 | Column25 | Column26 | Column27 | Column28 | Column29 | Column30 | Column31 | Column32 | Column33 | Column34 | Column35 | Column36 | Column37 | Column38 | Column39 | Column40 | Column41 | Index | Risk ID | Tranche | Outcome | Driver | Subdriver | Year | LoRE | Tranche Exposure | Freq | Yr | Type | Adjusted Effectiveness | Effectiveness Life | Effectiveness Degradation Rate | Effectiveness Degradation Method | Column17 | Column18 | Column19 | Column20 | Column21 | Column22 | Column23 | Column24 | Column25 | Column26 | Column27 | Column28 | Column29 | Index | Risk ID | Tranche | Outcome | Year | Attribute | CoRE | Tranche Exposure | Yr | Type | Adjusted Effectiveness | Effectiveness Life | Effectiveness Degradation Rate | Effectiveness Degradation Method | Column15 | Column16 | Column17 | Column18 | Column19 | Column20 | Column21 | Column22 | Column23 | Column24 | Column25 | Column26 | Column27 | Column28
3.15 Proactive Wires Down - REFCL | HFTD - Distribution - Tier 2 - 1QU CoRE ¦ 1QU LoRE | 189.8383 | 0 | 0 | 0 | 0 | 168.595 | 0 | 486708.4465 | 1.3891 | 0 | 903198.6881 | 0 | [21 empty] | 3.15 Proactive Wires Down - REFCL | WLDFR | HFTD - Distribution - Tier 2 - 1QU CoRE ¦ 1QU LoRE | 2026 | 0.71299 | 0.035874 | 33.9167 | 0 | 33.9167 | 24.1822 | 0 | 0 | 0 | 0 | 0 | 0 | 0 | 0
3.15 Proactive Wires Down - REFCL | HFTD - Distribution - Tier 2 - 1QU CoRE ¦ 2QU LoRE | 325.3641 | 0 | 0 | 0 | 0 | 133.752 | 0 | 1051474.7806 | 1.3891 | 0 | 1951251.6151 | 0 | [21 empty] | 3.15 Proactive Wires Down - REFCL | WLDFR | HFTD - Distribution - Tier 2 - 1QU CoRE ¦ 1QU LoRE | 2027 | 0.66634 | 0.035874 | 33.9167 | 0 | 33.9167 | 22.6002 | 0 | 0 | 0 | 0 | 0 | 0 | 0 | 0 | [26 empty] | WLDFR | HFTD - Distribution - Tier 2 - 3QU CoRE ¦ 4QU LoRE | Red Flag Warning - Small Fires | 2041 | 0 | 0.091184 | 0.042438 | 0.0018418 | 0.046905 | 0.032347 | 0.00038616 | 0 | 1.2491e-05 | 1.2491e-05 | 0 | 0 | 0.00048774 | 0 | 0.00048774
3.15 Proactive Wires Down - REFCL | HFTD - Distribution - Tier 2 - 1QU CoRE ¦ 3QU LoRE | 940.9888 | 0 | 0 | 0 | 0 | 134.8739 | 0 | 3015686.6978 | 1.3891 | 0 | 5596295.4589 | 0 | [21 empty] | 3.15 Proactive Wires Down - REFCL | WLDFR | HFTD - Distribution - Tier 2 - 1QU CoRE ¦ 1QU LoRE | 2028 | 0.62275 | 0.035874 | 35.4274 | 0 | 35.4274 | 22.0624 | 0 | 0 | 0 | 0 | 0 | 0 | 0 | 0 | [26 empty] | WLDFR | HFTD - Distribution - Tier 2 - 3QU CoRE ¦ 4QU LoRE | Red Flag Warning - Small Fires | 2042 | 0 | 0.091184 | 0.042438 | 0.0018418 | 0.046905 | 0.032347 | 0.00038616 | 0 | 1.2491e-05 | 1.2491e-05 | 0 | 4.3049e-06 | 0 | 0 | 0
3.15 Proactive Wires Down - REFCL | HFTD - Distribution - Tier 2 - 1QU CoRE ¦ 4QU LoRE | 1251.528 | 0 | 0 | 0 | 0 | 122.6479 | 0 | 4410727.6242 | 1.3891 | 0 | 8185112.5289 | 0 | [21 empty] | 3.15 Proactive Wires Down - REFCL | WLDFR | HFTD - Distribution - Tier 2 - 1QU CoRE ¦ 1QU LoRE | 2029 | 0.58201 | 0.035874 | 35.4274 | 0 | 35.4274 | 20.619 | 0 | 0 | 0 | 0 | 0 | 0 | 0 | 0 | [26 empty] | WLDFR | HFTD - Distribution - Tier 2 - 3QU CoRE ¦ 4QU LoRE | Red Flag Warning - Small Fires | 2043 | 0 | 0.095486 | 0.044306 | 0.0019228 | 0.049257 | 0.033969 | 0.00038616 | 0 | 1.3117e-05 | 1.3117e-05 | 0 | 4.4975e-06 | 4.4975e-06 | 0 | 4.4975e-06
3.15 Proactive Wires Down - REFCL | HFTD - Distribution - Tier 2 - 1QU CoRE ¦ 5QU LoRE | 922.4117 | 0 | 0 | 0 | 0 | 83.7025 | 0 | 4763388.1475 | 1.3891 | 0 | 8839554.6784 | 0 | [21 empty] | 3.15 Proactive Wires Down - REFCL | WLDFR | HFTD - Distribution - Tier 2 - 1QU CoRE ¦ 1QU LoRE | 2030 | 0.54393 | 0.035874 | 35.4274 | 0 | 35.4274 | 19.2701 | 0 | 0 | 0 | 0 | 0 | 0 | 0 | 0 | [26 empty] | WLDFR | HFTD - Distribution - Tier 2 - 3QU CoRE ¦ 4QU LoRE | Red Flag Warning - Small Fires | 2044 | 0 | 0.095486 | 0.044306 | 0.0019228 | 0.049257 | 0.033969 | 0.00038616 | 0 | 1.3117e-05 | 1.3117e-05 | 0 | 4.4975e-06 | 4.4975e-06 | 0 | 4.4975e-06
3.15 Proactive Wires Down - REFCL | HFTD - Distribution - Tier 2 - 2QU CoRE ¦ 1QU LoRE | 105.0999 | 0 | 0 | 0 | 0 | 78.8274 | 0 | 576308.0164 | 1.3891 | 0 | 1069471.1548 | 0 | [21 empty] | 3.15 Proactive Wires Down - REFCL | WLDFR | HFTD - Distribution - Tier 2 - 1QU CoRE ¦ 1QU LoRE | 2031 | 0.50835 | 0.035874 | 35.4274 | 0 | 35.4274 | 18.0095 | 0 | 0 | 0 | 0 | 0 | 0 | 0 | 0 | [26 empty] | WLDFR | HFTD - Distribution - Tier 2 - 3QU CoRE ¦ 4QU LoRE | Red Flag Warning - Small Fires | 2045 | 0 | 0.095486 | 0.044306 | 0.0019228 | 0.049257 | 0.033969 | 0.00038616 | 0 | 1.3117e-05 | 1.3117e-05 | 0 | 4.4975e-06 | 4.4975e-06 | 0 | 4.4975e-06
3.15 Proactive Wires Down - REFCL | HFTD - Distribution - Tier 2 - 2QU CoRE ¦ 2QU LoRE | 220.7257 | 0 | 0 | 0 | 0 | 59.0651 | 0 | 1615293.1785 | 1.3891 | 0 | 2997545.43 | 0 | [21 empty] | 3.15 Proactive Wires Down - REFCL | WLDFR | HFTD - Distribution - Tier 2 - 1QU CoRE ¦ 1QU LoRE | 2032 | 0.47509 | 0.035874 | 35.4274 | 0 | 35.4274 | 16.8313 | 0 | 0 | 0 | 0 | 0 | 0 | 0 | 0 | [26 empty] | WLDFR | HFTD - Distribution - Tier 2 - 3QU CoRE ¦ 4QU LoRE | Red Flag Warning - Small Fires | 2046 | 0 | 0.095486 | 0.044306 | 0.0019228 | 0.049257 | 0.033969 | 0.00038616 | 0 | 1.3117e-05 | 1.3117e-05 | 0 | 4.4975e-06 | 4.4975e-06 | 0 | 4.4975e-06
3.15 Proactive Wires Down - REFCL | HFTD - Distribution - Tier 2 - 2QU CoRE ¦ 3QU LoRE | 334.8913 | 0 | 0 | 0 | 0 | 51.4173 | 0 | 2815296.714 | 1.3891 | 0 | 5224426.0742 | 0 | [21 empty] | 3.15 Proactive Wires Down - REFCL | WLDFR | HFTD - Distribution - Tier 2 - 1QU CoRE ¦ 1QU LoRE | 2033 | 0.44401 | 0.035874 | 37.1061 | 0 | 37.1061 | 16.4756 | 0 | 0 | 0 | 0 | 0 | 0 | 0 | 0 | [26 empty] | WLDFR | HFTD - Distribution - Tier 2 - 3QU CoRE ¦ 4QU LoRE | Red Flag Warning - Small Fires | 2047 | 0 | 0.095486 | 0.044306 | 0.0019228 | 0.049257 | 0.033969 | 0.00038616 | 0 | 1.3117e-05 | 1.3117e-05 | 0 | 4.4975e-06 | 4.4975e-06 | 0 | 4.4975e-06
3.15 Proactive Wires Down - REFCL | HFTD - Distribution - Tier 2 - 2QU CoRE ¦ 4QU LoRE | 285.3648 | 0 | 0 | 0 | 0 | 38.4368 | 0 | 3209096.8717 | 1.3891 | 0 | 5955212.2118 | 0 | [21 empty] | 3.15 Proactive Wires Down - REFCL | WLDFR | HFTD - Distribution - Tier 2 - 1QU CoRE ¦ 1QU LoRE | 2034 | 0.41496 | 0.035874 | 37.1061 | 0 | 37.1061 | 15.3977 | 0 | 0 | 0 | 0 | 0 | 0 | 0 | 0 | [26 empty] | WLDFR | HFTD - Distribution - Tier 2 - 3QU CoRE ¦ 4QU LoRE | Red Flag Warning - Small Fires | 2048 | 0 | 0.10007 | 0.04626 | 0.0020076 | 0.051804 | 0.035726 | 0.00038616 | 0 | 1.3796e-05 | 1.3796e-05 | 0 | 4.7456e-06 | 4.7456e-06 | 0 | 4.7456e-06
3.15 Proactive Wires Down - REFCL | HFTD - Distribution - Tier 2 - 2QU CoRE ¦ 5QU LoRE | 295.6812 | 0 | 0 | 0 | 0 | 29.3341 | 0 | 4356933.8153 | 1.3891 | 0 | 8085285.8299 | 0 | [21 empty] | 3.15 Proactive Wires Down - REFCL | WLDFR | HFTD - Distribution - Tier 2 - 1QU CoRE ¦ 1QU LoRE | 2035 | 0.38782 | 0.035874 | 37.1061 | 0 | 37.1061 | 14.3904 | 0 | 0 | 0 | 0 | 0 | 0 | 0 | 0 | [26 empty] | WLDFR | HFTD - Distribution - Tier 2 - 3QU CoRE ¦ 4QU LoRE | Red Flag Warning - Small Fires | 2049 | 0 | 0.10007 | 0.04626 | 0.0020076 | 0.051804 | 0.035726 | 0.00038616 | 0 | 1.3796e-05 | 1.3796e-05 | 0 | 4.7456e-06 | 4.7456e-06 | 0 | 4.7456e-06
3.15 Proactive Wires Down - REFCL | HFTD - Distribution - Tier 2 - 3QU CoRE ¦ 1QU LoRE | 134.0591 | 0 | 0 | 0 | 0 | 39.7916 | 0 | 1456243.6671 | 1.3891 | 0 | 2702392.7343 | 0 | [21 empty] | 3.15 Proactive Wires Down - REFCL | WLDFR | HFTD - Distribution - Tier 2 - 1QU CoRE ¦ 2QU LoRE | 2026 | 0.71299 | 0.076319 | 58.1299 | 0 | 58.1299 | 41.4458 | 0 | 0 | 0 | 0 | 0 | 0 | 0 | 0 | [26 empty] | WLDFR | HFTD - Distribution - Tier 2 - 3QU CoRE ¦ 4QU LoRE | Red Flag Warning - Small Fires | 2050 | 0 | 0.10007 | 0.04626 | 0.0020076 | 0.051804 | 0.035726 | 0.00038616 | 0 | 1.3796e-05 | 1.3796e-05 | 0 | 4.7456e-06 | 4.7456e-06 | 0 | 4.7456e-06
3.15 Proactive Wires Down - REFCL | HFTD - Distribution - Tier 2 - 3QU CoRE ¦ 2QU LoRE | 160.1596 | 0 | 0 | 0 | 0 | 29.4213 | 0 | 2352992.3769 | 1.3891 | 0 | 4366514.7851 | 0 | [21 empty] | 3.15 Proactive Wires Down - REFCL | WLDFR | HFTD - Distribution - Tier 2 - 1QU CoRE ¦ 2QU LoRE | 2027 | 0.66634 | 0.076319 | 58.1299 | 0 | 58.1299 | 38.7344 | 0 | 0 | 0 | 0 | 0 | 0 | 0 | 0 | [26 empty] | WLDFR | HFTD - Distribution - Tier 2 - 3QU CoRE ¦ 4QU LoRE | Red Flag Warning - Small Fires | 2051 | 0 | 0.10007 | 0.04626 | 0.0020076 | 0.051804 | 0.035726 | 0.00038616 | 0 | 1.3796e-05 | 1.3796e-05 | 0 | 4.7456e-06 | 4.7456e-06 | 0 | 4.7456e-06
3.15 Proactive Wires Down - REFCL | HFTD - Distribution - Tier 2 - 3QU CoRE ¦ 3QU LoRE | 126.7667 | 0 | 0 | 0 | 0 | 23.2856 | 0 | 2353140.6758 | 1.3891 | 0 | 4366789.9878 | 0 | [21 empty] | 3.15 Proactive Wires Down - REFCL | WLDFR | HFTD - Distribution - Tier 2 - 1QU CoRE ¦ 2QU LoRE | 2028 | 0.62275 | 0.076319 | 60.719 | 0 | 60.719 | 37.8127 | 0 | 0 | 0 | 0 | 0 | 0 | 0 | 0 | [26 empty] | WLDFR | HFTD - Distribution - Tier 2 - 3QU CoRE ¦ 4QU LoRE | Red Flag Warning - Small Fires | 2052 | 0 | 0.10007 | 0.04626 | 0.0020076 | 0.051804 | 0.035726 | 0.00038616 | 0 | 1.3796e-05 | 1.3796e-05 | 0 | 4.7456e-06 | 4.7456e-06 | 0 | 4.7456e-06
3.15 Proactive Wires Down - REFCL | HFTD - Distribution - Tier 2 - 3QU CoRE ¦ 4QU LoRE | 75.7207 | 0 | 0 | 0 | 0 | 14.8393 | 0 | 2205621.9077 | 1.3891 | 0 | 4093035.2198 | 0 | [21 empty] | 3.15 Proactive Wires Down - REFCL | WLDFR | HFTD - Distribution - Tier 2 - 1QU CoRE ¦ 2QU LoRE | 2029 | 0.58201 | 0.076319 | 60.719 | 0 | 60.719 | 35.339 | 0 | 0 | 0 | 0 | 0 | 0 | 0 | 0 | [26 empty] | WLDFR | HFTD - Distribution - Tier 2 - 3QU CoRE ¦ 4QU LoRE | Red Flag Warning - Small Fires | 2053 | 0 | 0.10489 | 0.048274 | 0.002095 | 0.054525 | 0.037602 | 0.00038616 | 0 | 1.452e-05 | 1.452e-05 | 0 | 5.0278e-06 | 5.0278e-06 | 0 | 5.0278e-06
3.15 Proactive Wires Down - REFCL | HFTD - Distribution - Tier 2 - 3QU CoRE ¦ 5QU LoRE | 50.9592 | 0 | 0 | 0 | 0 | 10.3458 | 0 | 2129062.2407 | 1.3891 | 0 | 3950961.2712 | 0 | [21 empty] | 3.15 Proactive Wires Down - REFCL | WLDFR | HFTD - Distribution - Tier 2 - 1QU CoRE ¦ 2QU LoRE | 2030 | 0.54393 | 0.076319 | 60.719 | 0 | 60.719 | 33.0271 | 0 | 0 | 0 | 0 | 0 | 0 | 0 | 0 | [26 empty] | WLDFR | HFTD - Distribution - Tier 2 - 3QU CoRE ¦ 4QU LoRE | Red Flag Warning - Small Fires | 2054 | 0 | 0.10489 | 0.048274 | 0.002095 | 0.054525 | 0.037602 | 0.00038616 | 0 | 1.452e-05 | 1.452e-05 | 0 | 5.0278e-06 | 5.0278e-06 | 0 | 5.0278e-06
3.15 Proactive Wires Down - REFCL | HFTD - Distribution - Tier 2 - 4QU CoRE ¦ 1QU LoRE | 94.718 | 0 | 0 | 0 | 0 | 17.8286 | 0 | 2296390.4644 | 1.3891 | 0 | 4261477.0085 | 0 | [21 empty] | 3.15 Proactive Wires Down - REFCL | WLDFR | HFTD - Distribution - Tier 2 - 1QU CoRE ¦ 2QU LoRE | 2031 | 0.50835 | 0.076319 | 60.719 | 0 | 60.719 | 30.8664 | 0 | 0 | 0 | 0 | 0 | 0 | 0 | 0 | [26 empty] | WLDFR | HFTD - Distribution - Tier 2 - 3QU CoRE ¦ 4QU LoRE | Red Flag Warning - Small Fires | 2055 | 0 | 0.10489 | 0.048274 | 0.002095 | 0.054525 | 0.037602 | 0.00038616 | 0 | 1.452e-05 | 1.452e-05 | 0 | 5.0278e-06 | 5.0278e-06 | 0 | 5.0278e-06
3.15 Proactive Wires Down - REFCL | HFTD - Distribution - Tier 2 - 4QU CoRE ¦ 2QU LoRE | 37.5948 | 0 | 0 | 0 | 0 | 10.4626 | 0 | 1553173.8584 | 1.3891 | 0 | 2882268.8434 | 0 | [21 empty] | 3.15 Proactive Wires Down - REFCL | WLDFR | HFTD - Distribution - Tier 2 - 1QU CoRE ¦ 2QU LoRE | 2032 | 0.47509 | 0.076319 | 60.719 | 0 | 60.719 | 28.8471 | 0 | 0 | 0 | 0 | 0 | 0 | 0 | 0 | [26 empty] | WLDFR | HFTD - Distribution - Tier 2 - 3QU CoRE ¦ 4QU LoRE | Seismic - Non-Red Flag Warning - Catastrophic Fires | 2026 | 0 | 21835.9781 | 428.6023 | 13939.561 | 7467.8148 | 5149.9993 | 1.8094e-10 | 0 | 9.3183e-07 | 9.3183e-07 | 0 | 5.0278e-06 | 5.0278e-06 | 0 | 5.0278e-06
3.15 Proactive Wires Down - REFCL | HFTD - Distribution - Tier 2 - 4QU CoRE ¦ 3QU LoRE | 41.3177 | 0 | 0 | 0 | 0 | 8.0039 | 0 | 2231321.2463 | 1.3891 | 0 | 4140726.2124 | 0 | [21 empty] | 3.15 Proactive Wires Down - REFCL | WLDFR | HFTD - Distribution - Tier 2 - 1QU CoRE ¦ 2QU LoRE | 2033 | 0.44401 | 0.076319 | 63.5963 | 0 | 63.5963 | 28.2375 | 0 | 0 | 0 | 0 | 0 | 0 | 0 | 0 | [26 empty] | WLDFR | HFTD - Distribution - Tier 2 - 3QU CoRE ¦ 4QU LoRE | Seismic - Non-Red Flag Warning - Catastrophic Fires | 2027 | 0 | 21835.9781 | 428.6023 | 13939.561 | 7467.8148 | 5149.9993 | 1.8094e-10 | 0 | 9.3183e-07 | 9.3183e-07 | 0 | 5.0278e-06 | 5.0278e-06 | 0 | 5.0278e-06
3.15 Proactive Wires Down - REFCL | HFTD - Distribution - Tier 2 - 4QU CoRE ¦ 4QU LoRE | 22.8855 | 0 | 0 | 0 | 0 | 4.7777 | 0 | 2070473.1303 | 1.3891 | 0 | 3842235.795 | 0 | [21 empty] | 3.15 Proactive Wires Down - REFCL | WLDFR | HFTD - Distribution - Tier 2 - 1QU CoRE ¦ 2QU LoRE | 2034 | 0.41496 | 0.076319 | 63.5963 | 0 | 63.5963 | 26.3902 | 0 | 0 | 0 | 0 | 0 | 0 | 0 | 0 | [26 empty] | WLDFR | HFTD - Distribution - Tier 2 - 3QU CoRE ¦ 4QU LoRE | Seismic - Non-Red Flag Warning - Catastrophic Fires | 2028 | 0 | 22783.187 | 453.261 | 14531.3357 | 7798.5904 | 5378.1107 | 1.8094e-10 | 0 | 9.731e-07 | 9.731e-07 | 0 | 5.3418e-06 | 5.3418e-06 | 0 | 5.3418e-06
3.15 Proactive Wires Down - REFCL | HFTD - Distribution - Tier 2 - 4QU CoRE ¦ 5QU LoRE | 12.1254 | 0 | 0 | 0 | 0 | 3.7427 | 0 | 1400354.843 | 1.3891 | 0 | 2598678.256 | 0 | [21 empty] | 3.15 Proactive Wires Down - REFCL | WLDFR | HFTD - Distribution - Tier 2 - 1QU CoRE ¦ 2QU LoRE | 2035 | 0.38782 | 0.076319 | 63.5963 | 0 | 63.5963 | 24.6637 | 0 | 0 | 0 | 0 | 0 | 0 | 0 | 0 | [26 empty] | WLDFR | HFTD - Distribution - Tier 2 - 3QU CoRE ¦ 4QU LoRE | Seismic - Non-Red Flag Warning - Catastrophic Fires | 2029 | 0 | 22783.187 | 453.261 | 14531.3357 | 7798.5904 | 5378.1107 | 1.8094e-10 | 0 | 9.731e-07 | 9.731e-07 | 0 | 5.3418e-06 | 5.3418e-06 | 0 | 5.3418e-06
3.15 Proactive Wires Down - REFCL | HFTD - Distribution - Tier 2 - 5QU CoRE ¦ 1QU LoRE | 9.8115 | 0 | 0 | 0 | 0 | 1.8946 | 0 | 2238493.2989 | 1.3891 | 0 | 4154035.5941 | 0 | [21 empty] | 3.15 Proactive Wires Down - REFCL | WLDFR | HFTD - Distribution - Tier 2 - 1QU CoRE ¦ 3QU LoRE | 2026 | 0.71299 | 0.20682 | 168.1179 | 0 | 168.1179 | 119.8657 | 0 | 0 | 0 | 0 | 0 | 0 | 0 | 0 | [26 empty] | WLDFR | HFTD - Distribution - Tier 2 - 3QU CoRE ¦ 4QU LoRE | Seismic - Non-Red Flag Warning - Catastrophic Fires | 2030 | 0 | 22783.187 | 453.261 | 14531.3357 | 7798.5904 | 5378.1107 | 1.8094e-10 | 0 | 9.731e-07 | 9.731e-07 | 0 | 5.3418e-06 | 5.3418e-06 | 0 | 5.3418e-06
3.15 Proactive Wires Down - REFCL | HFTD - Distribution - Tier 2 - 5QU CoRE ¦ 2QU LoRE | 8.4579 | 0 | 0 | 0 | 0 | 1.5996 | 0 | 2285564.9071 | 1.3891 | 0 | 4241387.7144 | 0 | [21 empty] | 3.15 Proactive Wires Down - REFCL | WLDFR | HFTD - Distribution - Tier 2 - 1QU CoRE ¦ 3QU LoRE | 2027 | 0.66634 | 0.20682 | 168.1179 | 0 | 168.1179 | 112.0241 | 0 | 0 | 0 | 0 | 0 | 0 | 0 | 0 | [26 empty] | WLDFR | HFTD - Distribution - Tier 2 - 3QU CoRE ¦ 4QU LoRE | Seismic - Non-Red Flag Warning - Catastrophic Fires | 2031 | 0 | 22783.187 | 453.261 | 14531.3357 | 7798.5904 | 5378.1107 | 1.8094e-10 | 0 | 9.731e-07 | 9.731e-07 | 0 | 5.3418e-06 | 5.3418e-06 | 0 | 5.3418e-06
3.15 Proactive Wires Down - REFCL | HFTD - Distribution - Tier 2 - 5QU CoRE ¦ 3QU LoRE | 3.1904 | 0 | 0 | 0 | 0 | 0.99276 | 0 | 1389094.9115 | 1.3891 | 0 | 2577782.8813 | 0 | [21 empty] | 3.15 Proactive Wires Down - REFCL | WLDFR | HFTD - Distribution - Tier 2 - 1QU CoRE ¦ 3QU LoRE | 2028 | 0.62275 | 0.20682 | 175.606 | 0 | 175.606 | 109.3586 | 0 | 0 | 0 | 0 | 0 | 0 | 0 | 0 | [26 empty] | WLDFR | HFTD - Distribution - Tier 2 - 3QU CoRE ¦ 4QU LoRE | Seismic - Non-Red Flag Warning - Catastrophic Fires | 2032 | 0 | 22783.187 | 453.261 | 14531.3357 | 7798.5904 | 5378.1107 | 1.8094e-10 | 0 | 9.731e-07 | 9.731e-07 | 0 | 5.3418e-06 | 5.3418e-06 | 0 | 5.3418e-06
3.15 Proactive Wires Down - REFCL | HFTD - Distribution - Tier 2 - 5QU CoRE ¦ 4QU LoRE | 2.2723 | 0 | 0 | 0 | 0 | 0.95096 | 0 | 1032833.9222 | 1.3891 | 0 | 1916659.2448 | 0 | [21 empty] | 3.15 Proactive Wires Down - REFCL | WLDFR | HFTD - Distribution - Tier 2 - 1QU CoRE ¦ 3QU LoRE | 2029 | 0.58201 | 0.20682 | 175.606 | 0 | 175.606 | 102.2043 | 0 | 0 | 0 | 0 | 0 | 0 | 0 | 0 | [26 empty] | WLDFR | HFTD - Distribution - Tier 2 - 3QU CoRE ¦ 4QU LoRE | Seismic - Non-Red Flag Warning - Catastrophic Fires | 2033 | 0 | 23835.2641 | 480.9649 | 15187.7294 | 8166.5698 | 5631.8789 | 1.8094e-10 | 0 | 1.019e-06 | 1.019e-06 | 0 | 5.6853e-06 | 5.6853e-06 | 0 | 5.6853e-06
3.15 Proactive Wires Down - REFCL | HFTD - Distribution - Tier 2 - 5QU CoRE ¦ 5QU LoRE | 1.1726 | 0 | 0 | 0 | 0 | 0.41883 | 0 | 1210195.0286 | 1.3891 | 0 | 2245793.2874 | 0 | [21 empty] | 3.15 Proactive Wires Down - REFCL | WLDFR | HFTD - Distribution - Tier 2 - 1QU CoRE ¦ 3QU LoRE | 2030 | 0.54393 | 0.20682 | 175.606 | 0 | 175.606 | 95.518 | 0 | 0 | 0 | 0 | 0 | 0 | 0 | 0 | [26 empty] | WLDFR | HFTD - Distribution - Tier 2 - 3QU CoRE ¦ 4QU LoRE | Seismic - Non-Red Flag Warning - Catastrophic Fires | 2034 | 0 | 23835.2641 | 480.9649 | 15187.7294 | 8166.5698 | 5631.8789 | 1.8094e-10 | 0 | 1.019e-06 | 1.019e-06 | 0 | 5.6853e-06 | 5.6853e-06 | 0 | 5.6853e-06
3.15 Proactive Wires Down - REFCL | HFTD - Distribution - Tier 3 - 1QU CoRE ¦ 1QU LoRE | 95.4046 | 0 | 0 | 0 | 0 | 236.1176 | 0 | 174650.8446 | 1.3891 | 0 | 324104.5329 | 0 | [21 empty] | 3.15 Proactive Wires Down - REFCL | WLDFR | HFTD - Distribution - Tier 2 - 1QU CoRE ¦ 3QU LoRE | 2031 | 0.50835 | 0.20682 | 175.606 | 0 | 175.606 | 89.2692 | 0 | 0 | 0 | 0 | 0 | 0 | 0 | 0 | [26 empty] | WLDFR | HFTD - Distribution - Tier 2 - 3QU CoRE ¦ 4QU LoRE | Seismic - Non-Red Flag Warning - Catastrophic Fires | 2035 | 0 | 23835.2641 | 480.9649 | 15187.7294 | 8166.5698 | 5631.8789 | 1.8094e-10 | 0 | 1.019e-06 | 1.019e-06 | 0 | 5.6853e-06 | 5.6853e-06 | 0 | 5.6853e-06
3.15 Proactive Wires Down - REFCL | HFTD - Distribution - Tier 3 - 1QU CoRE ¦ 2QU LoRE | 167.2864 | 0 | 0 | 0 | 0 | 155.2831 | 0 | 465657.0383 | 1.3891 | 0 | 864132.992 | 0 | [21 empty] | 3.15 Proactive Wires Down - REFCL | WLDFR | HFTD - Distribution - Tier 2 - 1QU CoRE ¦ 3QU LoRE | 2032 | 0.47509 | 0.20682 | 175.606 | 0 | 175.606 | 83.4291 | 0 | 0 | 0 | 0 | 0 | 0 | 0 | 0 | [26 empty] | WLDFR | HFTD - Distribution - Tier 2 - 3QU CoRE ¦ 4QU LoRE | Seismic - Non-Red Flag Warning - Catastrophic Fires | 2036 | 0 | 23835.2641 | 480.9649 | 15187.7294 | 8166.5698 | 5631.8789 | 1.8094e-10 | 0 | 1.019e-06 | 1.019e-06 | 0 | 5.6853e-06 | 5.6853e-06 | 0 | 5.6853e-06
3.15 Proactive Wires Down - REFCL | HFTD - Distribution - Tier 3 - 1QU CoRE ¦ 3QU LoRE | 44.7332 | 0 | 0 | 0 | 0 | 115.5981 | 0 | 167266.4558 | 1.3891 | 0 | 310401.1129 | 0 | [21 empty] | 3.15 Proactive Wires Down - REFCL | WLDFR | HFTD - Distribution - Tier 2 - 1QU CoRE ¦ 3QU LoRE | 2033 | 0.44401 | 0.20682 | 183.9277 | 0 | 183.9277 | 81.6661 | 0 | 0 | 0 | 0 | 0 | 0 | 0 | 0 | [26 empty] | WLDFR | HFTD - Distribution - Tier 2 - 3QU CoRE ¦ 4QU LoRE | Seismic - Non-Red Flag Warning - Catastrophic Fires | 2037 | 0 | 23835.2641 | 480.9649 | 15187.7294 | 8166.5698 | 5631.8789 | 1.8094e-10 | 0 | 1.019e-06 | 1.019e-06 | 0 | 5.6853e-06 | 5.6853e-06 | 0 | 5.6853e-06
3.15 Proactive Wires Down - REFCL | HFTD - Distribution - Tier 3 - 1QU CoRE ¦ 4QU LoRE | 59.3997 | 0 | 0 | 0 | 0 | 77.5719 | 0 | 330985.5884 | 1.3891 | 0 | 614219.3573 | 0 | [21 empty] | 3.15 Proactive Wires Down - REFCL | WLDFR | HFTD - Distribution - Tier 2 - 1QU CoRE ¦ 3QU LoRE | 2034 | 0.41496 | 0.20682 | 183.9277 | 0 | 183.9277 | 76.3234 | 0 | 0 | 0 | 0 | 0 | 0 | 0 | 0 | [26 empty] | WLDFR | HFTD - Distribution - Tier 2 - 3QU CoRE ¦ 4QU LoRE | Seismic - Non-Red Flag Warning - Catastrophic Fires | 2038 | 0 | 24976.6418 | 511.3745 | 15898.8237 | 8566.4437 | 5907.6423 | 1.8094e-10 | 0 | 1.0689e-06 | 1.0689e-06 | 0 | 6.0553e-06 | 6.0553e-06 | 0 | 6.0553e-06
3.15 Proactive Wires Down - REFCL | HFTD - Distribution - Tier 3 - 1QU CoRE ¦ 5QU LoRE | 38.9377 | 0 | 0 | 0 | 0 | 85.9481 | 0 | 195822.7729 | 1.3891 | 0 | 363393.8815 | 0 | [21 empty] | 3.15 Proactive Wires Down - REFCL | WLDFR | HFTD - Distribution - Tier 2 - 1QU CoRE ¦ 3QU LoRE | 2035 | 0.38782 | 0.20682 | 183.9277 | 0 | 183.9277 | 71.3303 | 0 | 0 | 0 | 0 | 0 | 0 | 0 | 0 | [26 empty] | WLDFR | HFTD - Distribution - Tier 2 - 3QU CoRE ¦ 4QU LoRE | Seismic - Non-Red Flag Warning - Catastrophic Fires | 2039 | 0 | 24976.6418 | 511.3745 | 15898.8237 | 8566.4437 | 5907.6423 | 1.8094e-10 | 0 | 1.0689e-06 | 1.0689e-06 | 0 | 6.0553e-06 | 6.0553e-06 | 0 | 6.0553e-06
3.15 Proactive Wires Down - REFCL | HFTD - Distribution - Tier 3 - 2QU CoRE ¦ 1QU LoRE | 127.8194 | 0 | 0 | 0 | 0 | 100.8885 | 0 | 547626.8578 | 1.3891 | 0 | 1016246.7141 | 0 | [21 empty] | 3.15 Proactive Wires Down - REFCL | WLDFR | HFTD - Distribution - Tier 2 - 1QU CoRE ¦ 4QU LoRE | 2026 | 0.71299 | 0.2534 | 223.5991 | 0 | 223.5991 | 159.4231 | 0 | 0 | 0 | 0 | 0 | 0 | 0 | 0 | [26 empty] | WLDFR | HFTD - Distribution - Tier 2 - 3QU CoRE ¦ 4QU LoRE | Seismic - Non-Red Flag Warning - Catastrophic Fires | 2040 | 0 | 24976.6418 | 511.3745 | 15898.8237 | 8566.4437 | 5907.6423 | 1.8094e-10 | 0 | 1.0689e-06 | 1.0689e-06 | 0 | 6.0553e-06 | 6.0553e-06 | 0 | 6.0553e-06
3.15 Proactive Wires Down - REFCL | HFTD - Distribution - Tier 3 - 2QU CoRE ¦ 2QU LoRE | 139.9854 | 0 | 0 | 0 | 0 | 76.9287 | 0 | 786546.0311 | 1.3891 | 0 | 1459615.81 | 0 | [21 empty] | 3.15 Proactive Wires Down - REFCL | WLDFR | HFTD - Distribution - Tier 2 - 1QU CoRE ¦ 4QU LoRE | 2027 | 0.66634 | 0.2534 | 223.5991 | 0 | 223.5991 | 148.9935 | 0 | 0 | 0 | 0 | 0 | 0 | 0 | 0 | [26 empty] | WLDFR | HFTD - Distribution - Tier 2 - 3QU CoRE ¦ 4QU LoRE | Seismic - Non-Red Flag Warning - Catastrophic Fires | 2041 | 0 | 24976.6418 | 511.3745 | 15898.8237 | 8566.4437 | 5907.6423 | 1.8094e-10 | 0 | 1.0689e-06 | 1.0689e-06 | 0 | 6.0553e-06 | 6.0553e-06 | 0 | 6.0553e-06
3.15 Proactive Wires Down - REFCL | HFTD - Distribution - Tier 3 - 2QU CoRE ¦ 3QU LoRE | 111.9834 | 0 | 0 | 0 | 0 | 58.2713 | 0 | 830670.2902 | 1.3891 | 0 | 1541498.4508 | 0 | [21 empty] | 3.15 Proactive Wires Down - REFCL | WLDFR | HFTD - Distribution - Tier 2 - 1QU CoRE ¦ 4QU LoRE | 2028 | 0.62275 | 0.2534 | 233.5583 | 0 | 233.5583 | 145.4484 | 0 | 0 | 0 | 0 | 0 | 0 | 0 | 0 | [26 empty] | WLDFR | HFTD - Distribution - Tier 2 - 3QU CoRE ¦ 4QU LoRE | Seismic - Non-Red Flag Warning - Catastrophic Fires | 2042 | 0 | 24976.6418 | 511.3745 | 15898.8237 | 8566.4437 | 5907.6423 | 1.8094e-10 | 0 | 1.0689e-06 | 1.0689e-06 | 0 | 0 | 6.0553e-06 | 0 | 6.0553e-06
3.15 Proactive Wires Down - REFCL | HFTD - Distribution - Tier 3 - 2QU CoRE ¦ 4QU LoRE | 32.1509 | 0 | 0 | 0 | 0 | 42.9689 | 0 | 323421.3088 | 1.3891 | 0 | 600182.1088 | 0 | [21 empty] | 3.15 Proactive Wires Down - REFCL | WLDFR | HFTD - Distribution - Tier 2 - 1QU CoRE ¦ 4QU LoRE | 2029 | 0.58201 | 0.2534 | 233.5583 | 0 | 233.5583 | 135.9331 | 0 | 0 | 0 | 0 | 0 | 0 | 0 | 0 | [26 empty] | WLDFR | HFTD - Distribution - Tier 2 - 3QU CoRE ¦ 4QU LoRE | Seismic - Non-Red Flag Warning - Catastrophic Fires | 2043 | 0 | 26191.7278 | 544.1291 | 16654.7414 | 8992.8573 | 6201.7082 | 1.8094e-10 | 0 | 1.1221e-06 | 1.1221e-06 | 0 | 1.3475e-05 | 0 | 0 | 0
3.15 Proactive Wires Down - REFCL | HFTD - Distribution - Tier 3 - 2QU CoRE ¦ 5QU LoRE | 4.9656 | 0 | 0 | 0 | 0 | 31.7599 | 0 | 67580.6672 | 1.3891 | 0 | 125411.3636 | 0 | [21 empty] | 3.15 Proactive Wires Down - REFCL | WLDFR | HFTD - Distribution - Tier 2 - 1QU CoRE ¦ 4QU LoRE | 2030 | 0.54393 | 0.2534 | 233.5583 | 0 | 233.5583 | 127.0403 | 0 | 0 | 0 | 0 | 0 | 0 | 0 | 0 | [26 empty] | WLDFR | HFTD - Distribution - Tier 2 - 3QU CoRE ¦ 4QU LoRE | Seismic - Non-Red Flag Warning - Catastrophic Fires | 2044 | 0 | 26191.7278 | 544.1291 | 16654.7414 | 8992.8573 | 6201.7082 | 1.8094e-10 | 0 | 1.1221e-06 | 1.1221e-06 | 0 | 1.3908e-05 | 1.3908e-05 | 0 | 1.3908e-05
3.15 Proactive Wires Down - REFCL | HFTD - Distribution - Tier 3 - 3QU CoRE ¦ 1QU LoRE | 135.2684 | 0 | 0 | 0 | 0 | 46.4525 | 0 | 1258683.7125 | 1.3891 | 0 | 2335775.1154 | 0 | [21 empty] | 3.15 Proactive Wires Down - REFCL | WLDFR | HFTD - Distribution - Tier 2 - 1QU CoRE ¦ 4QU LoRE | 2031 | 0.50835 | 0.2534 | 233.5583 | 0 | 233.5583 | 118.7292 | 0 | 0 | 0 | 0 | 0 | 0 | 0 | 0 | [26 empty] | WLDFR | HFTD - Distribution - Tier 2 - 3QU CoRE ¦ 4QU LoRE | Seismic - Non-Red Flag Warning - Catastrophic Fires | 2045 | 0 | 26191.7278 | 544.1291 | 16654.7414 | 8992.8573 | 6201.7082 | 1.8094e-10 | 0 | 1.1221e-06 | 1.1221e-06 | 0 | 1.3908e-05 | 1.3908e-05 | 0 | 1.3908e-05
3.15 Proactive Wires Down - REFCL | HFTD - Distribution - Tier 3 - 3QU CoRE ¦ 2QU LoRE | 142.2784 | 0 | 0 | 0 | 0 | 34.732 | 0 | 1770676.6996 | 1.3891 | 0 | 3285895.0434 | 0 | [21 empty] | 3.15 Proactive Wires Down - REFCL | WLDFR | HFTD - Distribution - Tier 2 - 1QU CoRE ¦ 4QU LoRE | 2032 | 0.47509 | 0.2534 | 233.5583 | 0 | 233.5583 | 110.9619 | 0 | 0 | 0 | 0 | 0 | 0 | 0 | 0 | [26 empty] | WLDFR | HFTD - Distribution - Tier 2 - 3QU CoRE ¦ 4QU LoRE | Seismic - Non-Red Flag Warning - Catastrophic Fires | 2046 | 0 | 26191.7278 | 544.1291 | 16654.7414 | 8992.8573 | 6201.7082 | 1.8094e-10 | 0 | 1.1221e-06 | 1.1221e-06 | 0 | 1.3908e-05 | 1.3908e-05 | 0 | 1.3908e-05
3.15 Proactive Wires Down - REFCL | HFTD - Distribution - Tier 3 - 3QU CoRE ¦ 3QU LoRE | 34.8325 | 0 | 0 | 0 | 0 | 23.488 | 0 | 641015.4959 | 1.3891 | 0 | 1189550.6623 | 0 | [21 empty] | 3.15 Proactive Wires Down - REFCL | WLDFR | HFTD - Distribution - Tier 2 - 1QU CoRE ¦ 4QU LoRE | 2033 | 0.44401 | 0.2534 | 244.6263 | 0 | 244.6263 | 108.617 | 0 | 0 | 0 | 0 | 0 | 0 | 0 | 0 | [26 empty] | WLDFR | HFTD - Distribution - Tier 2 - 3QU CoRE ¦ 4QU LoRE | Seismic - Non-Red Flag Warning - Catastrophic Fires | 2047 | 0 | 26191.7278 | 544.1291 | 16654.7414 | 8992.8573 | 6201.7082 | 1.8094e-10 | 0 | 1.1221e-06 | 1.1221e-06 | 0 | 1.3908e-05 | 1.3908e-05 | 0 | 1.3908e-05
3.15 Proactive Wires Down - REFCL | HFTD - Distribution - Tier 3 - 3QU CoRE ¦ 4QU LoRE | 27.4413 | 0 | 0 | 0 | 0 | 17.8562 | 0 | 664271.2028 | 1.3891 | 0 | 1232706.9382 | 0 | [21 empty] | 3.15 Proactive Wires Down - REFCL | WLDFR | HFTD - Distribution - Tier 2 - 1QU CoRE ¦ 4QU LoRE | 2034 | 0.41496 | 0.2534 | 244.6263 | 0 | 244.6263 | 101.5112 | 0 | 0 | 0 | 0 | 0 | 0 | 0 | 0 | [26 empty] | WLDFR | HFTD - Distribution - Tier 2 - 3QU CoRE ¦ 4QU LoRE | Seismic - Non-Red Flag Warning - Catastrophic Fires | 2048 | 0 | 27464.7227 | 578.8407 | 17445.538 | 9440.3441 | 6510.3067 | 1.8094e-10 | 0 | 1.178e-06 | 1.178e-06 | 0 | 1.3908e-05 | 1.3908e-05 | 0 | 1.3908e-05
3.15 Proactive Wires Down - REFCL | HFTD - Distribution - Tier 3 - 3QU CoRE ¦ 5QU LoRE | 11.3266 | 0 | 0 | 0 | 0 | 12.2519 | 0 | 399601.2672 | 1.3891 | 0 | 741551.4213 | 0 | [21 empty] | 3.15 Proactive Wires Down - REFCL | WLDFR | HFTD - Distribution - Tier 2 - 1QU CoRE ¦ 4QU LoRE | 2035 | 0.38782 | 0.2534 | 244.6263 | 0 | 244.6263 | 94.8703 | 0 | 0 | 0 | 0 | 0 | 0 | 0 | 0 | [26 empty] | WLDFR | HFTD - Distribution - Tier 2 - 3QU CoRE ¦ 4QU LoRE | Seismic - Non-Red Flag Warning - Catastrophic Fires | 2049 | 0 | 27464.7227 | 578.8407 | 17445.538 | 9440.3441 | 6510.3067 | 1.8094e-10 | 0 | 1.178e-06 | 1.178e-06 | 0 | 1.4462e-05 | 1.4462e-05 | 0 | 1.4462e-05
3.15 Proactive Wires Down - REFCL | HFTD - Distribution - Tier 3 - 4QU CoRE ¦ 1QU LoRE | 59.734 | 0 | 0 | 0 | 0 | 14.2875 | 0 | 1807156.7536 | 1.3891 | 0 | 3353592.1159 | 0 | [21 empty] | 3.15 Proactive Wires Down - REFCL | WLDFR | HFTD - Distribution - Tier 2 - 1QU CoRE ¦ 5QU LoRE | 2026 | 0.71299 | 0.16118 | 164.7989 | 0 | 164.7989 | 117.4994 | 0 | 0 | 0 | 0 | 0 | 0 | 0 | 0 | [26 empty] | WLDFR | HFTD - Distribution - Tier 2 - 3QU CoRE ¦ 4QU LoRE | Seismic - Non-Red Flag Warning - Catastrophic Fires | 2050 | 0 | 27464.7227 | 578.8407 | 17445.538 | 9440.3441 | 6510.3067 | 1.8094e-10 | 0 | 1.178e-06 | 1.178e-06 | 0 | 1.4462e-05 | 1.4462e-05 | 0 | 1.4462e-05
3.15 Proactive Wires Down - REFCL | HFTD - Distribution - Tier 3 - 4QU CoRE ¦ 2QU LoRE | 34.9868 | 0 | 0 | 0 | 0 | 8.8893 | 0 | 1701254.412 | 1.3891 | 0 | 3157066.1327 | 0 | [21 empty] | 3.15 Proactive Wires Down - REFCL | WLDFR | HFTD - Distribution - Tier 2 - 1QU CoRE ¦ 5QU LoRE | 2027 | 0.66634 | 0.16118 | 164.7989 | 0 | 164.7989 | 109.8125 | 0 | 0 | 0 | 0 | 0 | 0 | 0 | 0 | [26 empty] | WLDFR | HFTD - Distribution - Tier 2 - 3QU CoRE ¦ 4QU LoRE | Seismic - Non-Red Flag Warning - Catastrophic Fires | 2051 | 0 | 27464.7227 | 578.8407 | 17445.538 | 9440.3441 | 6510.3067 | 1.8094e-10 | 0 | 1.178e-06 | 1.178e-06 | 0 | 1.4462e-05 | 1.4462e-05 | 0 | 1.4462e-05
3.15 Proactive Wires Down - REFCL | HFTD - Distribution - Tier 3 - 4QU CoRE ¦ 3QU LoRE | 18.5885 | 0 | 0 | 0 | 0 | 7.0211 | 0 | 1144379.7592 | 1.3891 | 0 | 2123658.0226 | 0 | [21 empty] | 3.15 Proactive Wires Down - REFCL | WLDFR | HFTD - Distribution - Tier 2 - 1QU CoRE ¦ 5QU LoRE | 2028 | 0.62275 | 0.16118 | 172.1391 | 0 | 172.1391 | 107.1996 | 0 | 0 | 0 | 0 | 0 | 0 | 0 | 0 | [26 empty] | WLDFR | HFTD - Distribution - Tier 2 - 3QU CoRE ¦ 4QU LoRE | Seismic - Non-Red Flag Warning - Catastrophic Fires | 2052 | 0 | 27464.7227 | 578.8407 | 17445.538 | 9440.3441 | 6510.3067 | 1.8094e-10 | 0 | 1.178e-06 | 1.178e-06 | 0 | 1.4462e-05 | 1.4462e-05 | 0 | 1.4462e-05
3.15 Proactive Wires Down - REFCL | HFTD - Distribution - Tier 3 - 4QU CoRE ¦ 4QU LoRE | 9.1221 | 0 | 0 | 0 | 0 | 6.5344 | 0 | 603415.1603 | 1.3891 | 0 | 1119774.6515 | 0 | [21 empty] | 3.15 Proactive Wires Down - REFCL | WLDFR | HFTD - Distribution - Tier 2 - 1QU CoRE ¦ 5QU LoRE | 2029 | 0.58201 | 0.16118 | 172.1391 | 0 | 172.1391 | 100.1865 | 0 | 0 | 0 | 0 | 0 | 0 | 0 | 0 | [26 empty] | WLDFR | HFTD - Distribution - Tier 2 - 3QU CoRE ¦ 4QU LoRE | Seismic - Non-Red Flag Warning - Catastrophic Fires | 2053 | 0 | 28779.6694 | 615.0952 | 18261.2327 | 9903.3415 | 6829.6018 | 1.8094e-10 | 0 | 1.2357e-06 | 1.2357e-06 | 0 | 1.4462e-05 | 1.4462e-05 | 0 | 1.4462e-05
3.15 Proactive Wires Down - REFCL | HFTD - Distribution - Tier 3 - 4QU CoRE ¦ 5QU LoRE | 4.0819 | 0 | 0 | 0 | 0 | 5.0561 | 0 | 348955.0565 | 1.3891 | 0 | 647565.8097 | 0 | [21 empty] | 3.15 Proactive Wires Down - REFCL | WLDFR | HFTD - Distribution - Tier 2 - 1QU CoRE ¦ 5QU LoRE | 2030 | 0.54393 | 0.16118 | 172.1391 | 0 | 172.1391 | 93.6323 | 0 | 0 | 0 | 0 | 0 | 0 | 0 | 0 | [26 empty] | WLDFR | HFTD - Distribution - Tier 2 - 3QU CoRE ¦ 4QU LoRE | Seismic - Non-Red Flag Warning - Catastrophic Fires | 2054 | 0 | 28779.6694 | 615.0952 | 18261.2327 | 9903.3415 | 6829.6018 | 1.8094e-10 | 0 | 1.2357e-06 | 1.2357e-06 | 0 | 1.5085e-05 | 1.5085e-05 | 0 | 1.5085e-05
3.15 Proactive Wires Down - REFCL | HFTD - Distribution - Tier 3 - 5QU CoRE ¦ 1QU LoRE | 19.154 | 0 | 0 | 0 | 0 | 1.9466 | 0 | 4253125.8316 | 1.3891 | 0 | 7892646.4061 | 0 | [21 empty] | 3.15 Proactive Wires Down - REFCL | WLDFR | HFTD - Distribution - Tier 2 - 1QU CoRE ¦ 5QU LoRE | 2031 | 0.50835 | 0.16118 | 172.1391 | 0 | 172.1391 | 87.5068 | 0 | 0 | 0 | 0 | 0 | 0 | 0 | 0 | [26 empty] | WLDFR | HFTD - Distribution - Tier 2 - 3QU CoRE ¦ 4QU LoRE | Seismic - Non-Red Flag Warning - Catastrophic Fires | 2055 | 0 | 28779.6694 | 615.0952 | 18261.2327 | 9903.3415 | 6829.6018 | 1.8094e-10 | 0 | 1.2357e-06 | 1.2357e-06 | 0 | 1.5085e-05 | 1.5085e-05 | 0 | 1.5085e-05
3.15 Proactive Wires Down - REFCL | HFTD - Distribution - Tier 3 - 5QU CoRE ¦ 2QU LoRE | 5.6736 | 0 | 0 | 0 | 0 | 1.5642 | 0 | 1567776.3611 | 1.3891 | 0 | 2909367.1224 | 0 | [21 empty] | 3.15 Proactive Wires Down - REFCL | WLDFR | HFTD - Distribution - Tier 2 - 1QU CoRE ¦ 5QU LoRE | 2032 | 0.47509 | 0.16118 | 172.1391 | 0 | 172.1391 | 81.7821 | 0 | 0 | 0 | 0 | 0 | 0 | 0 | 0 | [26 empty] | WLDFR | HFTD - Distribution - Tier 2 - 3QU CoRE ¦ 4QU LoRE | Seismic - Red Flag Warning - Catastrophic Fires | 2026 | 0 | 21835.9781 | 428.6023 | 13939.561 | 7467.8148 | 5149.9993 | 7.8019e-09 | 0 | 4.018e-05 | 4.018e-05 | 0 | 1.5085e-05 | 1.5085e-05 | 0 | 1.5085e-05
3.15 Proactive Wires Down - REFCL | HFTD - Distribution - Tier 3 - 5QU CoRE ¦ 3QU LoRE | 1.9158 | 0 | 0 | 0 | 0 | 1.4599 | 0 | 567230.4223 | 1.3891 | 0 | 1052625.6055 | 0 | [21 empty] | 3.15 Proactive Wires Down - REFCL | WLDFR | HFTD - Distribution - Tier 2 - 1QU CoRE ¦ 5QU LoRE | 2033 | 0.44401 | 0.16118 | 180.2965 | 0 | 180.2965 | 80.0538 | 0 | 0 | 0 | 0 | 0 | 0 | 0 | 0 | [26 empty] | WLDFR | HFTD - Distribution - Tier 2 - 3QU CoRE ¦ 4QU LoRE | Seismic - Red Flag Warning - Catastrophic Fires | 2027 | 0 | 21835.9781 | 428.6023 | 13939.561 | 7467.8148 | 5149.9993 | 7.8019e-09 | 0 | 4.018e-05 | 4.018e-05 | 0 | 1.5085e-05 | 1.5085e-05 | 0 | 1.5085e-05
3.15 Proactive Wires Down - REFCL | HFTD - Distribution - Tier 3 - 5QU CoRE ¦ 4QU LoRE | 0.81132 | 0 | 0 | 0 | 0 | 1.2392 | 0 | 283007.8938 | 1.3891 | 0 | 525185.7867 | 0 | [21 empty] | 3.15 Proactive Wires Down - REFCL | WLDFR | HFTD - Distribution - Tier 2 - 1QU CoRE ¦ 5QU LoRE | 2034 | 0.41496 | 0.16118 | 180.2965 | 0 | 180.2965 | 74.8166 | 0 | 0 | 0 | 0 | 0 | 0 | 0 | 0 | [26 empty] | WLDFR | HFTD - Distribution - Tier 2 - 3QU CoRE ¦ 4QU LoRE | Seismic - Red Flag Warning - Catastrophic Fires | 2028 | 0 | 22783.187 | 453.261 | 14531.3357 | 7798.5904 | 5378.1107 | 7.8019e-09 | 0 | 4.196e-05 | 4.196e-05 | 0 | 1.5085e-05 | 1.5085e-05 | 0 | 1.5085e-05
3.15 Proactive Wires Down - REFCL | HFTD - Distribution - Tier 3 - 5QU CoRE ¦ 5QU LoRE | 0.44253 | 0 | 0 | 0 | 0 | 0.66055 | 0 | 289574.3452 | 1.3891 | 0 | 537371.337 | 0 | [21 empty] | 3.15 Proactive Wires Down - REFCL | WLDFR | HFTD - Distribution - Tier 2 - 1QU CoRE ¦ 5QU LoRE | 2035 | 0.38782 | 0.16118 | 180.2965 | 0 | 180.2965 | 69.9221 | 0 | 0 | 0 | 0 | 0 | 0 | 0 | 0 | [26 empty] | WLDFR | HFTD - Distribution - Tier 2 - 3QU CoRE ¦ 4QU LoRE | Seismic - Red Flag Warning - Catastrophic Fires | 2029 | 0 | 22783.187 | 453.261 | 14531.3357 | 7798.5904 | 5378.1107 | 7.8019e-09 | 0 | 4.196e-05 | 4.196e-05 | 0 | 1.5772e-05 | 1.5772e-05 | 0 | 1.5772e-05
[35 empty] | 3.15 Proactive Wires Down - REFCL | WLDFR | HFTD - Distribution - Tier 2 - 2QU CoRE ¦ 1QU LoRE | 2026 | 0.71299 | 0.056842 | 18.7773 | 0 | 18.7773 | 13.3879 | 0 | 0 | 0 | 0 | 0 | 0 | 0 | 0 | [26 empty] | WLDFR | HFTD - Distribution - Tier 2 - 3QU CoRE ¦ 4QU LoRE | Seismic - Red Flag Warning - Catastrophic Fires | 2030 | 0 | 22783.187 | 453.261 | 14531.3357 | 7798.5904 | 5378.1107 | 7.8019e-09 | 0 | 4.196e-05 | 4.196e-05 | 0 | 1.5772e-05 | 1.5772e-05 | 0 | 1.5772e-05
[35 empty] | 3.15 Proactive Wires Down - REFCL | WLDFR | HFTD - Distribution - Tier 2 - 2QU CoRE ¦ 1QU LoRE | 2027 | 0.66634 | 0.056842 | 18.7773 | 0 | 18.7773 | 12.5121 | 0 | 0 | 0 | 0 | 0 | 0 | 0 | 0 | [26 empty] | WLDFR | HFTD - Distribution - Tier 2 - 3QU CoRE ¦ 4QU LoRE | Seismic - Red Flag Warning - Catastrophic Fires | 2031 | 0 | 22783.187 | 453.261 | 14531.3357 | 7798.5904 | 5378.1107 | 7.8019e-09 | 0 | 4.196e-05 | 4.196e-05 | 0 | 1.5772e-05 | 1.5772e-05 | 0 | 1.5772e-05
[35 empty] | 3.15 Proactive Wires Down - REFCL | WLDFR | HFTD - Distribution - Tier 2 - 2QU CoRE ¦ 1QU LoRE | 2028 | 0.62275 | 0.056842 | 19.6136 | 0 | 19.6136 | 12.2144 | 0 | 0 | 0 | 0 | 0 | 0 | 0 | 0 | [26 empty] | WLDFR | HFTD - Distribution - Tier 2 - 3QU CoRE ¦ 4QU LoRE | Seismic - Red Flag Warning - Catastrophic Fires | 2032 | 0 | 22783.187 | 453.261 | 14531.3357 | 7798.5904 | 5378.1107 | 7.8019e-09 | 0 | 4.196e-05 | 4.196e-05 | 0 | 1.5772e-05 | 1.5772e-05 | 0 | 1.5772e-05
[35 empty] | 3.15 Proactive Wires Down - REFCL | WLDFR | HFTD - Distribution - Tier 2 - 2QU CoRE ¦ 1QU LoRE | 2029 | 0.58201 | 0.056842 | 19.6136 | 0 | 19.6136 | 11.4153 | 0 | 0 | 0 | 0 | 0 | 0 | 0 | 0 | [26 empty] | WLDFR | HFTD - Distribution - Tier 2 - 3QU CoRE ¦ 4QU LoRE | Seismic - Red Flag Warning - Catastrophic Fires | 2033 | 0 | 23835.2641 | 480.9649 | 15187.7294 | 8166.5698 | 5631.8789 | 7.8019e-09 | 0 | 4.394e-05 | 4.394e-05 | 0 | 1.5772e-05 | 1.5772e-05 | 0 | 1.5772e-05
[35 empty] | 3.15 Proactive Wires Down - REFCL | WLDFR | HFTD - Distribution - Tier 2 - 2QU CoRE ¦ 1QU LoRE | 2030 | 0.54393 | 0.056842 | 19.6136 | 0 | 19.6136 | 10.6685 | 0 | 0 | 0 | 0 | 0 | 0 | 0 | 0 | [26 empty] | WLDFR | HFTD - Distribution - Tier 2 - 3QU CoRE ¦ 4QU LoRE | Seismic - Red Flag Warning - Catastrophic Fires | 2034 | 0 | 23835.2641 | 480.9649 | 15187.7294 | 8166.5698 | 5631.8789 | 7.8019e-09 | 0 | 4.394e-05 | 4.394e-05 | 0 | 1.6516e-05 | 1.6516e-05 | 0 | 1.6516e-05
[35 empty] | 3.15 Proactive Wires Down - REFCL | WLDFR | HFTD - Distribution - Tier 2 - 2QU CoRE ¦ 1QU LoRE | 2031 | 0.50835 | 0.056842 | 19.6136 | 0 | 19.6136 | 9.9706 | 0 | 0 | 0 | 0 | 0 | 0 | 0 | 0 | [26 empty] | WLDFR | HFTD - Distribution - Tier 2 - 3QU CoRE ¦ 4QU LoRE | Seismic - Red Flag Warning - Catastrophic Fires | 2035 | 0 | 23835.2641 | 480.9649 | 15187.7294 | 8166.5698 | 5631.8789 | 7.8019e-09 | 0 | 4.394e-05 | 4.394e-05 | 0 | 1.6516e-05 | 1.6516e-05 | 0 | 1.6516e-05
[35 empty] | 3.15 Proactive Wires Down - REFCL | WLDFR | HFTD - Distribution - Tier 2 - 2QU CoRE ¦ 1QU LoRE | 2032 | 0.47509 | 0.056842 | 19.6136 | 0 | 19.6136 | 9.3183 | 0 | 0 | 0 | 0 | 0 | 0 | 0 | 0 | [26 empty] | WLDFR | HFTD - Distribution - Tier 2 - 3QU CoRE ¦ 4QU LoRE | Seismic - Red Flag Warning - Catastrophic Fires | 2036 | 0 | 23835.2641 | 480.9649 | 15187.7294 | 8166.5698 | 5631.8789 | 7.8019e-09 | 0 | 4.394e-05 | 4.394e-05 | 0 | 1.6516e-05 | 1.6516e-05 | 0 | 1.6516e-05
[35 empty] | 3.15 Proactive Wires Down - REFCL | WLDFR | HFTD - Distribution - Tier 2 - 2QU CoRE ¦ 1QU LoRE | 2033 | 0.44401 | 0.056842 | 20.543 | 0 | 20.543 | 9.1213 | 0 | 0 | 0 | 0 | 0 | 0 | 0 | 0 | [26 empty] | WLDFR | HFTD - Distribution - Tier 2 - 3QU CoRE ¦ 4QU LoRE | Seismic - Red Flag Warning - Catastrophic Fires | 2037 | 0 | 23835.2641 | 480.9649 | 15187.7294 | 8166.5698 | 5631.8789 | 7.8019e-09 | 0 | 4.394e-05 | 4.394e-05 | 0 | 1.6516e-05 | 1.6516e-05 | 0 | 1.6516e-05
[35 empty] | 3.15 Proactive Wires Down - REFCL | WLDFR | HFTD - Distribution - Tier 2 - 2QU CoRE ¦ 1QU LoRE | 2034 | 0.41496 | 0.056842 | 20.543 | 0 | 20.543 | 8.5246 | 0 | 0 | 0 | 0 | 0 | 0 | 0 | 0 | [26 empty] | WLDFR | HFTD - Distribution - Tier 2 - 3QU CoRE ¦ 4QU LoRE | Seismic - Red Flag Warning - Catastrophic Fires | 2038 | 0 | 24976.6418 | 511.3745 | 15898.8237 | 8566.4437 | 5907.6423 | 7.8019e-09 | 0 | 4.6091e-05 | 4.6091e-05 | 0 | 1.6516e-05 | 1.6516e-05 | 0 | 1.6516e-05
[35 empty] | 3.15 Proactive Wires Down - REFCL | WLDFR | HFTD - Distribution - Tier 2 - 2QU CoRE ¦ 1QU LoRE | 2035 | 0.38782 | 0.056842 | 20.543 | 0 | 20.543 | 7.9669 | 0 | 0 | 0 | 0 | 0 | 0 | 0 | 0 | [26 empty] | WLDFR | HFTD - Distribution - Tier 2 - 3QU CoRE ¦ 4QU LoRE | Seismic - Red Flag Warning - Catastrophic Fires | 2039 | 0 | 24976.6418 | 511.3745 | 15898.8237 | 8566.4437 | 5907.6423 | 7.8019e-09 | 0 | 4.6091e-05 | 4.6091e-05 | 0 | 1.731e-05 | 1.731e-05 | 0 | 1.731e-05
[35 empty] | 3.15 Proactive Wires Down - REFCL | WLDFR | HFTD - Distribution - Tier 2 - 2QU CoRE ¦ 2QU LoRE | 2026 | 0.71299 | 0.14161 | 39.4351 | 0 | 39.4351 | 28.1167 | 0 | 0 | 0 | 0 | 0 | 0 | 0 | 0 | [26 empty] | WLDFR | HFTD - Distribution - Tier 2 - 3QU CoRE ¦ 4QU LoRE | Seismic - Red Flag Warning - Catastrophic Fires | 2040 | 0 | 24976.6418 | 511.3745 | 15898.8237 | 8566.4437 | 5907.6423 | 7.8019e-09 | 0 | 4.6091e-05 | 4.6091e-05 | 0 | 1.731e-05 | 1.731e-05 | 0 | 1.731e-05
[35 empty] | 3.15 Proactive Wires Down - REFCL | WLDFR | HFTD - Distribution - Tier 2 - 2QU CoRE ¦ 2QU LoRE | 2027 | 0.66634 | 0.14161 | 39.4351 | 0 | 39.4351 | 26.2773 | 0 | 0 | 0 | 0 | 0 | 0 | 0 | 0 | [26 empty] | WLDFR | HFTD - Distribution - Tier 2 - 3QU CoRE ¦ 4QU LoRE | Seismic - Red Flag Warning - Catastrophic Fires | 2041 | 0 | 24976.6418 | 511.3745 | 15898.8237 | 8566.4437 | 5907.6423 | 7.8019e-09 | 0 | 4.6091e-05 | 4.6091e-05 | 0 | 1.731e-05 | 1.731e-05 | 0 | 1.731e-05
[35 empty] | 3.15 Proactive Wires Down - REFCL | WLDFR | HFTD - Distribution - Tier 2 - 2QU CoRE ¦ 2QU LoRE | 2028 | 0.62275 | 0.14161 | 41.1915 | 0 | 41.1915 | 25.652 | 0 | 0 | 0 | 0 | 0 | 0 | 0 | 0 | [26 empty] | WLDFR | HFTD - Distribution - Tier 2 - 3QU CoRE ¦ 4QU LoRE | Seismic - Red Flag Warning - Catastrophic Fires | 2042 | 0 | 24976.6418 | 511.3745 | 15898.8237 | 8566.4437 | 5907.6423 | 7.8019e-09 | 0 | 4.6091e-05 | 4.6091e-05 | 0 | 1.731e-05 | 1.731e-05 | 0 | 1.731e-05
[35 empty] | 3.15 Proactive Wires Down - REFCL | WLDFR | HFTD - Distribution - Tier 2 - 2QU CoRE ¦ 2QU LoRE | 2029 | 0.58201 | 0.14161 | 41.1915 | 0 | 41.1915 | 23.9738 | 0 | 0 | 0 | 0 | 0 | 0 | 0 | 0 | [26 empty] | WLDFR | HFTD - Distribution - Tier 2 - 3QU CoRE ¦ 4QU LoRE | Seismic - Red Flag Warning - Catastrophic Fires | 2043 | 0 | 26191.7278 | 544.1291 | 16654.7414 | 8992.8573 | 6201.7082 | 7.8019e-09 | 0 | 4.8385e-05 | 4.8385e-05 | 0 | 0 | 1.731e-05 | 0 | 1.731e-05
[35 empty] | 3.15 Proactive Wires Down - REFCL | WLDFR | HFTD - Distribution - Tier 2 - 2QU CoRE ¦ 2QU LoRE | 2030 | 0.54393 | 0.14161 | 41.1915 | 0 | 41.1915 | 22.4055 | 0 | 0 | 0 | 0 | 0 | 0 | 0 | 0 | [26 empty] | WLDFR | HFTD - Distribution - Tier 2 - 3QU CoRE ¦ 4QU LoRE | Seismic - Red Flag Warning - Catastrophic Fires | 2044 | 0 | 26191.7278 | 544.1291 | 16654.7414 | 8992.8573 | 6201.7082 | 7.8019e-09 | 0 | 4.8385e-05 | 4.8385e-05 | 0 | 0.015162 | 0 | 0 | 0
[35 empty] | 3.15 Proactive Wires Down - REFCL | WLDFR | HFTD - Distribution - Tier 2 - 2QU CoRE ¦ 2QU LoRE | 2031 | 0.50835 | 0.14161 | 41.1915 | 0 | 41.1915 | 20.9397 | 0 | 0 | 0 | 0 | 0 | 0 | 0 | 0 | [26 empty] | WLDFR | HFTD - Distribution - Tier 2 - 3QU CoRE ¦ 4QU LoRE | Seismic - Red Flag Warning - Catastrophic Fires | 2045 | 0 | 26191.7278 | 544.1291 | 16654.7414 | 8992.8573 | 6201.7082 | 7.8019e-09 | 0 | 4.8385e-05 | 4.8385e-05 | 0 | 0.015718 | 0.015718 | 0 | 0.015718
[35 empty] | 3.15 Proactive Wires Down - REFCL | WLDFR | HFTD - Distribution - Tier 2 - 2QU CoRE ¦ 2QU LoRE | 2032 | 0.47509 | 0.14161 | 41.1915 | 0 | 41.1915 | 19.5698 | 0 | 0 | 0 | 0 | 0 | 0 | 0 | 0 | [26 empty] | WLDFR | HFTD - Distribution - Tier 2 - 3QU CoRE ¦ 4QU LoRE | Seismic - Red Flag Warning - Catastrophic Fires | 2046 | 0 | 26191.7278 | 544.1291 | 16654.7414 | 8992.8573 | 6201.7082 | 7.8019e-09 | 0 | 4.8385e-05 | 4.8385e-05 | 0 | 0.015718 | 0.015718 | 0 | 0.015718
[35 empty] | 3.15 Proactive Wires Down - REFCL | WLDFR | HFTD - Distribution - Tier 2 - 2QU CoRE ¦ 2QU LoRE | 2033 | 0.44401 | 0.14161 | 43.1435 | 0 | 43.1435 | 19.1562 | 0 | 0 | 0 | 0 | 0 | 0 | 0 | 0 | [26 empty] | WLDFR | HFTD - Distribution - Tier 2 - 3QU CoRE ¦ 4QU LoRE | Seismic - Red Flag Warning - Catastrophic Fires | 2047 | 0 | 26191.7278 | 544.1291 | 16654.7414 | 8992.8573 | 6201.7082 | 7.8019e-09 | 0 | 4.8385e-05 | 4.8385e-05 | 0 | 0.015718 | 0.015718 | 0 | 0.015718
[35 empty] | 3.15 Proactive Wires Down - REFCL | WLDFR | HFTD - Distribution - Tier 2 - 2QU CoRE ¦ 2QU LoRE | 2034 | 0.41496 | 0.14161 | 43.1435 | 0 | 43.1435 | 17.903 | 0 | 0 | 0 | 0 | 0 | 0 | 0 | 0 | [26 empty] | WLDFR | HFTD - Distribution - Tier 2 - 3QU CoRE ¦ 4QU LoRE | Seismic - Red Flag Warning - Catastrophic Fires | 2048 | 0 | 27464.7227 | 578.8407 | 17445.538 | 9440.3441 | 6510.3067 | 7.8019e-09 | 0 | 5.0793e-05 | 5.0793e-05 | 0 | 0.015718 | 0.015718 | 0 | 0.015718
[35 empty] | 3.15 Proactive Wires Down - REFCL | WLDFR | HFTD - Distribution - Tier 2 - 2QU CoRE ¦ 2QU LoRE | 2035 | 0.38782 | 0.14161 | 43.1435 | 0 | 43.1435 | 16.7318 | 0 | 0 | 0 | 0 | 0 | 0 | 0 | 0 | [26 empty] | WLDFR | HFTD - Distribution - Tier 2 - 3QU CoRE ¦ 4QU LoRE | Seismic - Red Flag Warning - Catastrophic Fires | 2049 | 0 | 27464.7227 | 578.8407 | 17445.538 | 9440.3441 | 6510.3067 | 7.8019e-09 | 0 | 5.0793e-05 | 5.0793e-05 | 0 | 0.015718 | 0.015718 | 0 | 0.015718
[35 empty] | 3.15 Proactive Wires Down - REFCL | WLDFR | HFTD - Distribution - Tier 2 - 2QU CoRE ¦ 3QU LoRE | 2026 | 0.71299 | 0.19589 | 59.832 | 0 | 59.832 | 42.6594 | 0 | 0 | 0 | 0 | 0 | 0 | 0 | 0 | [26 empty] | WLDFR | HFTD - Distribution - Tier 2 - 3QU CoRE ¦ 4QU LoRE | Seismic - Red Flag Warning - Catastrophic Fires | 2050 | 0 | 27464.7227 | 578.8407 | 17445.538 | 9440.3441 | 6510.3067 | 7.8019e-09 | 0 | 5.0793e-05 | 5.0793e-05 | 0 | 0.016418 | 0.016418 | 0 | 0.016418
[35 empty] | 3.15 Proactive Wires Down - REFCL | WLDFR | HFTD - Distribution - Tier 2 - 2QU CoRE ¦ 3QU LoRE | 2027 | 0.66634 | 0.19589 | 59.832 | 0 | 59.832 | 39.8686 | 0 | 0 | 0 | 0 | 0 | 0 | 0 | 0 | [26 empty] | WLDFR | HFTD - Distribution - Tier 2 - 3QU CoRE ¦ 4QU LoRE | Seismic - Red Flag Warning - Catastrophic Fires | 2051 | 0 | 27464.7227 | 578.8407 | 17445.538 | 9440.3441 | 6510.3067 | 7.8019e-09 | 0 | 5.0793e-05 | 5.0793e-05 | 0 | 0.016418 | 0.016418 | 0 | 0.016418
[35 empty] | 3.15 Proactive Wires Down - REFCL | WLDFR | HFTD - Distribution - Tier 2 - 2QU CoRE ¦ 3QU LoRE | 2028 | 0.62275 | 0.19589 | 62.4969 | 0 | 62.4969 | 38.9199 | 0 | 0 | 0 | 0 | 0 | 0 | 0 | 0 | [26 empty] | WLDFR | HFTD - Distribution - Tier 2 - 3QU CoRE ¦ 4QU LoRE | Seismic - Red Flag Warning - Catastrophic Fires | 2052 | 0 | 27464.7227 | 578.8407 | 17445.538 | 9440.3441 | 6510.3067 | 7.8019e-09 | 0 | 5.0793e-05 | 5.0793e-05 | 0 | 0.016418 | 0.016418 | 0 | 0.016418
[35 empty] | 3.15 Proactive Wires Down - REFCL | WLDFR | HFTD - Distribution - Tier 2 - 2QU CoRE ¦ 3QU LoRE | 2029 | 0.58201 | 0.19589 | 62.4969 | 0 | 62.4969 | 36.3738 | 0 | 0 | 0 | 0 | 0 | 0 | 0 | 0 | [26 empty] | WLDFR | HFTD - Distribution - Tier 2 - 3QU CoRE ¦ 4QU LoRE | Seismic - Red Flag Warning - Catastrophic Fires | 2053 | 0 | 28779.6694 | 615.0952 | 18261.2327 | 9903.3415 | 6829.6018 | 7.8019e-09 | 0 | 5.3284e-05 | 5.3284e-05 | 0 | 0.016418 | 0.016418 | 0 | 0.016418
[35 empty] | 3.15 Proactive Wires Down - REFCL | WLDFR | HFTD - Distribution - Tier 2 - 2QU CoRE ¦ 3QU LoRE | 2030 | 0.54393 | 0.19589 | 62.4969 | 0 | 62.4969 | 33.9942 | 0 | 0 | 0 | 0 | 0 | 0 | 0 | 0 | [26 empty] | WLDFR | HFTD - Distribution - Tier 2 - 3QU CoRE ¦ 4QU LoRE | Seismic - Red Flag Warning - Catastrophic Fires | 2054 | 0 | 28779.6694 | 615.0952 | 18261.2327 | 9903.3415 | 6829.6018 | 7.8019e-09 | 0 | 5.3284e-05 | 5.3284e-05 | 0 | 0.016418 | 0.016418 | 0 | 0.016418
[35 empty] | 3.15 Proactive Wires Down - REFCL | WLDFR | HFTD - Distribution - Tier 2 - 2QU CoRE ¦ 3QU LoRE | 2031 | 0.50835 | 0.19589 | 62.4969 | 0 | 62.4969 | 31.7703 | 0 | 0 | 0 | 0 | 0 | 0 | 0 | 0 | [26 empty] | WLDFR | HFTD - Distribution - Tier 2 - 3QU CoRE ¦ 4QU LoRE | Seismic - Red Flag Warning - Catastrophic Fires | 2055 | 0 | 28779.6694 | 615.0952 | 18261.2327 | 9903.3415 | 6829.6018 | 7.8019e-09 | 0 | 5.3284e-05 | 5.3284e-05 | 0 | 0.017197 | 0.017197 | 0 | 0.017197
[35 empty] | 3.15 Proactive Wires Down - REFCL | WLDFR | HFTD - Distribution - Tier 2 - 2QU CoRE ¦ 3QU LoRE | 2032 | 0.47509 | 0.19589 | 62.4969 | 0 | 62.4969 | 29.6918 | 0 | 0 | 0 | 0 | 0 | 0 | 0 | 0 | [26 empty] | WLDFR | HFTD - Distribution - Tier 2 - 3QU CoRE ¦ 5QU LoRE | Non-Red Flag Warning - Catastrophic Fires | 2026 | 0 | 14664.6376 | 233.2301 | 8896.516 | 5534.8915 | 3817.0051 | 1.1717e-06 | 0 | 0.0044725 | 0.0044725 | 0 | 0.017197 | 0.017197 | 0 | 0.017197
[35 empty] | 3.15 Proactive Wires Down - REFCL | WLDFR | HFTD - Distribution - Tier 2 - 2QU CoRE ¦ 3QU LoRE | 2033 | 0.44401 | 0.19589 | 65.4586 | 0 | 65.4586 | 29.0644 | 0 | 0 | 0 | 0 | 0 | 0 | 0 | 0 | [26 empty] | WLDFR | HFTD - Distribution - Tier 2 - 3QU CoRE ¦ 5QU LoRE | Non-Red Flag Warning - Catastrophic Fires | 2027 | 0 | 14664.6376 | 233.2301 | 8896.516 | 5534.8915 | 3817.0051 | 1.1717e-06 | 0 | 0.0044725 | 0.0044725 | 0 | 0.017197 | 0.017197 | 0 | 0.017197
[35 empty] | 3.15 Proactive Wires Down - REFCL | WLDFR | HFTD - Distribution - Tier 2 - 2QU CoRE ¦ 3QU LoRE | 2034 | 0.41496 | 0.19589 | 65.4586 | 0 | 65.4586 | 27.163 | 0 | 0 | 0 | 0 | 0 | 0 | 0 | 0 | [26 empty] | WLDFR | HFTD - Distribution - Tier 2 - 3QU CoRE ¦ 5QU LoRE | Non-Red Flag Warning - Catastrophic Fires | 2028 | 0 | 15317.9909 | 247.273 | 9287.6491 | 5783.0689 | 3988.1546 | 1.1717e-06 | 0 | 0.0046731 | 0.0046731 | 0 | 0.017197 | 0.017197 | 0 | 0.017197
[35 empty] | 3.15 Proactive Wires Down - REFCL | WLDFR | HFTD - Distribution - Tier 2 - 2QU CoRE ¦ 3QU LoRE | 2035 | 0.38782 | 0.19589 | 65.4586 | 0 | 65.4586 | 25.386 | 0 | 0 | 0 | 0 | 0 | 0 | 0 | 0 | [26 empty] | WLDFR | HFTD - Distribution - Tier 2 - 3QU CoRE ¦ 5QU LoRE | Non-Red Flag Warning - Catastrophic Fires | 2029 | 0 | 15317.9909 | 247.273 | 9287.6491 | 5783.0689 | 3988.1546 | 1.1717e-06 | 0 | 0.0046731 | 0.0046731 | 0 | 0.017197 | 0.017197 | 0 | 0.017197
[35 empty] | 3.15 Proactive Wires Down - REFCL | WLDFR | HFTD - Distribution - Tier 2 - 2QU CoRE ¦ 4QU LoRE | 2026 | 0.71299 | 0.1791 | 50.9836 | 0 | 50.9836 | 36.3506 | 0 | 0 | 0 | 0 | 0 | 0 | 0 | 0 | [26 empty] | WLDFR | HFTD - Distribution - Tier 2 - 3QU CoRE ¦ 5QU LoRE | Non-Red Flag Warning - Catastrophic Fires | 2030 | 0 | 15317.9909 | 247.273 | 9287.6491 | 5783.0689 | 3988.1546 | 1.1717e-06 | 0 | 0.0046731 | 0.0046731 | 0 | 0.018041 | 0.018041 | 0 | 0.018041
[35 empty] | 3.15 Proactive Wires Down - REFCL | WLDFR | HFTD - Distribution - Tier 2 - 2QU CoRE ¦ 4QU LoRE | 2027 | 0.66634 | 0.1791 | 50.9836 | 0 | 50.9836 | 33.9725 | 0 | 0 | 0 | 0 | 0 | 0 | 0 | 0 | [26 empty] | WLDFR | HFTD - Distribution - Tier 2 - 3QU CoRE ¦ 5QU LoRE | Non-Red Flag Warning - Catastrophic Fires | 2031 | 0 | 15317.9909 | 247.273 | 9287.6491 | 5783.0689 | 3988.1546 | 1.1717e-06 | 0 | 0.0046731 | 0.0046731 | 0 | 0.018041 | 0.018041 | 0 | 0.018041
[35 empty] | 3.15 Proactive Wires Down - REFCL | WLDFR | HFTD - Distribution - Tier 2 - 2QU CoRE ¦ 4QU LoRE | 2028 | 0.62275 | 0.1791 | 53.2544 | 0 | 53.2544 | 33.1641 | 0 | 0 | 0 | 0 | 0 | 0 | 0 | 0 | [26 empty] | WLDFR | HFTD - Distribution - Tier 2 - 3QU CoRE ¦ 5QU LoRE | Non-Red Flag Warning - Catastrophic Fires | 2032 | 0 | 15317.9909 | 247.273 | 9287.6491 | 5783.0689 | 3988.1546 | 1.1717e-06 | 0 | 0.0046731 | 0.0046731 | 0 | 0.018041 | 0.018041 | 0 | 0.018041
[35 empty] | 3.15 Proactive Wires Down - REFCL | WLDFR | HFTD - Distribution - Tier 2 - 2QU CoRE ¦ 4QU LoRE | 2029 | 0.58201 | 0.1791 | 53.2544 | 0 | 53.2544 | 30.9945 | 0 | 0 | 0 | 0 | 0 | 0 | 0 | 0 | [26 empty] | WLDFR | HFTD - Distribution - Tier 2 - 3QU CoRE ¦ 5QU LoRE | Non-Red Flag Warning - Catastrophic Fires | 2033 | 0 | 16044.1264 | 263.1074 | 9721.74 | 6059.2791 | 4178.6364 | 1.1717e-06 | 0 | 0.0048963 | 0.0048963 | 0 | 0.018041 | 0.018041 | 0 | 0.018041
[35 empty] | 3.15 Proactive Wires Down - REFCL | WLDFR | HFTD - Distribution - Tier 2 - 2QU CoRE ¦ 4QU LoRE | 2030 | 0.54393 | 0.1791 | 53.2544 | 0 | 53.2544 | 28.9669 | 0 | 0 | 0 | 0 | 0 | 0 | 0 | 0 | [26 empty] | WLDFR | HFTD - Distribution - Tier 2 - 3QU CoRE ¦ 5QU LoRE | Non-Red Flag Warning - Catastrophic Fires | 2034 | 0 | 16044.1264 | 263.1074 | 9721.74 | 6059.2791 | 4178.6364 | 1.1717e-06 | 0 | 0.0048963 | 0.0048963 | 0 | 0.018041 | 0.018041 | 0 | 0.018041
[35 empty] | 3.15 Proactive Wires Down - REFCL | WLDFR | HFTD - Distribution - Tier 2 - 2QU CoRE ¦ 4QU LoRE | 2031 | 0.50835 | 0.1791 | 53.2544 | 0 | 53.2544 | 27.0718 | 0 | 0 | 0 | 0 | 0 | 0 | 0 | 0 | [26 empty] | WLDFR | HFTD - Distribution - Tier 2 - 3QU CoRE ¦ 5QU LoRE | Non-Red Flag Warning - Catastrophic Fires | 2035 | 0 | 16044.1264 | 263.1074 | 9721.74 | 6059.2791 | 4178.6364 | 1.1717e-06 | 0 | 0.0048963 | 0.0048963 | 0 | 0.018941 | 0.018941 | 0 | 0.018941
[35 empty] | 3.15 Proactive Wires Down - REFCL | WLDFR | HFTD - Distribution - Tier 2 - 2QU CoRE ¦ 4QU LoRE | 2032 | 0.47509 | 0.1791 | 53.2544 | 0 | 53.2544 | 25.3008 | 0 | 0 | 0 | 0 | 0 | 0 | 0 | 0 | [26 empty] | WLDFR | HFTD - Distribution - Tier 2 - 3QU CoRE ¦ 5QU LoRE | Non-Red Flag Warning - Catastrophic Fires | 2036 | 0 | 16044.1264 | 263.1074 | 9721.74 | 6059.2791 | 4178.6364 | 1.1717e-06 | 0 | 0.0048963 | 0.0048963 | 0 | 0.018941 | 0.018941 | 0 | 0.018941
[35 empty] | 3.15 Proactive Wires Down - REFCL | WLDFR | HFTD - Distribution - Tier 2 - 2QU CoRE ¦ 4QU LoRE | 2033 | 0.44401 | 0.1791 | 55.778 | 0 | 55.778 | 24.7661 | 0 | 0 | 0 | 0 | 0 | 0 | 0 | 0 | [26 empty] | WLDFR | HFTD - Distribution - Tier 2 - 3QU CoRE ¦ 5QU LoRE | Non-Red Flag Warning - Catastrophic Fires | 2037 | 0 | 16044.1264 | 263.1074 | 9721.74 | 6059.2791 | 4178.6364 | 1.1717e-06 | 0 | 0.0048963 | 0.0048963 | 0 | 0.018941 | 0.018941 | 0 | 0.018941
[35 empty] | 3.15 Proactive Wires Down - REFCL | WLDFR | HFTD - Distribution - Tier 2 - 2QU CoRE ¦ 4QU LoRE | 2034 | 0.41496 | 0.1791 | 55.778 | 0 | 55.778 | 23.1459 | 0 | 0 | 0 | 0 | 0 | 0 | 0 | 0 | [26 empty] | WLDFR | HFTD - Distribution - Tier 2 - 3QU CoRE ¦ 5QU LoRE | Non-Red Flag Warning - Catastrophic Fires | 2038 | 0 | 16832.3912 | 280.5544 | 10192.2718 | 6359.5651 | 4385.7214 | 1.1717e-06 | 0 | 0.0051389 | 0.0051389 | 0 | 0.018941 | 0.018941 | 0 | 0.018941
[35 empty] | 3.15 Proactive Wires Down - REFCL | WLDFR | HFTD - Distribution - Tier 2 - 2QU CoRE ¦ 4QU LoRE | 2035 | 0.38782 | 0.1791 | 55.778 | 0 | 55.778 | 21.6317 | 0 | 0 | 0 | 0 | 0 | 0 | 0 | 0 | [26 empty] | WLDFR | HFTD - Distribution - Tier 2 - 3QU CoRE ¦ 5QU LoRE | Non-Red Flag Warning - Catastrophic Fires | 2039 | 0 | 16832.3912 | 280.5544 | 10192.2718 | 6359.5651 | 4385.7214 | 1.1717e-06 | 0 | 0.0051389 | 0.0051389 | 0 | 0.018941 | 0.018941 | 0 | 0.018941
[35 empty] | 3.15 Proactive Wires Down - REFCL | WLDFR | HFTD - Distribution - Tier 2 - 2QU CoRE ¦ 5QU LoRE | 2026 | 0.71299 | 0.16176 | 52.8267 | 0 | 52.8267 | 37.6647 | 0 | 0 | 0 | 0 | 0 | 0 | 0 | 0 | [26 empty] | WLDFR | HFTD - Distribution - Tier 2 - 3QU CoRE ¦ 5QU LoRE | Non-Red Flag Warning - Catastrophic Fires | 2040 | 0 | 16832.3912 | 280.5544 | 10192.2718 | 6359.5651 | 4385.7214 | 1.1717e-06 | 0 | 0.0051389 | 0.0051389 | 0 | 0.019885 | 0.019885 | 0 | 0.019885
[35 empty] | 3.15 Proactive Wires Down - REFCL | WLDFR | HFTD - Distribution - Tier 2 - 2QU CoRE ¦ 5QU LoRE | 2027 | 0.66634 | 0.16176 | 52.8267 | 0 | 52.8267 | 35.2006 | 0 | 0 | 0 | 0 | 0 | 0 | 0 | 0 | [26 empty] | WLDFR | HFTD - Distribution - Tier 2 - 3QU CoRE ¦ 5QU LoRE | Non-Red Flag Warning - Catastrophic Fires | 2041 | 0 | 16832.3912 | 280.5544 | 10192.2718 | 6359.5651 | 4385.7214 | 1.1717e-06 | 0 | 0.0051389 | 0.0051389 | 0 | 0.019885 | 0.019885 | 0 | 0.019885
[35 empty] | 3.15 Proactive Wires Down - REFCL | WLDFR | HFTD - Distribution - Tier 2 - 2QU CoRE ¦ 5QU LoRE | 2028 | 0.62275 | 0.16176 | 55.1796 | 0 | 55.1796 | 34.3631 | 0 | 0 | 0 | 0 | 0 | 0 | 0 | 0 | [26 empty] | WLDFR | HFTD - Distribution - Tier 2 - 3QU CoRE ¦ 5QU LoRE | Non-Red Flag Warning - Catastrophic Fires | 2042 | 0 | 16832.3912 | 280.5544 | 10192.2718 | 6359.5651 | 4385.7214 | 1.1717e-06 | 0 | 0.0051389 | 0.0051389 | 0 | 0.019885 | 0.019885 | 0 | 0.019885
[35 empty] | 3.15 Proactive Wires Down - REFCL | WLDFR | HFTD - Distribution - Tier 2 - 2QU CoRE ¦ 5QU LoRE | 2029 | 0.58201 | 0.16176 | 55.1796 | 0 | 55.1796 | 32.115 | 0 | 0 | 0 | 0 | 0 | 0 | 0 | 0 | [26 empty] | WLDFR | HFTD - Distribution - Tier 2 - 3QU CoRE ¦ 5QU LoRE | Non-Red Flag Warning - Catastrophic Fires | 2043 | 0 | 17672.0852 | 299.42 | 10692.7362 | 6679.929 | 4606.6527 | 1.1717e-06 | 0 | 0.0053978 | 0.0053978 | 0 | 0.019885 | 0.019885 | 0 | 0.019885
[35 empty] | 3.15 Proactive Wires Down - REFCL | WLDFR | HFTD - Distribution - Tier 2 - 2QU CoRE ¦ 5QU LoRE | 2030 | 0.54393 | 0.16176 | 55.1796 | 0 | 55.1796 | 30.014 | 0 | 0 | 0 | 0 | 0 | 0 | 0 | 0 | [26 empty] | WLDFR | HFTD - Distribution - Tier 2 - 3QU CoRE ¦ 5QU LoRE | Non-Red Flag Warning - Catastrophic Fires | 2044 | 0 | 17672.0852 | 299.42 | 10692.7362 | 6679.929 | 4606.6527 | 1.1717e-06 | 0 | 0.0053978 | 0.0053978 | 0 | 0 | 0.019885 | 0 | 0.019885
[35 empty] | 3.15 Proactive Wires Down - REFCL | WLDFR | HFTD - Distribution - Tier 2 - 2QU CoRE ¦ 5QU LoRE | 2031 | 0.50835 | 0.16176 | 55.1796 | 0 | 55.1796 | 28.0505 | 0 | 0 | 0 | 0 | 0 | 0 | 0 | 0 | [26 empty] | WLDFR | HFTD - Distribution - Tier 2 - 3QU CoRE ¦ 5QU LoRE | Non-Red Flag Warning - Catastrophic Fires | 2045 | 0 | 17672.0852 | 299.42 | 10692.7362 | 6679.929 | 4606.6527 | 1.1717e-06 | 0 | 0.0053978 | 0.0053978 | 0 | 0.0014367 | 0 | 0 | 0
[35 empty] | 3.15 Proactive Wires Down - REFCL | WLDFR | HFTD - Distribution - Tier 2 - 2QU CoRE ¦ 5QU LoRE | 2032 | 0.47509 | 0.16176 | 55.1796 | 0 | 55.1796 | 26.2154 | 0 | 0 | 0 | 0 | 0 | 0 | 0 | 0 | [26 empty] | WLDFR | HFTD - Distribution - Tier 2 - 3QU CoRE ¦ 5QU LoRE | Non-Red Flag Warning - Catastrophic Fires | 2046 | 0 | 17672.0852 | 299.42 | 10692.7362 | 6679.929 | 4606.6527 | 1.1717e-06 | 0 | 0.0053978 | 0.0053978 | 0 | 0.0014892 | 0.0014892 | 0 | 0.0014892
[35 empty] | 3.15 Proactive Wires Down - REFCL | WLDFR | HFTD - Distribution - Tier 2 - 2QU CoRE ¦ 5QU LoRE | 2033 | 0.44401 | 0.16176 | 57.7945 | 0 | 57.7945 | 25.6614 | 0 | 0 | 0 | 0 | 0 | 0 | 0 | 0 | [26 empty] | WLDFR | HFTD - Distribution - Tier 2 - 3QU CoRE ¦ 5QU LoRE | Non-Red Flag Warning - Catastrophic Fires | 2047 | 0 | 17672.0852 | 299.42 | 10692.7362 | 6679.929 | 4606.6527 | 1.1717e-06 | 0 | 0.0053978 | 0.0053978 | 0 | 0.0014892 | 0.0014892 | 0 | 0.0014892
[35 empty] | 3.15 Proactive Wires Down - REFCL | WLDFR | HFTD - Distribution - Tier 2 - 2QU CoRE ¦ 5QU LoRE | 2034 | 0.41496 | 0.16176 | 57.7945 | 0 | 57.7945 | 23.9826 | 0 | 0 | 0 | 0 | 0 | 0 | 0 | 0 | [26 empty] | WLDFR | HFTD - Distribution - Tier 2 - 3QU CoRE ¦ 5QU LoRE | Non-Red Flag Warning - Catastrophic Fires | 2048 | 0 | 18552.3348 | 319.4911 | 11216.5626 | 7016.281 | 4838.6098 | 1.1717e-06 | 0 | 0.0056696 | 0.0056696 | 0 | 0.0014892 | 0.0014892 | 0 | 0.0014892
[35 empty] | 3.15 Proactive Wires Down - REFCL | WLDFR | HFTD - Distribution - Tier 2 - 2QU CoRE ¦ 5QU LoRE | 2035 | 0.38782 | 0.16176 | 57.7945 | 0 | 57.7945 | 22.4137 | 0 | 0 | 0 | 0 | 0 | 0 | 0 | 0 | [26 empty] | WLDFR | HFTD - Distribution - Tier 2 - 3QU CoRE ¦ 5QU LoRE | Non-Red Flag Warning - Catastrophic Fires | 2049 | 0 | 18552.3348 | 319.4911 | 11216.5626 | 7016.281 | 4838.6098 | 1.1717e-06 | 0 | 0.0056696 | 0.0056696 | 0 | 0.0014892 | 0.0014892 | 0 | 0.0014892
[35 empty] | 3.15 Proactive Wires Down - REFCL | WLDFR | HFTD - Distribution - Tier 2 - 3QU CoRE ¦ 1QU LoRE | 2026 | 0.71299 | 0.21267 | 23.9512 | 0 | 23.9512 | 17.0769 | 0 | 0 | 0 | 0 | 0 | 0 | 0 | 0 | [26 empty] | WLDFR | HFTD - Distribution - Tier 2 - 3QU CoRE ¦ 5QU LoRE | Non-Red Flag Warning - Catastrophic Fires | 2050 | 0 | 18552.3348 | 319.4911 | 11216.5626 | 7016.281 | 4838.6098 | 1.1717e-06 | 0 | 0.0056696 | 0.0056696 | 0 | 0.0014892 | 0.0014892 | 0 | 0.0014892
[35 empty] | 3.15 Proactive Wires Down - REFCL | WLDFR | HFTD - Distribution - Tier 2 - 3QU CoRE ¦ 1QU LoRE | 2027 | 0.66634 | 0.21267 | 23.9512 | 0 | 23.9512 | 15.9597 | 0 | 0 | 0 | 0 | 0 | 0 | 0 | 0 | [26 empty] | WLDFR | HFTD - Distribution - Tier 2 - 3QU CoRE ¦ 5QU LoRE | Non-Red Flag Warning - Catastrophic Fires | 2051 | 0 | 18552.3348 | 319.4911 | 11216.5626 | 7016.281 | 4838.6098 | 1.1717e-06 | 0 | 0.0056696 | 0.0056696 | 0 | 0.0015553 | 0.0015553 | 0 | 0.0015553
[35 empty] | 3.15 Proactive Wires Down - REFCL | WLDFR | HFTD - Distribution - Tier 2 - 3QU CoRE ¦ 1QU LoRE | 2028 | 0.62275 | 0.21267 | 25.0179 | 0 | 25.0179 | 15.5799 | 0 | 0 | 0 | 0 | 0 | 0 | 0 | 0 | [26 empty] | WLDFR | HFTD - Distribution - Tier 2 - 3QU CoRE ¦ 5QU LoRE | Non-Red Flag Warning - Catastrophic Fires | 2052 | 0 | 18552.3348 | 319.4911 | 11216.5626 | 7016.281 | 4838.6098 | 1.1717e-06 | 0 | 0.0056696 | 0.0056696 | 0 | 0.0015553 | 0.0015553 | 0 | 0.0015553
[35 empty] | 3.15 Proactive Wires Down - REFCL | WLDFR | HFTD - Distribution - Tier 2 - 3QU CoRE ¦ 1QU LoRE | 2029 | 0.58201 | 0.21267 | 25.0179 | 0 | 25.0179 | 14.5607 | 0 | 0 | 0 | 0 | 0 | 0 | 0 | 0 | [26 empty] | WLDFR | HFTD - Distribution - Tier 2 - 3QU CoRE ¦ 5QU LoRE | Non-Red Flag Warning - Catastrophic Fires | 2053 | 0 | 19462.1283 | 340.5356 | 11757.1413 | 7364.4514 | 5078.7171 | 1.1717e-06 | 0 | 0.0059509 | 0.0059509 | 0 | 0.0015553 | 0.0015553 | 0 | 0.0015553
[35 empty] | 3.15 Proactive Wires Down - REFCL | WLDFR | HFTD - Distribution - Tier 2 - 3QU CoRE ¦ 1QU LoRE | 2030 | 0.54393 | 0.21267 | 25.0179 | 0 | 25.0179 | 13.6081 | 0 | 0 | 0 | 0 | 0 | 0 | 0 | 0 | [26 empty] | WLDFR | HFTD - Distribution - Tier 2 - 3QU CoRE ¦ 5QU LoRE | Non-Red Flag Warning - Catastrophic Fires | 2054 | 0 | 19462.1283 | 340.5356 | 11757.1413 | 7364.4514 | 5078.7171 | 1.1717e-06 | 0 | 0.0059509 | 0.0059509 | 0 | 0.0015553 | 0.0015553 | 0 | 0.0015553
[35 empty] | 3.15 Proactive Wires Down - REFCL | WLDFR | HFTD - Distribution - Tier 2 - 3QU CoRE ¦ 1QU LoRE | 2031 | 0.50835 | 0.21267 | 25.0179 | 0 | 25.0179 | 12.7178 | 0 | 0 | 0 | 0 | 0 | 0 | 0 | 0 | [26 empty] | WLDFR | HFTD - Distribution - Tier 2 - 3QU CoRE ¦ 5QU LoRE | Non-Red Flag Warning - Catastrophic Fires | 2055 | 0 | 19462.1283 | 340.5356 | 11757.1413 | 7364.4514 | 5078.7171 | 1.1717e-06 | 0 | 0.0059509 | 0.0059509 | 0 | 0.0015553 | 0.0015553 | 0 | 0.0015553
[35 empty] | 3.15 Proactive Wires Down - REFCL | WLDFR | HFTD - Distribution - Tier 2 - 3QU CoRE ¦ 1QU LoRE | 2032 | 0.47509 | 0.21267 | 25.0179 | 0 | 25.0179 | 11.8858 | 0 | 0 | 0 | 0 | 0 | 0 | 0 | 0 | [26 empty] | WLDFR | HFTD - Distribution - Tier 2 - 3QU CoRE ¦ 5QU LoRE | Non-Red Flag Warning - Large Fires | 2026 | 0 | 5.475 | 0.71896 | 3.0715 | 1.6846 | 1.1617 | 1.6566e-05 | 0 | 1.9245e-05 | 1.9245e-05 | 0 | 0.0016287 | 0.0016287 | 0 | 0.0016287
[35 empty] | 3.15 Proactive Wires Down - REFCL | WLDFR | HFTD - Distribution - Tier 2 - 3QU CoRE ¦ 1QU LoRE | 2033 | 0.44401 | 0.21267 | 26.2034 | 0 | 26.2034 | 11.6346 | 0 | 0 | 0 | 0 | 0 | 0 | 0 | 0 | [26 empty] | WLDFR | HFTD - Distribution - Tier 2 - 3QU CoRE ¦ 5QU LoRE | Non-Red Flag Warning - Large Fires | 2027 | 0 | 5.475 | 0.71896 | 3.0715 | 1.6846 | 1.1617 | 1.6566e-05 | 0 | 1.9245e-05 | 1.9245e-05 | 0 | 0.0016287 | 0.0016287 | 0 | 0.0016287
[35 empty] | 3.15 Proactive Wires Down - REFCL | WLDFR | HFTD - Distribution - Tier 2 - 3QU CoRE ¦ 1QU LoRE | 2034 | 0.41496 | 0.21267 | 26.2034 | 0 | 26.2034 | 10.8735 | 0 | 0 | 0 | 0 | 0 | 0 | 0 | 0 | [26 empty] | WLDFR | HFTD - Distribution - Tier 2 - 3QU CoRE ¦ 5QU LoRE | Non-Red Flag Warning - Large Fires | 2028 | 0 | 5.777 | 0.74734 | 3.238 | 1.7917 | 1.2356 | 1.6566e-05 | 0 | 2.0469e-05 | 2.0469e-05 | 0 | 0.0016287 | 0.0016287 | 0 | 0.0016287
[35 empty] | 3.15 Proactive Wires Down - REFCL | WLDFR | HFTD - Distribution - Tier 2 - 3QU CoRE ¦ 1QU LoRE | 2035 | 0.38782 | 0.21267 | 26.2034 | 0 | 26.2034 | 10.1621 | 0 | 0 | 0 | 0 | 0 | 0 | 0 | 0 | [26 empty] | WLDFR | HFTD - Distribution - Tier 2 - 3QU CoRE ¦ 5QU LoRE | Non-Red Flag Warning - Large Fires | 2029 | 0 | 5.777 | 0.74734 | 3.238 | 1.7917 | 1.2356 | 1.6566e-05 | 0 | 2.0469e-05 | 2.0469e-05 | 0 | 0.0016287 | 0.0016287 | 0 | 0.0016287
[35 empty] | 3.15 Proactive Wires Down - REFCL | WLDFR | HFTD - Distribution - Tier 2 - 3QU CoRE ¦ 2QU LoRE | 2026 | 0.71299 | 0.21502 | 28.6143 | 0 | 28.6143 | 20.4016 | 0 | 0 | 0 | 0 | 0 | 0 | 0 | 0 | [26 empty] | WLDFR | HFTD - Distribution - Tier 2 - 3QU CoRE ¦ 5QU LoRE | Non-Red Flag Warning - Large Fires | 2030 | 0 | 5.777 | 0.74734 | 3.238 | 1.7917 | 1.2356 | 1.6566e-05 | 0 | 2.0469e-05 | 2.0469e-05 | 0 | 0.0016287 | 0.0016287 | 0 | 0.0016287
[35 empty] | 3.15 Proactive Wires Down - REFCL | WLDFR | HFTD - Distribution - Tier 2 - 3QU CoRE ¦ 2QU LoRE | 2027 | 0.66634 | 0.21502 | 28.6143 | 0 | 28.6143 | 19.0669 | 0 | 0 | 0 | 0 | 0 | 0 | 0 | 0 | [26 empty] | WLDFR | HFTD - Distribution - Tier 2 - 3QU CoRE ¦ 5QU LoRE | Non-Red Flag Warning - Large Fires | 2031 | 0 | 5.777 | 0.74734 | 3.238 | 1.7917 | 1.2356 | 1.6566e-05 | 0 | 2.0469e-05 | 2.0469e-05 | 0 | 0.0017083 | 0.0017083 | 0 | 0.0017083
[35 empty] | 3.15 Proactive Wires Down - REFCL | WLDFR | HFTD - Distribution - Tier 2 - 3QU CoRE ¦ 2QU LoRE | 2028 | 0.62275 | 0.21502 | 29.8887 | 0 | 29.8887 | 18.6132 | 0 | 0 | 0 | 0 | 0 | 0 | 0 | 0 | [26 empty] | WLDFR | HFTD - Distribution - Tier 2 - 3QU CoRE ¦ 5QU LoRE | Non-Red Flag Warning - Large Fires | 2032 | 0 | 5.777 | 0.74734 | 3.238 | 1.7917 | 1.2356 | 1.6566e-05 | 0 | 2.0469e-05 | 2.0469e-05 | 0 | 0.0017083 | 0.0017083 | 0 | 0.0017083
[35 empty] | 3.15 Proactive Wires Down - REFCL | WLDFR | HFTD - Distribution - Tier 2 - 3QU CoRE ¦ 2QU LoRE | 2029 | 0.58201 | 0.21502 | 29.8887 | 0 | 29.8887 | 17.3955 | 0 | 0 | 0 | 0 | 0 | 0 | 0 | 0 | [26 empty] | WLDFR | HFTD - Distribution - Tier 2 - 3QU CoRE ¦ 5QU LoRE | Non-Red Flag Warning - Large Fires | 2033 | 0 | 6.1205 | 0.77885 | 3.4265 | 1.9151 | 1.3207 | 1.6566e-05 | 0 | 2.1879e-05 | 2.1879e-05 | 0 | 0.0017083 | 0.0017083 | 0 | 0.0017083
[35 empty] | 3.15 Proactive Wires Down - REFCL | WLDFR | HFTD - Distribution - Tier 2 - 3QU CoRE ¦ 2QU LoRE | 2030 | 0.54393 | 0.21502 | 29.8887 | 0 | 29.8887 | 16.2575 | 0 | 0 | 0 | 0 | 0 | 0 | 0 | 0 | [26 empty] | WLDFR | HFTD - Distribution - Tier 2 - 3QU CoRE ¦ 5QU LoRE | Non-Red Flag Warning - Large Fires | 2034 | 0 | 6.1205 | 0.77885 | 3.4265 | 1.9151 | 1.3207 | 1.6566e-05 | 0 | 2.1879e-05 | 2.1879e-05 | 0 | 0.0017083 | 0.0017083 | 0 | 0.0017083
[35 empty] | 3.15 Proactive Wires Down - REFCL | WLDFR | HFTD - Distribution - Tier 2 - 3QU CoRE ¦ 2QU LoRE | 2031 | 0.50835 | 0.21502 | 29.8887 | 0 | 29.8887 | 15.1939 | 0 | 0 | 0 | 0 | 0 | 0 | 0 | 0 | [26 empty] | WLDFR | HFTD - Distribution - Tier 2 - 3QU CoRE ¦ 5QU LoRE | Non-Red Flag Warning - Large Fires | 2035 | 0 | 6.1205 | 0.77885 | 3.4265 | 1.9151 | 1.3207 | 1.6566e-05 | 0 | 2.1879e-05 | 2.1879e-05 | 0 | 0.0017083 | 0.0017083 | 0 | 0.0017083
[35 empty] | 3.15 Proactive Wires Down - REFCL | WLDFR | HFTD - Distribution - Tier 2 - 3QU CoRE ¦ 2QU LoRE | 2032 | 0.47509 | 0.21502 | 29.8887 | 0 | 29.8887 | 14.1999 | 0 | 0 | 0 | 0 | 0 | 0 | 0 | 0 | [26 empty] | WLDFR | HFTD - Distribution - Tier 2 - 3QU CoRE ¦ 5QU LoRE | Non-Red Flag Warning - Large Fires | 2036 | 0 | 6.1205 | 0.77885 | 3.4265 | 1.9151 | 1.3207 | 1.6566e-05 | 0 | 2.1879e-05 | 2.1879e-05 | 0 | 0.001793 | 0.001793 | 0 | 0.001793
[35 empty] | 3.15 Proactive Wires Down - REFCL | WLDFR | HFTD - Distribution - Tier 2 - 3QU CoRE ¦ 2QU LoRE | 2033 | 0.44401 | 0.21502 | 31.3051 | 0 | 31.3051 | 13.8998 | 0 | 0 | 0 | 0 | 0 | 0 | 0 | 0 | [26 empty] | WLDFR | HFTD - Distribution - Tier 2 - 3QU CoRE ¦ 5QU LoRE | Non-Red Flag Warning - Large Fires | 2037 | 0 | 6.1205 | 0.77885 | 3.4265 | 1.9151 | 1.3207 | 1.6566e-05 | 0 | 2.1879e-05 | 2.1879e-05 | 0 | 0.001793 | 0.001793 | 0 | 0.001793
[35 empty] | 3.15 Proactive Wires Down - REFCL | WLDFR | HFTD - Distribution - Tier 2 - 3QU CoRE ¦ 2QU LoRE | 2034 | 0.41496 | 0.21502 | 31.3051 | 0 | 31.3051 | 12.9905 | 0 | 0 | 0 | 0 | 0 | 0 | 0 | 0 | [26 empty] | WLDFR | HFTD - Distribution - Tier 2 - 3QU CoRE ¦ 5QU LoRE | Non-Red Flag Warning - Large Fires | 2038 | 0 | 6.5028 | 0.81304 | 3.6355 | 2.0543 | 1.4167 | 1.6566e-05 | 0 | 2.3468e-05 | 2.3468e-05 | 0 | 0.001793 | 0.001793 | 0 | 0.001793
[35 empty] | 3.15 Proactive Wires Down - REFCL | WLDFR | HFTD - Distribution - Tier 2 - 3QU CoRE ¦ 2QU LoRE | 2035 | 0.38782 | 0.21502 | 31.3051 | 0 | 31.3051 | 12.1407 | 0 | 0 | 0 | 0 | 0 | 0 | 0 | 0 | [26 empty] | WLDFR | HFTD - Distribution - Tier 2 - 3QU CoRE ¦ 5QU LoRE | Non-Red Flag Warning - Large Fires | 2039 | 0 | 6.5028 | 0.81304 | 3.6355 | 2.0543 | 1.4167 | 1.6566e-05 | 0 | 2.3468e-05 | 2.3468e-05 | 0 | 0.001793 | 0.001793 | 0 | 0.001793
[35 empty] | 3.15 Proactive Wires Down - REFCL | WLDFR | HFTD - Distribution - Tier 2 - 3QU CoRE ¦ 3QU LoRE | 2026 | 0.71299 | 0.18143 | 22.6483 | 0 | 22.6483 | 16.1479 | 0 | 0 | 0 | 0 | 0 | 0 | 0 | 0 | [26 empty] | WLDFR | HFTD - Distribution - Tier 2 - 3QU CoRE ¦ 5QU LoRE | Non-Red Flag Warning - Large Fires | 2040 | 0 | 6.5028 | 0.81304 | 3.6355 | 2.0543 | 1.4167 | 1.6566e-05 | 0 | 2.3468e-05 | 2.3468e-05 | 0 | 0.001793 | 0.001793 | 0 | 0.001793
[35 empty] | 3.15 Proactive Wires Down - REFCL | WLDFR | HFTD - Distribution - Tier 2 - 3QU CoRE ¦ 3QU LoRE | 2027 | 0.66634 | 0.18143 | 22.6483 | 0 | 22.6483 | 15.0915 | 0 | 0 | 0 | 0 | 0 | 0 | 0 | 0 | [26 empty] | WLDFR | HFTD - Distribution - Tier 2 - 3QU CoRE ¦ 5QU LoRE | Non-Red Flag Warning - Large Fires | 2041 | 0 | 6.5028 | 0.81304 | 3.6355 | 2.0543 | 1.4167 | 1.6566e-05 | 0 | 2.3468e-05 | 2.3468e-05 | 0 | 0.0018817 | 0.0018817 | 0 | 0.0018817
[35 empty] | 3.15 Proactive Wires Down - REFCL | WLDFR | HFTD - Distribution - Tier 2 - 3QU CoRE ¦ 3QU LoRE | 2028 | 0.62275 | 0.18143 | 23.657 | 0 | 23.657 | 14.7324 | 0 | 0 | 0 | 0 | 0 | 0 | 0 | 0 | [26 empty] | WLDFR | HFTD - Distribution - Tier 2 - 3QU CoRE ¦ 5QU LoRE | Non-Red Flag Warning - Large Fires | 2042 | 0 | 6.5028 | 0.81304 | 3.6355 | 2.0543 | 1.4167 | 1.6566e-05 | 0 | 2.3468e-05 | 2.3468e-05 | 0 | 0.0018817 | 0.0018817 | 0 | 0.0018817
[35 empty] | 3.15 Proactive Wires Down - REFCL | WLDFR | HFTD - Distribution - Tier 2 - 3QU CoRE ¦ 3QU LoRE | 2029 | 0.58201 | 0.18143 | 23.657 | 0 | 23.657 | 13.7686 | 0 | 0 | 0 | 0 | 0 | 0 | 0 | 0 | [26 empty] | WLDFR | HFTD - Distribution - Tier 2 - 3QU CoRE ¦ 5QU LoRE | Non-Red Flag Warning - Large Fires | 2043 | 0 | 6.9209 | 0.84944 | 3.8632 | 2.2083 | 1.5229 | 1.6566e-05 | 0 | 2.5228e-05 | 2.5228e-05 | 0 | 0.0018817 | 0.0018817 | 0 | 0.0018817
[35 empty] | 3.15 Proactive Wires Down - REFCL | WLDFR | HFTD - Distribution - Tier 2 - 3QU CoRE ¦ 3QU LoRE | 2030 | 0.54393 | 0.18143 | 23.657 | 0 | 23.657 | 12.8678 | 0 | 0 | 0 | 0 | 0 | 0 | 0 | 0 | [26 empty] | WLDFR | HFTD - Distribution - Tier 2 - 3QU CoRE ¦ 5QU LoRE | Non-Red Flag Warning - Large Fires | 2044 | 0 | 6.9209 | 0.84944 | 3.8632 | 2.2083 | 1.5229 | 1.6566e-05 | 0 | 2.5228e-05 | 2.5228e-05 | 0 | 0.0018817 | 0.0018817 | 0 | 0.0018817
[35 empty] | 3.15 Proactive Wires Down - REFCL | WLDFR | HFTD - Distribution - Tier 2 - 3QU CoRE ¦ 3QU LoRE | 2031 | 0.50835 | 0.18143 | 23.657 | 0 | 23.657 | 12.026 | 0 | 0 | 0 | 0 | 0 | 0 | 0 | 0 | [26 empty] | WLDFR | HFTD - Distribution - Tier 2 - 3QU CoRE ¦ 5QU LoRE | Non-Red Flag Warning - Large Fires | 2045 | 0 | 6.9209 | 0.84944 | 3.8632 | 2.2083 | 1.5229 | 1.6566e-05 | 0 | 2.5228e-05 | 2.5228e-05 | 0 | 0 | 0.0018817 | 0 | 0.0018817
[35 empty] | 3.15 Proactive Wires Down - REFCL | WLDFR | HFTD - Distribution - Tier 2 - 3QU CoRE ¦ 3QU LoRE | 2032 | 0.47509 | 0.18143 | 23.657 | 0 | 23.657 | 11.2393 | 0 | 0 | 0 | 0 | 0 | 0 | 0 | 0 | [26 empty] | WLDFR | HFTD - Distribution - Tier 2 - 3QU CoRE ¦ 5QU LoRE | Non-Red Flag Warning - Large Fires | 2046 | 0 | 6.9209 | 0.84944 | 3.8632 | 2.2083 | 1.5229 | 1.6566e-05 | 0 | 2.5228e-05 | 2.5228e-05 | 0 | 9.5119e-06 | 0 | 0 | 0
[35 empty] | 3.15 Proactive Wires Down - REFCL | WLDFR | HFTD - Distribution - Tier 2 - 3QU CoRE ¦ 3QU LoRE | 2033 | 0.44401 | 0.18143 | 24.7781 | 0 | 24.7781 | 11.0018 | 0 | 0 | 0 | 0 | 0 | 0 | 0 | 0 | [26 empty] | WLDFR | HFTD - Distribution - Tier 2 - 3QU CoRE ¦ 5QU LoRE | Non-Red Flag Warning - Large Fires | 2047 | 0 | 6.9209 | 0.84944 | 3.8632 | 2.2083 | 1.5229 | 1.6566e-05 | 0 | 2.5228e-05 | 2.5228e-05 | 0 | 9.9375e-06 | 9.9375e-06 | 0 | 9.9375e-06
[35 empty] | 3.15 Proactive Wires Down - REFCL | WLDFR | HFTD - Distribution - Tier 2 - 3QU CoRE ¦ 3QU LoRE | 2034 | 0.41496 | 0.18143 | 24.7781 | 0 | 24.7781 | 10.282 | 0 | 0 | 0 | 0 | 0 | 0 | 0 | 0 | [26 empty] | WLDFR | HFTD - Distribution - Tier 2 - 3QU CoRE ¦ 5QU LoRE | Non-Red Flag Warning - Large Fires | 2048 | 0 | 7.3713 | 0.88759 | 4.1075 | 2.3763 | 1.6388 | 1.6566e-05 | 0 | 2.7147e-05 | 2.7147e-05 | 0 | 9.9375e-06 | 9.9375e-06 | 0 | 9.9375e-06
[35 empty] | 3.15 Proactive Wires Down - REFCL | WLDFR | HFTD - Distribution - Tier 2 - 3QU CoRE ¦ 3QU LoRE | 2035 | 0.38782 | 0.18143 | 24.7781 | 0 | 24.7781 | 9.6094 | 0 | 0 | 0 | 0 | 0 | 0 | 0 | 0 | [26 empty] | WLDFR | HFTD - Distribution - Tier 2 - 3QU CoRE ¦ 5QU LoRE | Non-Red Flag Warning - Large Fires | 2049 | 0 | 7.3713 | 0.88759 | 4.1075 | 2.3763 | 1.6388 | 1.6566e-05 | 0 | 2.7147e-05 | 2.7147e-05 | 0 | 9.9375e-06 | 9.9375e-06 | 0 | 9.9375e-06
[35 empty] | 3.15 Proactive Wires Down - REFCL | WLDFR | HFTD - Distribution - Tier 2 - 3QU CoRE ¦ 4QU LoRE | 2026 | 0.71299 | 0.10799 | 13.5283 | 0 | 13.5283 | 9.6455 | 0 | 0 | 0 | 0 | 0 | 0 | 0 | 0 | [26 empty] | WLDFR | HFTD - Distribution - Tier 2 - 3QU CoRE ¦ 5QU LoRE | Non-Red Flag Warning - Large Fires | 2050 | 0 | 7.3713 | 0.88759 | 4.1075 | 2.3763 | 1.6388 | 1.6566e-05 | 0 | 2.7147e-05 | 2.7147e-05 | 0 | 9.9375e-06 | 9.9375e-06 | 0 | 9.9375e-06
[35 empty] | 3.15 Proactive Wires Down - REFCL | WLDFR | HFTD - Distribution - Tier 2 - 3QU CoRE ¦ 4QU LoRE | 2027 | 0.66634 | 0.10799 | 13.5283 | 0 | 13.5283 | 9.0145 | 0 | 0 | 0 | 0 | 0 | 0 | 0 | 0 | [26 empty] | WLDFR | HFTD - Distribution - Tier 2 - 3QU CoRE ¦ 5QU LoRE | Non-Red Flag Warning - Large Fires | 2051 | 0 | 7.3713 | 0.88759 | 4.1075 | 2.3763 | 1.6388 | 1.6566e-05 | 0 | 2.7147e-05 | 2.7147e-05 | 0 | 9.9375e-06 | 9.9375e-06 | 0 | 9.9375e-06
[35 empty] | 3.15 Proactive Wires Down - REFCL | WLDFR | HFTD - Distribution - Tier 2 - 3QU CoRE ¦ 4QU LoRE | 2028 | 0.62275 | 0.10799 | 14.1309 | 0 | 14.1309 | 8.8 | 0 | 0 | 0 | 0 | 0 | 0 | 0 | 0 | [26 empty] | WLDFR | HFTD - Distribution - Tier 2 - 3QU CoRE ¦ 5QU LoRE | Non-Red Flag Warning - Large Fires | 2052 | 0 | 7.3713 | 0.88759 | 4.1075 | 2.3763 | 1.6388 | 1.6566e-05 | 0 | 2.7147e-05 | 2.7147e-05 | 0 | 1.0486e-05 | 1.0486e-05 | 0 | 1.0486e-05
[35 empty] | 3.15 Proactive Wires Down - REFCL | WLDFR | HFTD - Distribution - Tier 2 - 3QU CoRE ¦ 4QU LoRE | 2029 | 0.58201 | 0.10799 | 14.1309 | 0 | 14.1309 | 8.2243 | 0 | 0 | 0 | 0 | 0 | 0 | 0 | 0 | [26 empty] | WLDFR | HFTD - Distribution - Tier 2 - 3QU CoRE ¦ 5QU LoRE | Non-Red Flag Warning - Large Fires | 2053 | 0 | 7.8503 | 0.92702 | 4.3664 | 2.5569 | 1.7633 | 1.6566e-05 | 0 | 2.921e-05 | 2.921e-05 | 0 | 1.0486e-05 | 1.0486e-05 | 0 | 1.0486e-05
[35 empty] | 3.15 Proactive Wires Down - REFCL | WLDFR | HFTD - Distribution - Tier 2 - 3QU CoRE ¦ 4QU LoRE | 2030 | 0.54393 | 0.10799 | 14.1309 | 0 | 14.1309 | 7.6863 | 0 | 0 | 0 | 0 | 0 | 0 | 0 | 0 | [26 empty] | WLDFR | HFTD - Distribution - Tier 2 - 3QU CoRE ¦ 5QU LoRE | Non-Red Flag Warning - Large Fires | 2054 | 0 | 7.8503 | 0.92702 | 4.3664 | 2.5569 | 1.7633 | 1.6566e-05 | 0 | 2.921e-05 | 2.921e-05 | 0 | 1.0486e-05 | 1.0486e-05 | 0 | 1.0486e-05
[35 empty] | 3.15 Proactive Wires Down - REFCL | WLDFR | HFTD - Distribution - Tier 2 - 3QU CoRE ¦ 4QU LoRE | 2031 | 0.50835 | 0.10799 | 14.1309 | 0 | 14.1309 | 7.1834 | 0 | 0 | 0 | 0 | 0 | 0 | 0 | 0 | [26 empty] | WLDFR | HFTD - Distribution - Tier 2 - 3QU CoRE ¦ 5QU LoRE | Non-Red Flag Warning - Large Fires | 2055 | 0 | 7.8503 | 0.92702 | 4.3664 | 2.5569 | 1.7633 | 1.6566e-05 | 0 | 2.921e-05 | 2.921e-05 | 0 | 1.0486e-05 | 1.0486e-05 | 0 | 1.0486e-05
[35 empty] | 3.15 Proactive Wires Down - REFCL | WLDFR | HFTD - Distribution - Tier 2 - 3QU CoRE ¦ 4QU LoRE | 2032 | 0.47509 | 0.10799 | 14.1309 | 0 | 14.1309 | 6.7135 | 0 | 0 | 0 | 0 | 0 | 0 | 0 | 0 | [26 empty] | WLDFR | HFTD - Distribution - Tier 2 - 3QU CoRE ¦ 5QU LoRE | Non-Red Flag Warning - Small Fires | 2026 | 0 | 0.080408 | 0.03759 | 0.0016314 | 0.041187 | 0.028403 | 0.0021972 | 0 | 6.2409e-05 | 6.2409e-05 | 0 | 1.0486e-05 | 1.0486e-05 | 0 | 1.0486e-05
[35 empty] | 3.15 Proactive Wires Down - REFCL | WLDFR | HFTD - Distribution - Tier 2 - 3QU CoRE ¦ 4QU LoRE | 2033 | 0.44401 | 0.10799 | 14.8005 | 0 | 14.8005 | 6.5716 | 0 | 0 | 0 | 0 | 0 | 0 | 0 | 0 | [26 empty] | WLDFR | HFTD - Distribution - Tier 2 - 3QU CoRE ¦ 5QU LoRE | Non-Red Flag Warning - Small Fires | 2027 | 0 | 0.080408 | 0.03759 | 0.0016314 | 0.041187 | 0.028403 | 0.0021972 | 0 | 6.2409e-05 | 6.2409e-05 | 0 | 1.1109e-05 | 1.1109e-05 | 0 | 1.1109e-05
[35 empty] | 3.15 Proactive Wires Down - REFCL | WLDFR | HFTD - Distribution - Tier 2 - 3QU CoRE ¦ 4QU LoRE | 2034 | 0.41496 | 0.10799 | 14.8005 | 0 | 14.8005 | 6.1417 | 0 | 0 | 0 | 0 | 0 | 0 | 0 | 0 | [26 empty] | WLDFR | HFTD - Distribution - Tier 2 - 3QU CoRE ¦ 5QU LoRE | Non-Red Flag Warning - Small Fires | 2028 | 0 | 0.083606 | 0.039055 | 0.001695 | 0.042856 | 0.029555 | 0.0021972 | 0 | 6.4939e-05 | 6.4939e-05 | 0 | 1.1109e-05 | 1.1109e-05 | 0 | 1.1109e-05
[35 empty] | 3.15 Proactive Wires Down - REFCL | WLDFR | HFTD - Distribution - Tier 2 - 3QU CoRE ¦ 4QU LoRE | 2035 | 0.38782 | 0.10799 | 14.8005 | 0 | 14.8005 | 5.7399 | 0 | 0 | 0 | 0 | 0 | 0 | 0 | 0 | [26 empty] | WLDFR | HFTD - Distribution - Tier 2 - 3QU CoRE ¦ 5QU LoRE | Non-Red Flag Warning - Small Fires | 2029 | 0 | 0.083606 | 0.039055 | 0.001695 | 0.042856 | 0.029555 | 0.0021972 | 0 | 6.4939e-05 | 6.4939e-05 | 0 | 1.1109e-05 | 1.1109e-05 | 0 | 1.1109e-05
[35 empty] | 3.15 Proactive Wires Down - REFCL | WLDFR | HFTD - Distribution - Tier 2 - 3QU CoRE ¦ 5QU LoRE | 2026 | 0.71299 | 0.068116 | 9.1044 | 0 | 9.1044 | 6.4913 | 0 | 0 | 0 | 0 | 0 | 0 | 0 | 0 | [26 empty] | WLDFR | HFTD - Distribution - Tier 2 - 3QU CoRE ¦ 5QU LoRE | Non-Red Flag Warning - Small Fires | 2030 | 0 | 0.083606 | 0.039055 | 0.001695 | 0.042856 | 0.029555 | 0.0021972 | 0 | 6.4939e-05 | 6.4939e-05 | 0 | 1.1109e-05 | 1.1109e-05 | 0 | 1.1109e-05
[35 empty] | 3.15 Proactive Wires Down - REFCL | WLDFR | HFTD - Distribution - Tier 2 - 3QU CoRE ¦ 5QU LoRE | 2027 | 0.66634 | 0.068116 | 9.1044 | 0 | 9.1044 | 6.0667 | 0 | 0 | 0 | 0 | 0 | 0 | 0 | 0 | [26 empty] | WLDFR | HFTD - Distribution - Tier 2 - 3QU CoRE ¦ 5QU LoRE | Non-Red Flag Warning - Small Fires | 2031 | 0 | 0.083606 | 0.039055 | 0.001695 | 0.042856 | 0.029555 | 0.0021972 | 0 | 6.4939e-05 | 6.4939e-05 | 0 | 1.1109e-05 | 1.1109e-05 | 0 | 1.1109e-05
[35 empty] | 3.15 Proactive Wires Down - REFCL | WLDFR | HFTD - Distribution - Tier 2 - 3QU CoRE ¦ 5QU LoRE | 2028 | 0.62275 | 0.068116 | 9.5099 | 0 | 9.5099 | 5.9223 | 0 | 0 | 0 | 0 | 0 | 0 | 0 | 0 | [26 empty] | WLDFR | HFTD - Distribution - Tier 2 - 3QU CoRE ¦ 5QU LoRE | Non-Red Flag Warning - Small Fires | 2032 | 0 | 0.083606 | 0.039055 | 0.001695 | 0.042856 | 0.029555 | 0.0021972 | 0 | 6.4939e-05 | 6.4939e-05 | 0 | 1.1803e-05 | 1.1803e-05 | 0 | 1.1803e-05
[35 empty] | 3.15 Proactive Wires Down - REFCL | WLDFR | HFTD - Distribution - Tier 2 - 3QU CoRE ¦ 5QU LoRE | 2029 | 0.58201 | 0.068116 | 9.5099 | 0 | 9.5099 | 5.5349 | 0 | 0 | 0 | 0 | 0 | 0 | 0 | 0 | [26 empty] | WLDFR | HFTD - Distribution - Tier 2 - 3QU CoRE ¦ 5QU LoRE | Non-Red Flag Warning - Small Fires | 2033 | 0 | 0.087211 | 0.040679 | 0.0017655 | 0.044766 | 0.030872 | 0.0021972 | 0 | 6.7833e-05 | 6.7833e-05 | 0 | 1.1803e-05 | 1.1803e-05 | 0 | 1.1803e-05
[35 empty] | 3.15 Proactive Wires Down - REFCL | WLDFR | HFTD - Distribution - Tier 2 - 3QU CoRE ¦ 5QU LoRE | 2030 | 0.54393 | 0.068116 | 9.5099 | 0 | 9.5099 | 5.1728 | 0 | 0 | 0 | 0 | 0 | 0 | 0 | 0 | [26 empty] | WLDFR | HFTD - Distribution - Tier 2 - 3QU CoRE ¦ 5QU LoRE | Non-Red Flag Warning - Small Fires | 2034 | 0 | 0.087211 | 0.040679 | 0.0017655 | 0.044766 | 0.030872 | 0.0021972 | 0 | 6.7833e-05 | 6.7833e-05 | 0 | 1.1803e-05 | 1.1803e-05 | 0 | 1.1803e-05
[35 empty] | 3.15 Proactive Wires Down - REFCL | WLDFR | HFTD - Distribution - Tier 2 - 3QU CoRE ¦ 5QU LoRE | 2031 | 0.50835 | 0.068116 | 9.5099 | 0 | 9.5099 | 4.8344 | 0 | 0 | 0 | 0 | 0 | 0 | 0 | 0 | [26 empty] | WLDFR | HFTD - Distribution - Tier 2 - 3QU CoRE ¦ 5QU LoRE | Non-Red Flag Warning - Small Fires | 2035 | 0 | 0.087211 | 0.040679 | 0.0017655 | 0.044766 | 0.030872 | 0.0021972 | 0 | 6.7833e-05 | 6.7833e-05 | 0 | 1.1803e-05 | 1.1803e-05 | 0 | 1.1803e-05
[35 empty] | 3.15 Proactive Wires Down - REFCL | WLDFR | HFTD - Distribution - Tier 2 - 3QU CoRE ¦ 5QU LoRE | 2032 | 0.47509 | 0.068116 | 9.5099 | 0 | 9.5099 | 4.5181 | 0 | 0 | 0 | 0 | 0 | 0 | 0 | 0 | [26 empty] | WLDFR | HFTD - Distribution - Tier 2 - 3QU CoRE ¦ 5QU LoRE | Non-Red Flag Warning - Small Fires | 2036 | 0 | 0.087211 | 0.040679 | 0.0017655 | 0.044766 | 0.030872 | 0.0021972 | 0 | 6.7833e-05 | 6.7833e-05 | 0 | 1.1803e-05 | 1.1803e-05 | 0 | 1.1803e-05
[35 empty] | 3.15 Proactive Wires Down - REFCL | WLDFR | HFTD - Distribution - Tier 2 - 3QU CoRE ¦ 5QU LoRE | 2033 | 0.44401 | 0.068116 | 9.9606 | 0 | 9.9606 | 4.4226 | 0 | 0 | 0 | 0 | 0 | 0 | 0 | 0 | [26 empty] | WLDFR | HFTD - Distribution - Tier 2 - 3QU CoRE ¦ 5QU LoRE | Non-Red Flag Warning - Small Fires | 2037 | 0 | 0.087211 | 0.040679 | 0.0017655 | 0.044766 | 0.030872 | 0.0021972 | 0 | 6.7833e-05 | 6.7833e-05 | 0 | 1.2562e-05 | 1.2562e-05 | 0 | 1.2562e-05
[35 empty] | 3.15 Proactive Wires Down - REFCL | WLDFR | HFTD - Distribution - Tier 2 - 3QU CoRE ¦ 5QU LoRE | 2034 | 0.41496 | 0.068116 | 9.9606 | 0 | 9.9606 | 4.1333 | 0 | 0 | 0 | 0 | 0 | 0 | 0 | 0 | [26 empty] | WLDFR | HFTD - Distribution - Tier 2 - 3QU CoRE ¦ 5QU LoRE | Non-Red Flag Warning - Small Fires | 2038 | 0 | 0.091184 | 0.042438 | 0.0018418 | 0.046905 | 0.032347 | 0.0021972 | 0 | 7.1073e-05 | 7.1073e-05 | 0 | 1.2562e-05 | 1.2562e-05 | 0 | 1.2562e-05
[35 empty] | 3.15 Proactive Wires Down - REFCL | WLDFR | HFTD - Distribution - Tier 2 - 3QU CoRE ¦ 5QU LoRE | 2035 | 0.38782 | 0.068116 | 9.9606 | 0 | 9.9606 | 3.8629 | 0 | 0 | 0 | 0 | 0 | 0 | 0 | 0 | [26 empty] | WLDFR | HFTD - Distribution - Tier 2 - 3QU CoRE ¦ 5QU LoRE | Non-Red Flag Warning - Small Fires | 2039 | 0 | 0.091184 | 0.042438 | 0.0018418 | 0.046905 | 0.032347 | 0.0021972 | 0 | 7.1073e-05 | 7.1073e-05 | 0 | 1.2562e-05 | 1.2562e-05 | 0 | 1.2562e-05
[35 empty] | 3.15 Proactive Wires Down - REFCL | WLDFR | HFTD - Distribution - Tier 2 - 4QU CoRE ¦ 1QU LoRE | 2026 | 0.71299 | 0.40948 | 16.9225 | 0 | 16.9225 | 12.0655 | 0 | 0 | 0 | 0 | 0 | 0 | 0 | 0 | [26 empty] | WLDFR | HFTD - Distribution - Tier 2 - 3QU CoRE ¦ 5QU LoRE | Non-Red Flag Warning - Small Fires | 2040 | 0 | 0.091184 | 0.042438 | 0.0018418 | 0.046905 | 0.032347 | 0.0021972 | 0 | 7.1073e-05 | 7.1073e-05 | 0 | 1.2562e-05 | 1.2562e-05 | 0 | 1.2562e-05
[35 empty] | 3.15 Proactive Wires Down - REFCL | WLDFR | HFTD - Distribution - Tier 2 - 4QU CoRE ¦ 1QU LoRE | 2027 | 0.66634 | 0.40948 | 16.9225 | 0 | 16.9225 | 11.2762 | 0 | 0 | 0 | 0 | 0 | 0 | 0 | 0 | [26 empty] | WLDFR | HFTD - Distribution - Tier 2 - 3QU CoRE ¦ 5QU LoRE | Non-Red Flag Warning - Small Fires | 2041 | 0 | 0.091184 | 0.042438 | 0.0018418 | 0.046905 | 0.032347 | 0.0021972 | 0 | 7.1073e-05 | 7.1073e-05 | 0 | 1.2562e-05 | 1.2562e-05 | 0 | 1.2562e-05
[35 empty] | 3.15 Proactive Wires Down - REFCL | WLDFR | HFTD - Distribution - Tier 2 - 4QU CoRE ¦ 1QU LoRE | 2028 | 0.62275 | 0.40948 | 17.6761 | 0 | 17.6761 | 11.0078 | 0 | 0 | 0 | 0 | 0 | 0 | 0 | 0 | [26 empty] | WLDFR | HFTD - Distribution - Tier 2 - 3QU CoRE ¦ 5QU LoRE | Non-Red Flag Warning - Small Fires | 2042 | 0 | 0.091184 | 0.042438 | 0.0018418 | 0.046905 | 0.032347 | 0.0021972 | 0 | 7.1073e-05 | 7.1073e-05 | 0 | 1.3379e-05 | 1.3379e-05 | 0 | 1.3379e-05
[35 empty] | 3.15 Proactive Wires Down - REFCL | WLDFR | HFTD - Distribution - Tier 2 - 4QU CoRE ¦ 1QU LoRE | 2029 | 0.58201 | 0.40948 | 17.6761 | 0 | 17.6761 | 10.2877 | 0 | 0 | 0 | 0 | 0 | 0 | 0 | 0 | [26 empty] | WLDFR | HFTD - Distribution - Tier 2 - 3QU CoRE ¦ 5QU LoRE | Non-Red Flag Warning - Small Fires | 2043 | 0 | 0.095486 | 0.044306 | 0.0019228 | 0.049257 | 0.033969 | 0.0021972 | 0 | 7.4637e-05 | 7.4637e-05 | 0 | 1.3379e-05 | 1.3379e-05 | 0 | 1.3379e-05
[35 empty] | 3.15 Proactive Wires Down - REFCL | WLDFR | HFTD - Distribution - Tier 2 - 4QU CoRE ¦ 1QU LoRE | 2030 | 0.54393 | 0.40948 | 17.6761 | 0 | 17.6761 | 9.6146 | 0 | 0 | 0 | 0 | 0 | 0 | 0 | 0 | [26 empty] | WLDFR | HFTD - Distribution - Tier 2 - 3QU CoRE ¦ 5QU LoRE | Non-Red Flag Warning - Small Fires | 2044 | 0 | 0.095486 | 0.044306 | 0.0019228 | 0.049257 | 0.033969 | 0.0021972 | 0 | 7.4637e-05 | 7.4637e-05 | 0 | 1.3379e-05 | 1.3379e-05 | 0 | 1.3379e-05
[35 empty] | 3.15 Proactive Wires Down - REFCL | WLDFR | HFTD - Distribution - Tier 2 - 4QU CoRE ¦ 1QU LoRE | 2031 | 0.50835 | 0.40948 | 17.6761 | 0 | 17.6761 | 8.9856 | 0 | 0 | 0 | 0 | 0 | 0 | 0 | 0 | [26 empty] | WLDFR | HFTD - Distribution - Tier 2 - 3QU CoRE ¦ 5QU LoRE | Non-Red Flag Warning - Small Fires | 2045 | 0 | 0.095486 | 0.044306 | 0.0019228 | 0.049257 | 0.033969 | 0.0021972 | 0 | 7.4637e-05 | 7.4637e-05 | 0 | 1.3379e-05 | 1.3379e-05 | 0 | 1.3379e-05
[35 empty] | 3.15 Proactive Wires Down - REFCL | WLDFR | HFTD - Distribution - Tier 2 - 4QU CoRE ¦ 1QU LoRE | 2032 | 0.47509 | 0.40948 | 17.6761 | 0 | 17.6761 | 8.3978 | 0 | 0 | 0 | 0 | 0 | 0 | 0 | 0 | [26 empty] | WLDFR | HFTD - Distribution - Tier 2 - 3QU CoRE ¦ 5QU LoRE | Non-Red Flag Warning - Small Fires | 2046 | 0 | 0.095486 | 0.044306 | 0.0019228 | 0.049257 | 0.033969 | 0.0021972 | 0 | 7.4637e-05 | 7.4637e-05 | 0 | 0 | 1.3379e-05 | 0 | 1.3379e-05
[35 empty] | 3.15 Proactive Wires Down - REFCL | WLDFR | HFTD - Distribution - Tier 2 - 4QU CoRE ¦ 1QU LoRE | 2033 | 0.44401 | 0.40948 | 18.5137 | 0 | 18.5137 | 8.2203 | 0 | 0 | 0 | 0 | 0 | 0 | 0 | 0 | [26 empty] | WLDFR | HFTD - Distribution - Tier 2 - 3QU CoRE ¦ 5QU LoRE | Non-Red Flag Warning - Small Fires | 2047 | 0 | 0.095486 | 0.044306 | 0.0019228 | 0.049257 | 0.033969 | 0.0021972 | 0 | 7.4637e-05 | 7.4637e-05 | 0 | 1.2854e-06 | 0 | 0 | 0
[35 empty] | 3.15 Proactive Wires Down - REFCL | WLDFR | HFTD - Distribution - Tier 2 - 4QU CoRE ¦ 1QU LoRE | 2034 | 0.41496 | 0.40948 | 18.5137 | 0 | 18.5137 | 7.6825 | 0 | 0 | 0 | 0 | 0 | 0 | 0 | 0 | [26 empty] | WLDFR | HFTD - Distribution - Tier 2 - 3QU CoRE ¦ 5QU LoRE | Non-Red Flag Warning - Small Fires | 2048 | 0 | 0.10007 | 0.04626 | 0.0020076 | 0.051804 | 0.035726 | 0.0021972 | 0 | 7.8497e-05 | 7.8497e-05 | 0 | 1.3268e-06 | 1.3268e-06 | 0 | 1.3268e-06
[35 empty] | 3.15 Proactive Wires Down - REFCL | WLDFR | HFTD - Distribution - Tier 2 - 4QU CoRE ¦ 1QU LoRE | 2035 | 0.38782 | 0.40948 | 18.5137 | 0 | 18.5137 | 7.1799 | 0 | 0 | 0 | 0 | 0 | 0 | 0 | 0 | [26 empty] | WLDFR | HFTD - Distribution - Tier 2 - 3QU CoRE ¦ 5QU LoRE | Non-Red Flag Warning - Small Fires | 2049 | 0 | 0.10007 | 0.04626 | 0.0020076 | 0.051804 | 0.035726 | 0.0021972 | 0 | 7.8497e-05 | 7.8497e-05 | 0 | 1.3268e-06 | 1.3268e-06 | 0 | 1.3268e-06
[35 empty] | 3.15 Proactive Wires Down - REFCL | WLDFR | HFTD - Distribution - Tier 2 - 4QU CoRE ¦ 2QU LoRE | 2026 | 0.71299 | 0.14895 | 6.7167 | 0 | 6.7167 | 4.7889 | 0 | 0 | 0 | 0 | 0 | 0 | 0 | 0 | [26 empty] | WLDFR | HFTD - Distribution - Tier 2 - 3QU CoRE ¦ 5QU LoRE | Non-Red Flag Warning - Small Fires | 2050 | 0 | 0.10007 | 0.04626 | 0.0020076 | 0.051804 | 0.035726 | 0.0021972 | 0 | 7.8497e-05 | 7.8497e-05 | 0 | 1.3268e-06 | 1.3268e-06 | 0 | 1.3268e-06
[35 empty] | 3.15 Proactive Wires Down - REFCL | WLDFR | HFTD - Distribution - Tier 2 - 4QU CoRE ¦ 2QU LoRE | 2027 | 0.66634 | 0.14895 | 6.7167 | 0 | 6.7167 | 4.4757 | 0 | 0 | 0 | 0 | 0 | 0 | 0 | 0 | [26 empty] | WLDFR | HFTD - Distribution - Tier 2 - 3QU CoRE ¦ 5QU LoRE | Non-Red Flag Warning - Small Fires | 2051 | 0 | 0.10007 | 0.04626 | 0.0020076 | 0.051804 | 0.035726 | 0.0021972 | 0 | 7.8497e-05 | 7.8497e-05 | 0 | 1.3268e-06 | 1.3268e-06 | 0 | 1.3268e-06
[35 empty] | 3.15 Proactive Wires Down - REFCL | WLDFR | HFTD - Distribution - Tier 2 - 4QU CoRE ¦ 2QU LoRE | 2028 | 0.62275 | 0.14895 | 7.0159 | 0 | 7.0159 | 4.3691 | 0 | 0 | 0 | 0 | 0 | 0 | 0 | 0 | [26 empty] | WLDFR | HFTD - Distribution - Tier 2 - 3QU CoRE ¦ 5QU LoRE | Non-Red Flag Warning - Small Fires | 2052 | 0 | 0.10007 | 0.04626 | 0.0020076 | 0.051804 | 0.035726 | 0.0021972 | 0 | 7.8497e-05 | 7.8497e-05 | 0 | 1.3268e-06 | 1.3268e-06 | 0 | 1.3268e-06
[35 empty] | 3.15 Proactive Wires Down - REFCL | WLDFR | HFTD - Distribution - Tier 2 - 4QU CoRE ¦ 2QU LoRE | 2029 | 0.58201 | 0.14895 | 7.0159 | 0 | 7.0159 | 4.0833 | 0 | 0 | 0 | 0 | 0 | 0 | 0 | 0 | [26 empty] | WLDFR | HFTD - Distribution - Tier 2 - 3QU CoRE ¦ 5QU LoRE | Non-Red Flag Warning - Small Fires | 2053 | 0 | 0.10489 | 0.048274 | 0.002095 | 0.054525 | 0.037602 | 0.0021972 | 0 | 8.262e-05 | 8.262e-05 | 0 | 1.3796e-06 | 1.3796e-06 | 0 | 1.3796e-06
[35 empty] | 3.15 Proactive Wires Down - REFCL | WLDFR | HFTD - Distribution - Tier 2 - 4QU CoRE ¦ 2QU LoRE | 2030 | 0.54393 | 0.14895 | 7.0159 | 0 | 7.0159 | 3.8162 | 0 | 0 | 0 | 0 | 0 | 0 | 0 | 0 | [26 empty] | WLDFR | HFTD - Distribution - Tier 2 - 3QU CoRE ¦ 5QU LoRE | Non-Red Flag Warning - Small Fires | 2054 | 0 | 0.10489 | 0.048274 | 0.002095 | 0.054525 | 0.037602 | 0.0021972 | 0 | 8.262e-05 | 8.262e-05 | 0 | 1.3796e-06 | 1.3796e-06 | 0 | 1.3796e-06
[35 empty] | 3.15 Proactive Wires Down - REFCL | WLDFR | HFTD - Distribution - Tier 2 - 4QU CoRE ¦ 2QU LoRE | 2031 | 0.50835 | 0.14895 | 7.0159 | 0 | 7.0159 | 3.5665 | 0 | 0 | 0 | 0 | 0 | 0 | 0 | 0 | [26 empty] | WLDFR | HFTD - Distribution - Tier 2 - 3QU CoRE ¦ 5QU LoRE | Non-Red Flag Warning - Small Fires | 2055 | 0 | 0.10489 | 0.048274 | 0.002095 | 0.054525 | 0.037602 | 0.0021972 | 0 | 8.262e-05 | 8.262e-05 | 0 | 1.3796e-06 | 1.3796e-06 | 0 | 1.3796e-06
[35 empty] | 3.15 Proactive Wires Down - REFCL | WLDFR | HFTD - Distribution - Tier 2 - 4QU CoRE ¦ 2QU LoRE | 2032 | 0.47509 | 0.14895 | 7.0159 | 0 | 7.0159 | 3.3332 | 0 | 0 | 0 | 0 | 0 | 0 | 0 | 0 | [26 empty] | WLDFR | HFTD - Distribution - Tier 2 - 3QU CoRE ¦ 5QU LoRE | Red Flag Warning - Catastrophic Fires | 2026 | 0 | 14664.6376 | 233.2301 | 8896.516 | 5534.8915 | 3817.0051 | 1.4851e-05 | 0 | 0.056686 | 0.056686 | 0 | 1.3796e-06 | 1.3796e-06 | 0 | 1.3796e-06
[35 empty] | 3.15 Proactive Wires Down - REFCL | WLDFR | HFTD - Distribution - Tier 2 - 4QU CoRE ¦ 2QU LoRE | 2033 | 0.44401 | 0.14895 | 7.3483 | 0 | 7.3483 | 3.2628 | 0 | 0 | 0 | 0 | 0 | 0 | 0 | 0 | [26 empty] | WLDFR | HFTD - Distribution - Tier 2 - 3QU CoRE ¦ 5QU LoRE | Red Flag Warning - Catastrophic Fires | 2027 | 0 | 14664.6376 | 233.2301 | 8896.516 | 5534.8915 | 3817.0051 | 1.4851e-05 | 0 | 0.056686 | 0.056686 | 0 | 1.3796e-06 | 1.3796e-06 | 0 | 1.3796e-06
[35 empty] | 3.15 Proactive Wires Down - REFCL | WLDFR | HFTD - Distribution - Tier 2 - 4QU CoRE ¦ 2QU LoRE | 2034 | 0.41496 | 0.14895 | 7.3483 | 0 | 7.3483 | 3.0493 | 0 | 0 | 0 | 0 | 0 | 0 | 0 | 0 | [26 empty] | WLDFR | HFTD - Distribution - Tier 2 - 3QU CoRE ¦ 5QU LoRE | Red Flag Warning - Catastrophic Fires | 2028 | 0 | 15317.9909 | 247.273 | 9287.6491 | 5783.0689 | 3988.1546 | 1.4851e-05 | 0 | 0.059228 | 0.059228 | 0 | 1.4391e-06 | 1.4391e-06 | 0 | 1.4391e-06
[35 empty] | 3.15 Proactive Wires Down - REFCL | WLDFR | HFTD - Distribution - Tier 2 - 4QU CoRE ¦ 2QU LoRE | 2035 | 0.38782 | 0.14895 | 7.3483 | 0 | 7.3483 | 2.8498 | 0 | 0 | 0 | 0 | 0 | 0 | 0 | 0 | [26 empty] | WLDFR | HFTD - Distribution - Tier 2 - 3QU CoRE ¦ 5QU LoRE | Red Flag Warning - Catastrophic Fires | 2029 | 0 | 15317.9909 | 247.273 | 9287.6491 | 5783.0689 | 3988.1546 | 1.4851e-05 | 0 | 0.059228 | 0.059228 | 0 | 1.4391e-06 | 1.4391e-06 | 0 | 1.4391e-06
[35 empty] | 3.15 Proactive Wires Down - REFCL | WLDFR | HFTD - Distribution - Tier 2 - 4QU CoRE ¦ 3QU LoRE | 2026 | 0.71299 | 0.18003 | 7.3819 | 0 | 7.3819 | 5.2632 | 0 | 0 | 0 | 0 | 0 | 0 | 0 | 0 | [26 empty] | WLDFR | HFTD - Distribution - Tier 2 - 3QU CoRE ¦ 5QU LoRE | Red Flag Warning - Catastrophic Fires | 2030 | 0 | 15317.9909 | 247.273 | 9287.6491 | 5783.0689 | 3988.1546 | 1.4851e-05 | 0 | 0.059228 | 0.059228 | 0 | 1.4391e-06 | 1.4391e-06 | 0 | 1.4391e-06
[35 empty] | 3.15 Proactive Wires Down - REFCL | WLDFR | HFTD - Distribution - Tier 2 - 4QU CoRE ¦ 3QU LoRE | 2027 | 0.66634 | 0.18003 | 7.3819 | 0 | 7.3819 | 4.9189 | 0 | 0 | 0 | 0 | 0 | 0 | 0 | 0 | [26 empty] | WLDFR | HFTD - Distribution - Tier 2 - 3QU CoRE ¦ 5QU LoRE | Red Flag Warning - Catastrophic Fires | 2031 | 0 | 15317.9909 | 247.273 | 9287.6491 | 5783.0689 | 3988.1546 | 1.4851e-05 | 0 | 0.059228 | 0.059228 | 0 | 1.4391e-06 | 1.4391e-06 | 0 | 1.4391e-06
[35 empty] | 3.15 Proactive Wires Down - REFCL | WLDFR | HFTD - Distribution - Tier 2 - 4QU CoRE ¦ 3QU LoRE | 2028 | 0.62275 | 0.18003 | 7.7107 | 0 | 7.7107 | 4.8018 | 0 | 0 | 0 | 0 | 0 | 0 | 0 | 0 | [26 empty] | WLDFR | HFTD - Distribution - Tier 2 - 3QU CoRE ¦ 5QU LoRE | Red Flag Warning - Catastrophic Fires | 2032 | 0 | 15317.9909 | 247.273 | 9287.6491 | 5783.0689 | 3988.1546 | 1.4851e-05 | 0 | 0.059228 | 0.059228 | 0 | 1.4391e-06 | 1.4391e-06 | 0 | 1.4391e-06
[35 empty] | 3.15 Proactive Wires Down - REFCL | WLDFR | HFTD - Distribution - Tier 2 - 4QU CoRE ¦ 3QU LoRE | 2029 | 0.58201 | 0.18003 | 7.7107 | 0 | 7.7107 | 4.4877 | 0 | 0 | 0 | 0 | 0 | 0 | 0 | 0 | [26 empty] | WLDFR | HFTD - Distribution - Tier 2 - 3QU CoRE ¦ 5QU LoRE | Red Flag Warning - Catastrophic Fires | 2033 | 0 | 16044.1264 | 263.1074 | 9721.74 | 6059.2791 | 4178.6364 | 1.4851e-05 | 0 | 0.062057 | 0.062057 | 0 | 1.5046e-06 | 1.5046e-06 | 0 | 1.5046e-06
[35 empty] | 3.15 Proactive Wires Down - REFCL | WLDFR | HFTD - Distribution - Tier 2 - 4QU CoRE ¦ 3QU LoRE | 2030 | 0.54393 | 0.18003 | 7.7107 | 0 | 7.7107 | 4.1941 | 0 | 0 | 0 | 0 | 0 | 0 | 0 | 0 | [26 empty] | WLDFR | HFTD - Distribution - Tier 2 - 3QU CoRE ¦ 5QU LoRE | Red Flag Warning - Catastrophic Fires | 2034 | 0 | 16044.1264 | 263.1074 | 9721.74 | 6059.2791 | 4178.6364 | 1.4851e-05 | 0 | 0.062057 | 0.062057 | 0 | 1.5046e-06 | 1.5046e-06 | 0 | 1.5046e-06
[35 empty] | 3.15 Proactive Wires Down - REFCL | WLDFR | HFTD - Distribution - Tier 2 - 4QU CoRE ¦ 3QU LoRE | 2031 | 0.50835 | 0.18003 | 7.7107 | 0 | 7.7107 | 3.9197 | 0 | 0 | 0 | 0 | 0 | 0 | 0 | 0 | [26 empty] | WLDFR | HFTD - Distribution - Tier 2 - 3QU CoRE ¦ 5QU LoRE | Red Flag Warning - Catastrophic Fires | 2035 | 0 | 16044.1264 | 263.1074 | 9721.74 | 6059.2791 | 4178.6364 | 1.4851e-05 | 0 | 0.062057 | 0.062057 | 0 | 1.5046e-06 | 1.5046e-06 | 0 | 1.5046e-06
[35 empty] | 3.15 Proactive Wires Down - REFCL | WLDFR | HFTD - Distribution - Tier 2 - 4QU CoRE ¦ 3QU LoRE | 2032 | 0.47509 | 0.18003 | 7.7107 | 0 | 7.7107 | 3.6633 | 0 | 0 | 0 | 0 | 0 | 0 | 0 | 0 | [26 empty] | WLDFR | HFTD - Distribution - Tier 2 - 3QU CoRE ¦ 5QU LoRE | Red Flag Warning - Catastrophic Fires | 2036 | 0 | 16044.1264 | 263.1074 | 9721.74 | 6059.2791 | 4178.6364 | 1.4851e-05 | 0 | 0.062057 | 0.062057 | 0 | 1.5046e-06 | 1.5046e-06 | 0 | 1.5046e-06
[35 empty] | 3.15 Proactive Wires Down - REFCL | WLDFR | HFTD - Distribution - Tier 2 - 4QU CoRE ¦ 3QU LoRE | 2033 | 0.44401 | 0.18003 | 8.076 | 0 | 8.076 | 3.5859 | 0 | 0 | 0 | 0 | 0 | 0 | 0 | 0 | [26 empty] | WLDFR | HFTD - Distribution - Tier 2 - 3QU CoRE ¦ 5QU LoRE | Red Flag Warning - Catastrophic Fires | 2037 | 0 | 16044.1264 | 263.1074 | 9721.74 | 6059.2791 | 4178.6364 | 1.4851e-05 | 0 | 0.062057 | 0.062057 | 0 | 1.5046e-06 | 1.5046e-06 | 0 | 1.5046e-06
[35 empty] | 3.15 Proactive Wires Down - REFCL | WLDFR | HFTD - Distribution - Tier 2 - 4QU CoRE ¦ 3QU LoRE | 2034 | 0.41496 | 0.18003 | 8.076 | 0 | 8.076 | 3.3513 | 0 | 0 | 0 | 0 | 0 | 0 | 0 | 0 | [26 empty] | WLDFR | HFTD - Distribution - Tier 2 - 3QU CoRE ¦ 5QU LoRE | Red Flag Warning - Catastrophic Fires | 2038 | 0 | 16832.3912 | 280.5544 | 10192.2718 | 6359.5651 | 4385.7214 | 1.4851e-05 | 0 | 0.065132 | 0.065132 | 0 | 1.5756e-06 | 1.5756e-06 | 0 | 1.5756e-06
[35 empty] | 3.15 Proactive Wires Down - REFCL | WLDFR | HFTD - Distribution - Tier 2 - 4QU CoRE ¦ 3QU LoRE | 2035 | 0.38782 | 0.18003 | 8.076 | 0 | 8.076 | 3.132 | 0 | 0 | 0 | 0 | 0 | 0 | 0 | 0 | [26 empty] | WLDFR | HFTD - Distribution - Tier 2 - 3QU CoRE ¦ 5QU LoRE | Red Flag Warning - Catastrophic Fires | 2039 | 0 | 16832.3912 | 280.5544 | 10192.2718 | 6359.5651 | 4385.7214 | 1.4851e-05 | 0 | 0.065132 | 0.065132 | 0 | 1.5756e-06 | 1.5756e-06 | 0 | 1.5756e-06
[35 empty] | 3.15 Proactive Wires Down - REFCL | WLDFR | HFTD - Distribution - Tier 2 - 4QU CoRE ¦ 4QU LoRE | 2026 | 0.71299 | 0.10849 | 4.0888 | 0 | 4.0888 | 2.9152 | 0 | 0 | 0 | 0 | 0 | 0 | 0 | 0 | [26 empty] | WLDFR | HFTD - Distribution - Tier 2 - 3QU CoRE ¦ 5QU LoRE | Red Flag Warning - Catastrophic Fires | 2040 | 0 | 16832.3912 | 280.5544 | 10192.2718 | 6359.5651 | 4385.7214 | 1.4851e-05 | 0 | 0.065132 | 0.065132 | 0 | 1.5756e-06 | 1.5756e-06 | 0 | 1.5756e-06
[35 empty] | 3.15 Proactive Wires Down - REFCL | WLDFR | HFTD - Distribution - Tier 2 - 4QU CoRE ¦ 4QU LoRE | 2027 | 0.66634 | 0.10849 | 4.0888 | 0 | 4.0888 | 2.7245 | 0 | 0 | 0 | 0 | 0 | 0 | 0 | 0 | [26 empty] | WLDFR | HFTD - Distribution - Tier 2 - 3QU CoRE ¦ 5QU LoRE | Red Flag Warning - Catastrophic Fires | 2041 | 0 | 16832.3912 | 280.5544 | 10192.2718 | 6359.5651 | 4385.7214 | 1.4851e-05 | 0 | 0.065132 | 0.065132 | 0 | 1.5756e-06 | 1.5756e-06 | 0 | 1.5756e-06
[35 empty] | 3.15 Proactive Wires Down - REFCL | WLDFR | HFTD - Distribution - Tier 2 - 4QU CoRE ¦ 4QU LoRE | 2028 | 0.62275 | 0.10849 | 4.2709 | 0 | 4.2709 | 2.6597 | 0 | 0 | 0 | 0 | 0 | 0 | 0 | 0 | [26 empty] | WLDFR | HFTD - Distribution - Tier 2 - 3QU CoRE ¦ 5QU LoRE | Red Flag Warning - Catastrophic Fires | 2042 | 0 | 16832.3912 | 280.5544 | 10192.2718 | 6359.5651 | 4385.7214 | 1.4851e-05 | 0 | 0.065132 | 0.065132 | 0 | 1.5756e-06 | 1.5756e-06 | 0 | 1.5756e-06
[35 empty] | 3.15 Proactive Wires Down - REFCL | WLDFR | HFTD - Distribution - Tier 2 - 4QU CoRE ¦ 4QU LoRE | 2029 | 0.58201 | 0.10849 | 4.2709 | 0 | 4.2709 | 2.4857 | 0 | 0 | 0 | 0 | 0 | 0 | 0 | 0 | [26 empty] | WLDFR | HFTD - Distribution - Tier 2 - 3QU CoRE ¦ 5QU LoRE | Red Flag Warning - Catastrophic Fires | 2043 | 0 | 17672.0852 | 299.42 | 10692.7362 | 6679.929 | 4606.6527 | 1.4851e-05 | 0 | 0.068413 | 0.068413 | 0 | 1.6513e-06 | 1.6513e-06 | 0 | 1.6513e-06
[35 empty] | 3.15 Proactive Wires Down - REFCL | WLDFR | HFTD - Distribution - Tier 2 - 4QU CoRE ¦ 4QU LoRE | 2030 | 0.54393 | 0.10849 | 4.2709 | 0 | 4.2709 | 2.3231 | 0 | 0 | 0 | 0 | 0 | 0 | 0 | 0 | [26 empty] | WLDFR | HFTD - Distribution - Tier 2 - 3QU CoRE ¦ 5QU LoRE | Red Flag Warning - Catastrophic Fires | 2044 | 0 | 17672.0852 | 299.42 | 10692.7362 | 6679.929 | 4606.6527 | 1.4851e-05 | 0 | 0.068413 | 0.068413 | 0 | 1.6513e-06 | 1.6513e-06 | 0 | 1.6513e-06
[35 empty] | 3.15 Proactive Wires Down - REFCL | WLDFR | HFTD - Distribution - Tier 2 - 4QU CoRE ¦ 4QU LoRE | 2031 | 0.50835 | 0.10849 | 4.2709 | 0 | 4.2709 | 2.1711 | 0 | 0 | 0 | 0 | 0 | 0 | 0 | 0 | [26 empty] | WLDFR | HFTD - Distribution - Tier 2 - 3QU CoRE ¦ 5QU LoRE | Red Flag Warning - Catastrophic Fires | 2045 | 0 | 17672.0852 | 299.42 | 10692.7362 | 6679.929 | 4606.6527 | 1.4851e-05 | 0 | 0.068413 | 0.068413 | 0 | 1.6513e-06 | 1.6513e-06 | 0 | 1.6513e-06
[35 empty] | 3.15 Proactive Wires Down - REFCL | WLDFR | HFTD - Distribution - Tier 2 - 4QU CoRE ¦ 4QU LoRE | 2032 | 0.47509 | 0.10849 | 4.2709 | 0 | 4.2709 | 2.0291 | 0 | 0 | 0 | 0 | 0 | 0 | 0 | 0 | [26 empty] | WLDFR | HFTD - Distribution - Tier 2 - 3QU CoRE ¦ 5QU LoRE | Red Flag Warning - Catastrophic Fires | 2046 | 0 | 17672.0852 | 299.42 | 10692.7362 | 6679.929 | 4606.6527 | 1.4851e-05 | 0 | 0.068413 | 0.068413 | 0 | 1.6513e-06 | 1.6513e-06 | 0 | 1.6513e-06
[35 empty] | 3.15 Proactive Wires Down - REFCL | WLDFR | HFTD - Distribution - Tier 2 - 4QU CoRE ¦ 4QU LoRE | 2033 | 0.44401 | 0.10849 | 4.4733 | 0 | 4.4733 | 1.9862 | 0 | 0 | 0 | 0 | 0 | 0 | 0 | 0 | [26 empty] | WLDFR | HFTD - Distribution - Tier 2 - 3QU CoRE ¦ 5QU LoRE | Red Flag Warning - Catastrophic Fires | 2047 | 0 | 17672.0852 | 299.42 | 10692.7362 | 6679.929 | 4606.6527 | 1.4851e-05 | 0 | 0.068413 | 0.068413 | 0 | 0 | 1.6513e-06 | 0 | 1.6513e-06
[35 empty] | 3.15 Proactive Wires Down - REFCL | WLDFR | HFTD - Distribution - Tier 2 - 4QU CoRE ¦ 4QU LoRE | 2034 | 0.41496 | 0.10849 | 4.4733 | 0 | 4.4733 | 1.8562 | 0 | 0 | 0 | 0 | 0 | 0 | 0 | 0 | [26 empty] | WLDFR | HFTD - Distribution - Tier 2 - 3QU CoRE ¦ 5QU LoRE | Red Flag Warning - Catastrophic Fires | 2048 | 0 | 18552.3348 | 319.4911 | 11216.5626 | 7016.281 | 4838.6098 | 1.4851e-05 | 0 | 0.071858 | 0.071858 | 0 | 0.00021667 | 0 | 0 | 0
[35 empty] | 3.15 Proactive Wires Down - REFCL | WLDFR | HFTD - Distribution - Tier 2 - 4QU CoRE ¦ 4QU LoRE | 2035 | 0.38782 | 0.10849 | 4.4733 | 0 | 4.4733 | 1.7348 | 0 | 0 | 0 | 0 | 0 | 0 | 0 | 0 | [26 empty] | WLDFR | HFTD - Distribution - Tier 2 - 3QU CoRE ¦ 5QU LoRE | Red Flag Warning - Catastrophic Fires | 2049 | 0 | 18552.3348 | 319.4911 | 11216.5626 | 7016.281 | 4838.6098 | 1.4851e-05 | 0 | 0.071858 | 0.071858 | 0 | 0.00022461 | 0.00022461 | 0 | 0.00022461
[35 empty] | 3.15 Proactive Wires Down - REFCL | WLDFR | HFTD - Distribution - Tier 2 - 4QU CoRE ¦ 5QU LoRE | 2026 | 0.71299 | 0.045639 | 2.1663 | 0 | 2.1663 | 1.5446 | 0 | 0 | 0 | 0 | 0 | 0 | 0 | 0 | [26 empty] | WLDFR | HFTD - Distribution - Tier 2 - 3QU CoRE ¦ 5QU LoRE | Red Flag Warning - Catastrophic Fires | 2050 | 0 | 18552.3348 | 319.4911 | 11216.5626 | 7016.281 | 4838.6098 | 1.4851e-05 | 0 | 0.071858 | 0.071858 | 0 | 0.00022461 | 0.00022461 | 0 | 0.00022461
[35 empty] | 3.15 Proactive Wires Down - REFCL | WLDFR | HFTD - Distribution - Tier 2 - 4QU CoRE ¦ 5QU LoRE | 2027 | 0.66634 | 0.045639 | 2.1663 | 0 | 2.1663 | 1.4435 | 0 | 0 | 0 | 0 | 0 | 0 | 0 | 0 | [26 empty] | WLDFR | HFTD - Distribution - Tier 2 - 3QU CoRE ¦ 5QU LoRE | Red Flag Warning - Catastrophic Fires | 2051 | 0 | 18552.3348 | 319.4911 | 11216.5626 | 7016.281 | 4838.6098 | 1.4851e-05 | 0 | 0.071858 | 0.071858 | 0 | 0.00022461 | 0.00022461 | 0 | 0.00022461
[35 empty] | 3.15 Proactive Wires Down - REFCL | WLDFR | HFTD - Distribution - Tier 2 - 4QU CoRE ¦ 5QU LoRE | 2028 | 0.62275 | 0.045639 | 2.2628 | 0 | 2.2628 | 1.4092 | 0 | 0 | 0 | 0 | 0 | 0 | 0 | 0 | [26 empty] | WLDFR | HFTD - Distribution - Tier 2 - 3QU CoRE ¦ 5QU LoRE | Red Flag Warning - Catastrophic Fires | 2052 | 0 | 18552.3348 | 319.4911 | 11216.5626 | 7016.281 | 4838.6098 | 1.4851e-05 | 0 | 0.071858 | 0.071858 | 0 | 0.00022461 | 0.00022461 | 0 | 0.00022461
[35 empty] | 3.15 Proactive Wires Down - REFCL | WLDFR | HFTD - Distribution - Tier 2 - 4QU CoRE ¦ 5QU LoRE | 2029 | 0.58201 | 0.045639 | 2.2628 | 0 | 2.2628 | 1.317 | 0 | 0 | 0 | 0 | 0 | 0 | 0 | 0 | [26 empty] | WLDFR | HFTD - Distribution - Tier 2 - 3QU CoRE ¦ 5QU LoRE | Red Flag Warning - Catastrophic Fires | 2053 | 0 | 19462.1283 | 340.5356 | 11757.1413 | 7364.4514 | 5078.7171 | 1.4851e-05 | 0 | 0.075424 | 0.075424 | 0 | 0.00022461 | 0.00022461 | 0 | 0.00022461
[35 empty] | 3.15 Proactive Wires Down - REFCL | WLDFR | HFTD - Distribution - Tier 2 - 4QU CoRE ¦ 5QU LoRE | 2030 | 0.54393 | 0.045639 | 2.2628 | 0 | 2.2628 | 1.2308 | 0 | 0 | 0 | 0 | 0 | 0 | 0 | 0 | [26 empty] | WLDFR | HFTD - Distribution - Tier 2 - 3QU CoRE ¦ 5QU LoRE | Red Flag Warning - Catastrophic Fires | 2054 | 0 | 19462.1283 | 340.5356 | 11757.1413 | 7364.4514 | 5078.7171 | 1.4851e-05 | 0 | 0.075424 | 0.075424 | 0 | 0.00023462 | 0.00023462 | 0 | 0.00023462
[35 empty] | 3.15 Proactive Wires Down - REFCL | WLDFR | HFTD - Distribution - Tier 2 - 4QU CoRE ¦ 5QU LoRE | 2031 | 0.50835 | 0.045639 | 2.2628 | 0 | 2.2628 | 1.1503 | 0 | 0 | 0 | 0 | 0 | 0 | 0 | 0 | [26 empty] | WLDFR | HFTD - Distribution - Tier 2 - 3QU CoRE ¦ 5QU LoRE | Red Flag Warning - Catastrophic Fires | 2055 | 0 | 19462.1283 | 340.5356 | 11757.1413 | 7364.4514 | 5078.7171 | 1.4851e-05 | 0 | 0.075424 | 0.075424 | 0 | 0.00023462 | 0.00023462 | 0 | 0.00023462
[35 empty] | 3.15 Proactive Wires Down - REFCL | WLDFR | HFTD - Distribution - Tier 2 - 4QU CoRE ¦ 5QU LoRE | 2032 | 0.47509 | 0.045639 | 2.2628 | 0 | 2.2628 | 1.0751 | 0 | 0 | 0 | 0 | 0 | 0 | 0 | 0 | [26 empty] | WLDFR | HFTD - Distribution - Tier 2 - 3QU CoRE ¦ 5QU LoRE | Red Flag Warning - Large Fires | 2026 | 0 | 5.475 | 0.71896 | 3.0715 | 1.6846 | 1.1617 | 2.3246e-05 | 0 | 2.7005e-05 | 2.7005e-05 | 0 | 0.00023462 | 0.00023462 | 0 | 0.00023462
[35 empty] | 3.15 Proactive Wires Down - REFCL | WLDFR | HFTD - Distribution - Tier 2 - 4QU CoRE ¦ 5QU LoRE | 2033 | 0.44401 | 0.045639 | 2.3701 | 0 | 2.3701 | 1.0523 | 0 | 0 | 0 | 0 | 0 | 0 | 0 | 0 | [26 empty] | WLDFR | HFTD - Distribution - Tier 2 - 3QU CoRE ¦ 5QU LoRE | Red Flag Warning - Large Fires | 2027 | 0 | 5.475 | 0.71896 | 3.0715 | 1.6846 | 1.1617 | 2.3246e-05 | 0 | 2.7005e-05 | 2.7005e-05 | 0 | 0.00023462 | 0.00023462 | 0 | 0.00023462
[35 empty] | 3.15 Proactive Wires Down - REFCL | WLDFR | HFTD - Distribution - Tier 2 - 4QU CoRE ¦ 5QU LoRE | 2034 | 0.41496 | 0.045639 | 2.3701 | 0 | 2.3701 | 0.98349 | 0 | 0 | 0 | 0 | 0 | 0 | 0 | 0 | [26 empty] | WLDFR | HFTD - Distribution - Tier 2 - 3QU CoRE ¦ 5QU LoRE | Red Flag Warning - Large Fires | 2028 | 0 | 5.777 | 0.74734 | 3.238 | 1.7917 | 1.2356 | 2.3246e-05 | 0 | 2.8723e-05 | 2.8723e-05 | 0 | 0.00023462 | 0.00023462 | 0 | 0.00023462
[35 empty] | 3.15 Proactive Wires Down - REFCL | WLDFR | HFTD - Distribution - Tier 2 - 4QU CoRE ¦ 5QU LoRE | 2035 | 0.38782 | 0.045639 | 2.3701 | 0 | 2.3701 | 0.91915 | 0 | 0 | 0 | 0 | 0 | 0 | 0 | 0 | [26 empty] | WLDFR | HFTD - Distribution - Tier 2 - 3QU CoRE ¦ 5QU LoRE | Red Flag Warning - Large Fires | 2029 | 0 | 5.777 | 0.74734 | 3.238 | 1.7917 | 1.2356 | 2.3246e-05 | 0 | 2.8723e-05 | 2.8723e-05 | 0 | 0.00024574 | 0.00024574 | 0 | 0.00024574
[35 empty] | 3.15 Proactive Wires Down - REFCL | WLDFR | HFTD - Distribution - Tier 2 - 5QU CoRE ¦ 1QU LoRE | 2026 | 0.71299 | 0.24601 | 1.7529 | 0 | 1.7529 | 1.2498 | 0 | 0 | 0 | 0 | 0 | 0 | 0 | 0 | [26 empty] | WLDFR | HFTD - Distribution - Tier 2 - 3QU CoRE ¦ 5QU LoRE | Red Flag Warning - Large Fires | 2030 | 0 | 5.777 | 0.74734 | 3.238 | 1.7917 | 1.2356 | 2.3246e-05 | 0 | 2.8723e-05 | 2.8723e-05 | 0 | 0.00024574 | 0.00024574 | 0 | 0.00024574
[35 empty] | 3.15 Proactive Wires Down - REFCL | WLDFR | HFTD - Distribution - Tier 2 - 5QU CoRE ¦ 1QU LoRE | 2027 | 0.66634 | 0.24601 | 1.7529 | 0 | 1.7529 | 1.1681 | 0 | 0 | 0 | 0 | 0 | 0 | 0 | 0 | [26 empty] | WLDFR | HFTD - Distribution - Tier 2 - 3QU CoRE ¦ 5QU LoRE | Red Flag Warning - Large Fires | 2031 | 0 | 5.777 | 0.74734 | 3.238 | 1.7917 | 1.2356 | 2.3246e-05 | 0 | 2.8723e-05 | 2.8723e-05 | 0 | 0.00024574 | 0.00024574 | 0 | 0.00024574
[35 empty] | 3.15 Proactive Wires Down - REFCL | WLDFR | HFTD - Distribution - Tier 2 - 5QU CoRE ¦ 1QU LoRE | 2028 | 0.62275 | 0.24601 | 1.831 | 0 | 1.831 | 1.1403 | 0 | 0 | 0 | 0 | 0 | 0 | 0 | 0 | [26 empty] | WLDFR | HFTD - Distribution - Tier 2 - 3QU CoRE ¦ 5QU LoRE | Red Flag Warning - Large Fires | 2032 | 0 | 5.777 | 0.74734 | 3.238 | 1.7917 | 1.2356 | 2.3246e-05 | 0 | 2.8723e-05 | 2.8723e-05 | 0 | 0.00024574 | 0.00024574 | 0 | 0.00024574
[35 empty] | 3.15 Proactive Wires Down - REFCL | WLDFR | HFTD - Distribution - Tier 2 - 5QU CoRE ¦ 1QU LoRE | 2029 | 0.58201 | 0.24601 | 1.831 | 0 | 1.831 | 1.0657 | 0 | 0 | 0 | 0 | 0 | 0 | 0 | 0 | [26 empty] | WLDFR | HFTD - Distribution - Tier 2 - 3QU CoRE ¦ 5QU LoRE | Red Flag Warning - Large Fires | 2033 | 0 | 6.1205 | 0.77885 | 3.4265 | 1.9151 | 1.3207 | 2.3246e-05 | 0 | 3.0702e-05 | 3.0702e-05 | 0 | 0.00024574 | 0.00024574 | 0 | 0.00024574
[35 empty] | 3.15 Proactive Wires Down - REFCL | WLDFR | HFTD - Distribution - Tier 2 - 5QU CoRE ¦ 1QU LoRE | 2030 | 0.54393 | 0.24601 | 1.831 | 0 | 1.831 | 0.99594 | 0 | 0 | 0 | 0 | 0 | 0 | 0 | 0 | [26 empty] | WLDFR | HFTD - Distribution - Tier 2 - 3QU CoRE ¦ 5QU LoRE | Red Flag Warning - Large Fires | 2034 | 0 | 6.1205 | 0.77885 | 3.4265 | 1.9151 | 1.3207 | 2.3246e-05 | 0 | 3.0702e-05 | 3.0702e-05 | 0 | 0.00025781 | 0.00025781 | 0 | 0.00025781
[35 empty] | 3.15 Proactive Wires Down - REFCL | WLDFR | HFTD - Distribution - Tier 2 - 5QU CoRE ¦ 1QU LoRE | 2031 | 0.50835 | 0.24601 | 1.831 | 0 | 1.831 | 0.93079 | 0 | 0 | 0 | 0 | 0 | 0 | 0 | 0 | [26 empty] | WLDFR | HFTD - Distribution - Tier 2 - 3QU CoRE ¦ 5QU LoRE | Red Flag Warning - Large Fires | 2035 | 0 | 6.1205 | 0.77885 | 3.4265 | 1.9151 | 1.3207 | 2.3246e-05 | 0 | 3.0702e-05 | 3.0702e-05 | 0 | 0.00025781 | 0.00025781 | 0 | 0.00025781
[35 empty] | 3.15 Proactive Wires Down - REFCL | WLDFR | HFTD - Distribution - Tier 2 - 5QU CoRE ¦ 1QU LoRE | 2032 | 0.47509 | 0.24601 | 1.831 | 0 | 1.831 | 0.86989 | 0 | 0 | 0 | 0 | 0 | 0 | 0 | 0 | [26 empty] | WLDFR | HFTD - Distribution - Tier 2 - 3QU CoRE ¦ 5QU LoRE | Red Flag Warning - Large Fires | 2036 | 0 | 6.1205 | 0.77885 | 3.4265 | 1.9151 | 1.3207 | 2.3246e-05 | 0 | 3.0702e-05 | 3.0702e-05 | 0 | 0.00025781 | 0.00025781 | 0 | 0.00025781
[35 empty] | 3.15 Proactive Wires Down - REFCL | WLDFR | HFTD - Distribution - Tier 2 - 5QU CoRE ¦ 1QU LoRE | 2033 | 0.44401 | 0.24601 | 1.9178 | 0 | 1.9178 | 0.85151 | 0 | 0 | 0 | 0 | 0 | 0 | 0 | 0 | [26 empty] | WLDFR | HFTD - Distribution - Tier 2 - 3QU CoRE ¦ 5QU LoRE | Red Flag Warning - Large Fires | 2037 | 0 | 6.1205 | 0.77885 | 3.4265 | 1.9151 | 1.3207 | 2.3246e-05 | 0 | 3.0702e-05 | 3.0702e-05 | 0 | 0.00025781 | 0.00025781 | 0 | 0.00025781
[35 empty] | 3.15 Proactive Wires Down - REFCL | WLDFR | HFTD - Distribution - Tier 2 - 5QU CoRE ¦ 1QU LoRE | 2034 | 0.41496 | 0.24601 | 1.9178 | 0 | 1.9178 | 0.79581 | 0 | 0 | 0 | 0 | 0 | 0 | 0 | 0 | [26 empty] | WLDFR | HFTD - Distribution - Tier 2 - 3QU CoRE ¦ 5QU LoRE | Red Flag Warning - Large Fires | 2038 | 0 | 6.5028 | 0.81304 | 3.6355 | 2.0543 | 1.4167 | 2.3246e-05 | 0 | 3.2932e-05 | 3.2932e-05 | 0 | 0.00025781 | 0.00025781 | 0 | 0.00025781
[35 empty] | 3.15 Proactive Wires Down - REFCL | WLDFR | HFTD - Distribution - Tier 2 - 5QU CoRE ¦ 1QU LoRE | 2035 | 0.38782 | 0.24601 | 1.9178 | 0 | 1.9178 | 0.74374 | 0 | 0 | 0 | 0 | 0 | 0 | 0 | 0 | [26 empty] | WLDFR | HFTD - Distribution - Tier 2 - 3QU CoRE ¦ 5QU LoRE | Red Flag Warning - Large Fires | 2039 | 0 | 6.5028 | 0.81304 | 3.6355 | 2.0543 | 1.4167 | 2.3246e-05 | 0 | 3.2932e-05 | 3.2932e-05 | 0 | 0.00027067 | 0.00027067 | 0 | 0.00027067
[35 empty] | 3.15 Proactive Wires Down - REFCL | WLDFR | HFTD - Distribution - Tier 2 - 5QU CoRE ¦ 2QU LoRE | 2026 | 0.71299 | 0.19886 | 1.5111 | 0 | 1.5111 | 1.0774 | 0 | 0 | 0 | 0 | 0 | 0 | 0 | 0 | [26 empty] | WLDFR | HFTD - Distribution - Tier 2 - 3QU CoRE ¦ 5QU LoRE | Red Flag Warning - Large Fires | 2040 | 0 | 6.5028 | 0.81304 | 3.6355 | 2.0543 | 1.4167 | 2.3246e-05 | 0 | 3.2932e-05 | 3.2932e-05 | 0 | 0.00027067 | 0.00027067 | 0 | 0.00027067
[35 empty] | 3.15 Proactive Wires Down - REFCL | WLDFR | HFTD - Distribution - Tier 2 - 5QU CoRE ¦ 2QU LoRE | 2027 | 0.66634 | 0.19886 | 1.5111 | 0 | 1.5111 | 1.0069 | 0 | 0 | 0 | 0 | 0 | 0 | 0 | 0 | [26 empty] | WLDFR | HFTD - Distribution - Tier 2 - 3QU CoRE ¦ 5QU LoRE | Red Flag Warning - Large Fires | 2041 | 0 | 6.5028 | 0.81304 | 3.6355 | 2.0543 | 1.4167 | 2.3246e-05 | 0 | 3.2932e-05 | 3.2932e-05 | 0 | 0.00027067 | 0.00027067 | 0 | 0.00027067
[35 empty] | 3.15 Proactive Wires Down - REFCL | WLDFR | HFTD - Distribution - Tier 2 - 5QU CoRE ¦ 2QU LoRE | 2028 | 0.62275 | 0.19886 | 1.5784 | 0 | 1.5784 | 0.98295 | 0 | 0 | 0 | 0 | 0 | 0 | 0 | 0 | [26 empty] | WLDFR | HFTD - Distribution - Tier 2 - 3QU CoRE ¦ 5QU LoRE | Red Flag Warning - Large Fires | 2042 | 0 | 6.5028 | 0.81304 | 3.6355 | 2.0543 | 1.4167 | 2.3246e-05 | 0 | 3.2932e-05 | 3.2932e-05 | 0 | 0.00027067 | 0.00027067 | 0 | 0.00027067
[35 empty] | 3.15 Proactive Wires Down - REFCL | WLDFR | HFTD - Distribution - Tier 2 - 5QU CoRE ¦ 2QU LoRE | 2029 | 0.58201 | 0.19886 | 1.5784 | 0 | 1.5784 | 0.91865 | 0 | 0 | 0 | 0 | 0 | 0 | 0 | 0 | [26 empty] | WLDFR | HFTD - Distribution - Tier 2 - 3QU CoRE ¦ 5QU LoRE | Red Flag Warning - Large Fires | 2043 | 0 | 6.9209 | 0.84944 | 3.8632 | 2.2083 | 1.5229 | 2.3246e-05 | 0 | 3.5401e-05 | 3.5401e-05 | 0 | 0.00027067 | 0.00027067 | 0 | 0.00027067
[35 empty] | 3.15 Proactive Wires Down - REFCL | WLDFR | HFTD - Distribution - Tier 2 - 5QU CoRE ¦ 2QU LoRE | 2030 | 0.54393 | 0.19886 | 1.5784 | 0 | 1.5784 | 0.85855 | 0 | 0 | 0 | 0 | 0 | 0 | 0 | 0 | [26 empty] | WLDFR | HFTD - Distribution - Tier 2 - 3QU CoRE ¦ 5QU LoRE | Red Flag Warning - Large Fires | 2044 | 0 | 6.9209 | 0.84944 | 3.8632 | 2.2083 | 1.5229 | 2.3246e-05 | 0 | 3.5401e-05 | 3.5401e-05 | 0 | 0.00028415 | 0.00028415 | 0 | 0.00028415
[35 empty] | 3.15 Proactive Wires Down - REFCL | WLDFR | HFTD - Distribution - Tier 2 - 5QU CoRE ¦ 2QU LoRE | 2031 | 0.50835 | 0.19886 | 1.5784 | 0 | 1.5784 | 0.80238 | 0 | 0 | 0 | 0 | 0 | 0 | 0 | 0 | [26 empty] | WLDFR | HFTD - Distribution - Tier 2 - 3QU CoRE ¦ 5QU LoRE | Red Flag Warning - Large Fires | 2045 | 0 | 6.9209 | 0.84944 | 3.8632 | 2.2083 | 1.5229 | 2.3246e-05 | 0 | 3.5401e-05 | 3.5401e-05 | 0 | 0.00028415 | 0.00028415 | 0 | 0.00028415
[35 empty] | 3.15 Proactive Wires Down - REFCL | WLDFR | HFTD - Distribution - Tier 2 - 5QU CoRE ¦ 2QU LoRE | 2032 | 0.47509 | 0.19886 | 1.5784 | 0 | 1.5784 | 0.74989 | 0 | 0 | 0 | 0 | 0 | 0 | 0 | 0 | [26 empty] | WLDFR | HFTD - Distribution - Tier 2 - 3QU CoRE ¦ 5QU LoRE | Red Flag Warning - Large Fires | 2046 | 0 | 6.9209 | 0.84944 | 3.8632 | 2.2083 | 1.5229 | 2.3246e-05 | 0 | 3.5401e-05 | 3.5401e-05 | 0 | 0.00028415 | 0.00028415 | 0 | 0.00028415
[35 empty] | 3.15 Proactive Wires Down - REFCL | WLDFR | HFTD - Distribution - Tier 2 - 5QU CoRE ¦ 2QU LoRE | 2033 | 0.44401 | 0.19886 | 1.6532 | 0 | 1.6532 | 0.73404 | 0 | 0 | 0 | 0 | 0 | 0 | 0 | 0 | [26 empty] | WLDFR | HFTD - Distribution - Tier 2 - 3QU CoRE ¦ 5QU LoRE | Red Flag Warning - Large Fires | 2047 | 0 | 6.9209 | 0.84944 | 3.8632 | 2.2083 | 1.5229 | 2.3246e-05 | 0 | 3.5401e-05 | 3.5401e-05 | 0 | 0.00028415 | 0.00028415 | 0 | 0.00028415
[35 empty] | 3.15 Proactive Wires Down - REFCL | WLDFR | HFTD - Distribution - Tier 2 - 5QU CoRE ¦ 2QU LoRE | 2034 | 0.41496 | 0.19886 | 1.6532 | 0 | 1.6532 | 0.68602 | 0 | 0 | 0 | 0 | 0 | 0 | 0 | 0 | [26 empty] | WLDFR | HFTD - Distribution - Tier 2 - 3QU CoRE ¦ 5QU LoRE | Red Flag Warning - Large Fires | 2048 | 0 | 7.3713 | 0.88759 | 4.1075 | 2.3763 | 1.6388 | 2.3246e-05 | 0 | 3.8094e-05 | 3.8094e-05 | 0 | 0 | 0.00028415 | 0 | 0.00028415
[35 empty] | 3.15 Proactive Wires Down - REFCL | WLDFR | HFTD - Distribution - Tier 2 - 5QU CoRE ¦ 2QU LoRE | 2035 | 0.38782 | 0.19886 | 1.6532 | 0 | 1.6532 | 0.64114 | 0 | 0 | 0 | 0 | 0 | 0 | 0 | 0 | [26 empty] | WLDFR | HFTD - Distribution - Tier 2 - 3QU CoRE ¦ 5QU LoRE | Red Flag Warning - Large Fires | 2049 | 0 | 7.3713 | 0.88759 | 4.1075 | 2.3763 | 1.6388 | 2.3246e-05 | 0 | 3.8094e-05 | 3.8094e-05 | 0 | 0.00021281 | 0 | 0 | 0
[35 empty] | 3.15 Proactive Wires Down - REFCL | WLDFR | HFTD - Distribution - Tier 2 - 5QU CoRE ¦ 3QU LoRE | 2026 | 0.71299 | 0.09382 | 0.57001 | 0 | 0.57001 | 0.40641 | 0 | 0 | 0 | 0 | 0 | 0 | 0 | 0 | [26 empty] | WLDFR | HFTD - Distribution - Tier 2 - 3QU CoRE ¦ 5QU LoRE | Red Flag Warning - Large Fires | 2050 | 0 | 7.3713 | 0.88759 | 4.1075 | 2.3763 | 1.6388 | 2.3246e-05 | 0 | 3.8094e-05 | 3.8094e-05 | 0 | 0.00022058 | 0.00022058 | 0 | 0.00022058
[35 empty] | 3.15 Proactive Wires Down - REFCL | WLDFR | HFTD - Distribution - Tier 2 - 5QU CoRE ¦ 3QU LoRE | 2027 | 0.66634 | 0.09382 | 0.57001 | 0 | 0.57001 | 0.37982 | 0 | 0 | 0 | 0 | 0 | 0 | 0 | 0 | [26 empty] | WLDFR | HFTD - Distribution - Tier 2 - 3QU CoRE ¦ 5QU LoRE | Red Flag Warning - Large Fires | 2051 | 0 | 7.3713 | 0.88759 | 4.1075 | 2.3763 | 1.6388 | 2.3246e-05 | 0 | 3.8094e-05 | 3.8094e-05 | 0 | 0.00022058 | 0.00022058 | 0 | 0.00022058
[35 empty] | 3.15 Proactive Wires Down - REFCL | WLDFR | HFTD - Distribution - Tier 2 - 5QU CoRE ¦ 3QU LoRE | 2028 | 0.62275 | 0.09382 | 0.59539 | 0 | 0.59539 | 0.37078 | 0 | 0 | 0 | 0 | 0 | 0 | 0 | 0 | [26 empty] | WLDFR | HFTD - Distribution - Tier 2 - 3QU CoRE ¦ 5QU LoRE | Red Flag Warning - Large Fires | 2052 | 0 | 7.3713 | 0.88759 | 4.1075 | 2.3763 | 1.6388 | 2.3246e-05 | 0 | 3.8094e-05 | 3.8094e-05 | 0 | 0.00022058 | 0.00022058 | 0 | 0.00022058
[35 empty] | 3.15 Proactive Wires Down - REFCL | WLDFR | HFTD - Distribution - Tier 2 - 5QU CoRE ¦ 3QU LoRE | 2029 | 0.58201 | 0.09382 | 0.59539 | 0 | 0.59539 | 0.34652 | 0 | 0 | 0 | 0 | 0 | 0 | 0 | 0 | [26 empty] | WLDFR | HFTD - Distribution - Tier 2 - 3QU CoRE ¦ 5QU LoRE | Red Flag Warning - Large Fires | 2053 | 0 | 7.8503 | 0.92702 | 4.3664 | 2.5569 | 1.7633 | 2.3246e-05 | 0 | 4.0989e-05 | 4.0989e-05 | 0 | 0.00022058 | 0.00022058 | 0 | 0.00022058
[35 empty] | 3.15 Proactive Wires Down - REFCL | WLDFR | HFTD - Distribution - Tier 2 - 5QU CoRE ¦ 3QU LoRE | 2030 | 0.54393 | 0.09382 | 0.59539 | 0 | 0.59539 | 0.32385 | 0 | 0 | 0 | 0 | 0 | 0 | 0 | 0 | [26 empty] | WLDFR | HFTD - Distribution - Tier 2 - 3QU CoRE ¦ 5QU LoRE | Red Flag Warning - Large Fires | 2054 | 0 | 7.8503 | 0.92702 | 4.3664 | 2.5569 | 1.7633 | 2.3246e-05 | 0 | 4.0989e-05 | 4.0989e-05 | 0 | 0.00022058 | 0.00022058 | 0 | 0.00022058
[35 empty] | 3.15 Proactive Wires Down - REFCL | WLDFR | HFTD - Distribution - Tier 2 - 5QU CoRE ¦ 3QU LoRE | 2031 | 0.50835 | 0.09382 | 0.59539 | 0 | 0.59539 | 0.30267 | 0 | 0 | 0 | 0 | 0 | 0 | 0 | 0 | [26 empty] | WLDFR | HFTD - Distribution - Tier 2 - 3QU CoRE ¦ 5QU LoRE | Red Flag Warning - Large Fires | 2055 | 0 | 7.8503 | 0.92702 | 4.3664 | 2.5569 | 1.7633 | 2.3246e-05 | 0 | 4.0989e-05 | 4.0989e-05 | 0 | 0.00023037 | 0.00023037 | 0 | 0.00023037
[35 empty] | 3.15 Proactive Wires Down - REFCL | WLDFR | HFTD - Distribution - Tier 2 - 5QU CoRE ¦ 3QU LoRE | 2032 | 0.47509 | 0.09382 | 0.59539 | 0 | 0.59539 | 0.28287 | 0 | 0 | 0 | 0 | 0 | 0 | 0 | 0 | [26 empty] | WLDFR | HFTD - Distribution - Tier 2 - 3QU CoRE ¦ 5QU LoRE | Red Flag Warning - Small Fires | 2026 | 0 | 0.080408 | 0.03759 | 0.0016314 | 0.041187 | 0.028403 | 0.00026354 | 0 | 7.4856e-06 | 7.4856e-06 | 0 | 0.00023037 | 0.00023037 | 0 | 0.00023037
[35 empty] | 3.15 Proactive Wires Down - REFCL | WLDFR | HFTD - Distribution - Tier 2 - 5QU CoRE ¦ 3QU LoRE | 2033 | 0.44401 | 0.09382 | 0.62361 | 0 | 0.62361 | 0.27689 | 0 | 0 | 0 | 0 | 0 | 0 | 0 | 0 | [26 empty] | WLDFR | HFTD - Distribution - Tier 2 - 3QU CoRE ¦ 5QU LoRE | Red Flag Warning - Small Fires | 2027 | 0 | 0.080408 | 0.03759 | 0.0016314 | 0.041187 | 0.028403 | 0.00026354 | 0 | 7.4856e-06 | 7.4856e-06 | 0 | 0.00023037 | 0.00023037 | 0 | 0.00023037
[35 empty] | 3.15 Proactive Wires Down - REFCL | WLDFR | HFTD - Distribution - Tier 2 - 5QU CoRE ¦ 3QU LoRE | 2034 | 0.41496 | 0.09382 | 0.62361 | 0 | 0.62361 | 0.25877 | 0 | 0 | 0 | 0 | 0 | 0 | 0 | 0 | [26 empty] | WLDFR | HFTD - Distribution - Tier 2 - 3QU CoRE ¦ 5QU LoRE | Red Flag Warning - Small Fires | 2028 | 0 | 0.083606 | 0.039055 | 0.001695 | 0.042856 | 0.029555 | 0.00026354 | 0 | 7.789e-06 | 7.789e-06 | 0 | 0.00023037 | 0.00023037 | 0 | 0.00023037
[35 empty] | 3.15 Proactive Wires Down - REFCL | WLDFR | HFTD - Distribution - Tier 2 - 5QU CoRE ¦ 3QU LoRE | 2035 | 0.38782 | 0.09382 | 0.62361 | 0 | 0.62361 | 0.24185 | 0 | 0 | 0 | 0 | 0 | 0 | 0 | 0 | [26 empty] | WLDFR | HFTD - Distribution - Tier 2 - 3QU CoRE ¦ 5QU LoRE | Red Flag Warning - Small Fires | 2029 | 0 | 0.083606 | 0.039055 | 0.001695 | 0.042856 | 0.029555 | 0.00026354 | 0 | 7.789e-06 | 7.789e-06 | 0 | 0.00023037 | 0.00023037 | 0 | 0.00023037
[35 empty] | 3.15 Proactive Wires Down - REFCL | WLDFR | HFTD - Distribution - Tier 2 - 5QU CoRE ¦ 4QU LoRE | 2026 | 0.71299 | 0.052057 | 0.40597 | 0 | 0.40597 | 0.28945 | 0 | 0 | 0 | 0 | 0 | 0 | 0 | 0 | [26 empty] | WLDFR | HFTD - Distribution - Tier 2 - 3QU CoRE ¦ 5QU LoRE | Red Flag Warning - Small Fires | 2030 | 0 | 0.083606 | 0.039055 | 0.001695 | 0.042856 | 0.029555 | 0.00026354 | 0 | 7.789e-06 | 7.789e-06 | 0 | 0.00024124 | 0.00024124 | 0 | 0.00024124
[35 empty] | 3.15 Proactive Wires Down - REFCL | WLDFR | HFTD - Distribution - Tier 2 - 5QU CoRE ¦ 4QU LoRE | 2027 | 0.66634 | 0.052057 | 0.40597 | 0 | 0.40597 | 0.27051 | 0 | 0 | 0 | 0 | 0 | 0 | 0 | 0 | [26 empty] | WLDFR | HFTD - Distribution - Tier 2 - 3QU CoRE ¦ 5QU LoRE | Red Flag Warning - Small Fires | 2031 | 0 | 0.083606 | 0.039055 | 0.001695 | 0.042856 | 0.029555 | 0.00026354 | 0 | 7.789e-06 | 7.789e-06 | 0 | 0.00024124 | 0.00024124 | 0 | 0.00024124
[35 empty] | 3.15 Proactive Wires Down - REFCL | WLDFR | HFTD - Distribution - Tier 2 - 5QU CoRE ¦ 4QU LoRE | 2028 | 0.62275 | 0.052057 | 0.42405 | 0 | 0.42405 | 0.26408 | 0 | 0 | 0 | 0 | 0 | 0 | 0 | 0 | [26 empty] | WLDFR | HFTD - Distribution - Tier 2 - 3QU CoRE ¦ 5QU LoRE | Red Flag Warning - Small Fires | 2032 | 0 | 0.083606 | 0.039055 | 0.001695 | 0.042856 | 0.029555 | 0.00026354 | 0 | 7.789e-06 | 7.789e-06 | 0 | 0.00024124 | 0.00024124 | 0 | 0.00024124
[35 empty] | 3.15 Proactive Wires Down - REFCL | WLDFR | HFTD - Distribution - Tier 2 - 5QU CoRE ¦ 4QU LoRE | 2029 | 0.58201 | 0.052057 | 0.42405 | 0 | 0.42405 | 0.2468 | 0 | 0 | 0 | 0 | 0 | 0 | 0 | 0 | [26 empty] | WLDFR | HFTD - Distribution - Tier 2 - 3QU CoRE ¦ 5QU LoRE | Red Flag Warning - Small Fires | 2033 | 0 | 0.087211 | 0.040679 | 0.0017655 | 0.044766 | 0.030872 | 0.00026354 | 0 | 8.1362e-06 | 8.1362e-06 | 0 | 0.00024124 | 0.00024124 | 0 | 0.00024124
[35 empty] | 3.15 Proactive Wires Down - REFCL | WLDFR | HFTD - Distribution - Tier 2 - 5QU CoRE ¦ 4QU LoRE | 2030 | 0.54393 | 0.052057 | 0.42405 | 0 | 0.42405 | 0.23066 | 0 | 0 | 0 | 0 | 0 | 0 | 0 | 0 | [26 empty] | WLDFR | HFTD - Distribution - Tier 2 - 3QU CoRE ¦ 5QU LoRE | Red Flag Warning - Small Fires | 2034 | 0 | 0.087211 | 0.040679 | 0.0017655 | 0.044766 | 0.030872 | 0.00026354 | 0 | 8.1362e-06 | 8.1362e-06 | 0 | 0.00024124 | 0.00024124 | 0 | 0.00024124
[35 empty] | 3.15 Proactive Wires Down - REFCL | WLDFR | HFTD - Distribution - Tier 2 - 5QU CoRE ¦ 4QU LoRE | 2031 | 0.50835 | 0.052057 | 0.42405 | 0 | 0.42405 | 0.21557 | 0 | 0 | 0 | 0 | 0 | 0 | 0 | 0 | [26 empty] | WLDFR | HFTD - Distribution - Tier 2 - 3QU CoRE ¦ 5QU LoRE | Red Flag Warning - Small Fires | 2035 | 0 | 0.087211 | 0.040679 | 0.0017655 | 0.044766 | 0.030872 | 0.00026354 | 0 | 8.1362e-06 | 8.1362e-06 | 0 | 0.00025303 | 0.00025303 | 0 | 0.00025303
[35 empty] | 3.15 Proactive Wires Down - REFCL | WLDFR | HFTD - Distribution - Tier 2 - 5QU CoRE ¦ 4QU LoRE | 2032 | 0.47509 | 0.052057 | 0.42405 | 0 | 0.42405 | 0.20146 | 0 | 0 | 0 | 0 | 0 | 0 | 0 | 0 | [26 empty] | WLDFR | HFTD - Distribution - Tier 2 - 3QU CoRE ¦ 5QU LoRE | Red Flag Warning - Small Fires | 2036 | 0 | 0.087211 | 0.040679 | 0.0017655 | 0.044766 | 0.030872 | 0.00026354 | 0 | 8.1362e-06 | 8.1362e-06 | 0 | 0.00025303 | 0.00025303 | 0 | 0.00025303
[35 empty] | 3.15 Proactive Wires Down - REFCL | WLDFR | HFTD - Distribution - Tier 2 - 5QU CoRE ¦ 4QU LoRE | 2033 | 0.44401 | 0.052057 | 0.44415 | 0 | 0.44415 | 0.19721 | 0 | 0 | 0 | 0 | 0 | 0 | 0 | 0 | [26 empty] | WLDFR | HFTD - Distribution - Tier 2 - 3QU CoRE ¦ 5QU LoRE | Red Flag Warning - Small Fires | 2037 | 0 | 0.087211 | 0.040679 | 0.0017655 | 0.044766 | 0.030872 | 0.00026354 | 0 | 8.1362e-06 | 8.1362e-06 | 0 | 0.00025303 | 0.00025303 | 0 | 0.00025303
[35 empty] | 3.15 Proactive Wires Down - REFCL | WLDFR | HFTD - Distribution - Tier 2 - 5QU CoRE ¦ 4QU LoRE | 2034 | 0.41496 | 0.052057 | 0.44415 | 0 | 0.44415 | 0.18431 | 0 | 0 | 0 | 0 | 0 | 0 | 0 | 0 | [26 empty] | WLDFR | HFTD - Distribution - Tier 2 - 3QU CoRE ¦ 5QU LoRE | Red Flag Warning - Small Fires | 2038 | 0 | 0.091184 | 0.042438 | 0.0018418 | 0.046905 | 0.032347 | 0.00026354 | 0 | 8.5248e-06 | 8.5248e-06 | 0 | 0.00025303 | 0.00025303 | 0 | 0.00025303
[35 empty] | 3.15 Proactive Wires Down - REFCL | WLDFR | HFTD - Distribution - Tier 2 - 5QU CoRE ¦ 4QU LoRE | 2035 | 0.38782 | 0.052057 | 0.44415 | 0 | 0.44415 | 0.17225 | 0 | 0 | 0 | 0 | 0 | 0 | 0 | 0 | [26 empty] | WLDFR | HFTD - Distribution - Tier 2 - 3QU CoRE ¦ 5QU LoRE | Red Flag Warning - Small Fires | 2039 | 0 | 0.091184 | 0.042438 | 0.0018418 | 0.046905 | 0.032347 | 0.00026354 | 0 | 8.5248e-06 | 8.5248e-06 | 0 | 0.00025303 | 0.00025303 | 0 | 0.00025303
[35 empty] | 3.15 Proactive Wires Down - REFCL | WLDFR | HFTD - Distribution - Tier 2 - 5QU CoRE ¦ 5QU LoRE | 2026 | 0.71299 | 0.033157 | 0.2095 | 0 | 0.2095 | 0.14937 | 0 | 0 | 0 | 0 | 0 | 0 | 0 | 0 | [26 empty] | WLDFR | HFTD - Distribution - Tier 2 - 3QU CoRE ¦ 5QU LoRE | Red Flag Warning - Small Fires | 2040 | 0 | 0.091184 | 0.042438 | 0.0018418 | 0.046905 | 0.032347 | 0.00026354 | 0 | 8.5248e-06 | 8.5248e-06 | 0 | 0.00026558 | 0.00026558 | 0 | 0.00026558
[35 empty] | 3.15 Proactive Wires Down - REFCL | WLDFR | HFTD - Distribution - Tier 2 - 5QU CoRE ¦ 5QU LoRE | 2027 | 0.66634 | 0.033157 | 0.2095 | 0 | 0.2095 | 0.1396 | 0 | 0 | 0 | 0 | 0 | 0 | 0 | 0 | [26 empty] | WLDFR | HFTD - Distribution - Tier 2 - 3QU CoRE ¦ 5QU LoRE | Red Flag Warning - Small Fires | 2041 | 0 | 0.091184 | 0.042438 | 0.0018418 | 0.046905 | 0.032347 | 0.00026354 | 0 | 8.5248e-06 | 8.5248e-06 | 0 | 0.00026558 | 0.00026558 | 0 | 0.00026558
[35 empty] | 3.15 Proactive Wires Down - REFCL | WLDFR | HFTD - Distribution - Tier 2 - 5QU CoRE ¦ 5QU LoRE | 2028 | 0.62275 | 0.033157 | 0.21884 | 0 | 0.21884 | 0.13628 | 0 | 0 | 0 | 0 | 0 | 0 | 0 | 0 | [26 empty] | WLDFR | HFTD - Distribution - Tier 2 - 3QU CoRE ¦ 5QU LoRE | Red Flag Warning - Small Fires | 2042 | 0 | 0.091184 | 0.042438 | 0.0018418 | 0.046905 | 0.032347 | 0.00026354 | 0 | 8.5248e-06 | 8.5248e-06 | 0 | 0.00026558 | 0.00026558 | 0 | 0.00026558
[35 empty] | 3.15 Proactive Wires Down - REFCL | WLDFR | HFTD - Distribution - Tier 2 - 5QU CoRE ¦ 5QU LoRE | 2029 | 0.58201 | 0.033157 | 0.21884 | 0 | 0.21884 | 0.12736 | 0 | 0 | 0 | 0 | 0 | 0 | 0 | 0 | [26 empty] | WLDFR | HFTD - Distribution - Tier 2 - 3QU CoRE ¦ 5QU LoRE | Red Flag Warning - Small Fires | 2043 | 0 | 0.095486 | 0.044306 | 0.0019228 | 0.049257 | 0.033969 | 0.00026354 | 0 | 8.9523e-06 | 8.9523e-06 | 0 | 0.00026558 | 0.00026558 | 0 | 0.00026558
[35 empty] | 3.15 Proactive Wires Down - REFCL | WLDFR | HFTD - Distribution - Tier 2 - 5QU CoRE ¦ 5QU LoRE | 2030 | 0.54393 | 0.033157 | 0.21884 | 0 | 0.21884 | 0.11903 | 0 | 0 | 0 | 0 | 0 | 0 | 0 | 0 | [26 empty] | WLDFR | HFTD - Distribution - Tier 2 - 3QU CoRE ¦ 5QU LoRE | Red Flag Warning - Small Fires | 2044 | 0 | 0.095486 | 0.044306 | 0.0019228 | 0.049257 | 0.033969 | 0.00026354 | 0 | 8.9523e-06 | 8.9523e-06 | 0 | 0.00026558 | 0.00026558 | 0 | 0.00026558
[35 empty] | 3.15 Proactive Wires Down - REFCL | WLDFR | HFTD - Distribution - Tier 2 - 5QU CoRE ¦ 5QU LoRE | 2031 | 0.50835 | 0.033157 | 0.21884 | 0 | 0.21884 | 0.11125 | 0 | 0 | 0 | 0 | 0 | 0 | 0 | 0 | [26 empty] | WLDFR | HFTD - Distribution - Tier 2 - 3QU CoRE ¦ 5QU LoRE | Red Flag Warning - Small Fires | 2045 | 0 | 0.095486 | 0.044306 | 0.0019228 | 0.049257 | 0.033969 | 0.00026354 | 0 | 8.9523e-06 | 8.9523e-06 | 0 | 0.00027872 | 0.00027872 | 0 | 0.00027872
[35 empty] | 3.15 Proactive Wires Down - REFCL | WLDFR | HFTD - Distribution - Tier 2 - 5QU CoRE ¦ 5QU LoRE | 2032 | 0.47509 | 0.033157 | 0.21884 | 0 | 0.21884 | 0.10397 | 0 | 0 | 0 | 0 | 0 | 0 | 0 | 0 | [26 empty] | WLDFR | HFTD - Distribution - Tier 2 - 3QU CoRE ¦ 5QU LoRE | Red Flag Warning - Small Fires | 2046 | 0 | 0.095486 | 0.044306 | 0.0019228 | 0.049257 | 0.033969 | 0.00026354 | 0 | 8.9523e-06 | 8.9523e-06 | 0 | 0.00027872 | 0.00027872 | 0 | 0.00027872
[35 empty] | 3.15 Proactive Wires Down - REFCL | WLDFR | HFTD - Distribution - Tier 2 - 5QU CoRE ¦ 5QU LoRE | 2033 | 0.44401 | 0.033157 | 0.22921 | 0 | 0.22921 | 0.10177 | 0 | 0 | 0 | 0 | 0 | 0 | 0 | 0 | [26 empty] | WLDFR | HFTD - Distribution - Tier 2 - 3QU CoRE ¦ 5QU LoRE | Red Flag Warning - Small Fires | 2047 | 0 | 0.095486 | 0.044306 | 0.0019228 | 0.049257 | 0.033969 | 0.00026354 | 0 | 8.9523e-06 | 8.9523e-06 | 0 | 0.00027872 | 0.00027872 | 0 | 0.00027872
[35 empty] | 3.15 Proactive Wires Down - REFCL | WLDFR | HFTD - Distribution - Tier 2 - 5QU CoRE ¦ 5QU LoRE | 2034 | 0.41496 | 0.033157 | 0.22921 | 0 | 0.22921 | 0.095114 | 0 | 0 | 0 | 0 | 0 | 0 | 0 | 0 | [26 empty] | WLDFR | HFTD - Distribution - Tier 2 - 3QU CoRE ¦ 5QU LoRE | Red Flag Warning - Small Fires | 2048 | 0 | 0.10007 | 0.04626 | 0.0020076 | 0.051804 | 0.035726 | 0.00026354 | 0 | 9.4153e-06 | 9.4153e-06 | 0 | 0.00027872 | 0.00027872 | 0 | 0.00027872
[35 empty] | 3.15 Proactive Wires Down - REFCL | WLDFR | HFTD - Distribution - Tier 2 - 5QU CoRE ¦ 5QU LoRE | 2035 | 0.38782 | 0.033157 | 0.22921 | 0 | 0.22921 | 0.088891 | 0 | 0 | 0 | 0 | 0 | 0 | 0 | 0 | [26 empty] | WLDFR | HFTD - Distribution - Tier 2 - 3QU CoRE ¦ 5QU LoRE | Red Flag Warning - Small Fires | 2049 | 0 | 0.10007 | 0.04626 | 0.0020076 | 0.051804 | 0.035726 | 0.00026354 | 0 | 9.4153e-06 | 9.4153e-06 | 0 | 0 | 0.00027872 | 0 | 0.00027872
[35 empty] | 3.15 Proactive Wires Down - REFCL | WLDFR | HFTD - Distribution - Tier 3 - 1QU CoRE ¦ 1QU LoRE | 2026 | 0.71299 | 0.02371 | 17.0451 | 0 | 17.0451 | 12.1529 | 0 | 0 | 0 | 0 | 0 | 0 | 0 | 0 | [26 empty] | WLDFR | HFTD - Distribution - Tier 2 - 3QU CoRE ¦ 5QU LoRE | Red Flag Warning - Small Fires | 2050 | 0 | 0.10007 | 0.04626 | 0.0020076 | 0.051804 | 0.035726 | 0.00026354 | 0 | 9.4153e-06 | 9.4153e-06 | 0 | 2.3547e-06 | 0 | 0 | 0
[35 empty] | 3.15 Proactive Wires Down - REFCL | WLDFR | HFTD - Distribution - Tier 3 - 1QU CoRE ¦ 1QU LoRE | 2027 | 0.66634 | 0.02371 | 17.0451 | 0 | 17.0451 | 11.3579 | 0 | 0 | 0 | 0 | 0 | 0 | 0 | 0 | [26 empty] | WLDFR | HFTD - Distribution - Tier 2 - 3QU CoRE ¦ 5QU LoRE | Red Flag Warning - Small Fires | 2051 | 0 | 0.10007 | 0.04626 | 0.0020076 | 0.051804 | 0.035726 | 0.00026354 | 0 | 9.4153e-06 | 9.4153e-06 | 0 | 2.4601e-06 | 2.4601e-06 | 0 | 2.4601e-06
[35 empty] | 3.15 Proactive Wires Down - REFCL | WLDFR | HFTD - Distribution - Tier 3 - 1QU CoRE ¦ 1QU LoRE | 2028 | 0.62275 | 0.02371 | 17.8043 | 0 | 17.8043 | 11.0876 | 0 | 0 | 0 | 0 | 0 | 0 | 0 | 0 | [26 empty] | WLDFR | HFTD - Distribution - Tier 2 - 3QU CoRE ¦ 5QU LoRE | Red Flag Warning - Small Fires | 2052 | 0 | 0.10007 | 0.04626 | 0.0020076 | 0.051804 | 0.035726 | 0.00026354 | 0 | 9.4153e-06 | 9.4153e-06 | 0 | 2.4601e-06 | 2.4601e-06 | 0 | 2.4601e-06
[35 empty] | 3.15 Proactive Wires Down - REFCL | WLDFR | HFTD - Distribution - Tier 3 - 1QU CoRE ¦ 1QU LoRE | 2029 | 0.58201 | 0.02371 | 17.8043 | 0 | 17.8043 | 10.3622 | 0 | 0 | 0 | 0 | 0 | 0 | 0 | 0 | [26 empty] | WLDFR | HFTD - Distribution - Tier 2 - 3QU CoRE ¦ 5QU LoRE | Red Flag Warning - Small Fires | 2053 | 0 | 0.10489 | 0.048274 | 0.002095 | 0.054525 | 0.037602 | 0.00026354 | 0 | 9.9098e-06 | 9.9098e-06 | 0 | 2.4601e-06 | 2.4601e-06 | 0 | 2.4601e-06
[35 empty] | 3.15 Proactive Wires Down - REFCL | WLDFR | HFTD - Distribution - Tier 3 - 1QU CoRE ¦ 1QU LoRE | 2030 | 0.54393 | 0.02371 | 17.8043 | 0 | 17.8043 | 9.6843 | 0 | 0 | 0 | 0 | 0 | 0 | 0 | 0 | [26 empty] | WLDFR | HFTD - Distribution - Tier 2 - 3QU CoRE ¦ 5QU LoRE | Red Flag Warning - Small Fires | 2054 | 0 | 0.10489 | 0.048274 | 0.002095 | 0.054525 | 0.037602 | 0.00026354 | 0 | 9.9098e-06 | 9.9098e-06 | 0 | 2.4601e-06 | 2.4601e-06 | 0 | 2.4601e-06
[35 empty] | 3.15 Proactive Wires Down - REFCL | WLDFR | HFTD - Distribution - Tier 3 - 1QU CoRE ¦ 1QU LoRE | 2031 | 0.50835 | 0.02371 | 17.8043 | 0 | 17.8043 | 9.0508 | 0 | 0 | 0 | 0 | 0 | 0 | 0 | 0 | [26 empty] | WLDFR | HFTD - Distribution - Tier 2 - 3QU CoRE ¦ 5QU LoRE | Red Flag Warning - Small Fires | 2055 | 0 | 0.10489 | 0.048274 | 0.002095 | 0.054525 | 0.037602 | 0.00026354 | 0 | 9.9098e-06 | 9.9098e-06 | 0 | 2.4601e-06 | 2.4601e-06 | 0 | 2.4601e-06
[35 empty] | 3.15 Proactive Wires Down - REFCL | WLDFR | HFTD - Distribution - Tier 3 - 1QU CoRE ¦ 1QU LoRE | 2032 | 0.47509 | 0.02371 | 17.8043 | 0 | 17.8043 | 8.4587 | 0 | 0 | 0 | 0 | 0 | 0 | 0 | 0 | [26 empty] | WLDFR | HFTD - Distribution - Tier 2 - 3QU CoRE ¦ 5QU LoRE | Seismic - Non-Red Flag Warning - Catastrophic Fires | 2026 | 0 | 21835.9781 | 428.6023 | 13939.561 | 7467.8148 | 5149.9993 | 3.0335e-10 | 0 | 1.5623e-06 | 1.5623e-06 | 0 | 2.5958e-06 | 2.5958e-06 | 0 | 2.5958e-06
[35 empty] | 3.15 Proactive Wires Down - REFCL | WLDFR | HFTD - Distribution - Tier 3 - 1QU CoRE ¦ 1QU LoRE | 2033 | 0.44401 | 0.02371 | 18.648 | 0 | 18.648 | 8.2799 | 0 | 0 | 0 | 0 | 0 | 0 | 0 | 0 | [26 empty] | WLDFR | HFTD - Distribution - Tier 2 - 3QU CoRE ¦ 5QU LoRE | Seismic - Non-Red Flag Warning - Catastrophic Fires | 2027 | 0 | 21835.9781 | 428.6023 | 13939.561 | 7467.8148 | 5149.9993 | 3.0335e-10 | 0 | 1.5623e-06 | 1.5623e-06 | 0 | 2.5958e-06 | 2.5958e-06 | 0 | 2.5958e-06
[35 empty] | 3.15 Proactive Wires Down - REFCL | WLDFR | HFTD - Distribution - Tier 3 - 1QU CoRE ¦ 1QU LoRE | 2034 | 0.41496 | 0.02371 | 18.648 | 0 | 18.648 | 7.7382 | 0 | 0 | 0 | 0 | 0 | 0 | 0 | 0 | [26 empty] | WLDFR | HFTD - Distribution - Tier 2 - 3QU CoRE ¦ 5QU LoRE | Seismic - Non-Red Flag Warning - Catastrophic Fires | 2028 | 0 | 22783.187 | 453.261 | 14531.3357 | 7798.5904 | 5378.1107 | 3.0335e-10 | 0 | 1.6315e-06 | 1.6315e-06 | 0 | 2.5958e-06 | 2.5958e-06 | 0 | 2.5958e-06
[35 empty] | 3.15 Proactive Wires Down - REFCL | WLDFR | HFTD - Distribution - Tier 3 - 1QU CoRE ¦ 1QU LoRE | 2035 | 0.38782 | 0.02371 | 18.648 | 0 | 18.648 | 7.232 | 0 | 0 | 0 | 0 | 0 | 0 | 0 | 0 | [26 empty] | WLDFR | HFTD - Distribution - Tier 2 - 3QU CoRE ¦ 5QU LoRE | Seismic - Non-Red Flag Warning - Catastrophic Fires | 2029 | 0 | 22783.187 | 453.261 | 14531.3357 | 7798.5904 | 5378.1107 | 3.0335e-10 | 0 | 1.6315e-06 | 1.6315e-06 | 0 | 2.5958e-06 | 2.5958e-06 | 0 | 2.5958e-06
[35 empty] | 3.15 Proactive Wires Down - REFCL | WLDFR | HFTD - Distribution - Tier 3 - 1QU CoRE ¦ 2QU LoRE | 2026 | 0.71299 | 0.054469 | 29.8875 | 0 | 29.8875 | 21.3094 | 0 | 0 | 0 | 0 | 0 | 0 | 0 | 0 | [26 empty] | WLDFR | HFTD - Distribution - Tier 2 - 3QU CoRE ¦ 5QU LoRE | Seismic - Non-Red Flag Warning - Catastrophic Fires | 2030 | 0 | 22783.187 | 453.261 | 14531.3357 | 7798.5904 | 5378.1107 | 3.0335e-10 | 0 | 1.6315e-06 | 1.6315e-06 | 0 | 2.5958e-06 | 2.5958e-06 | 0 | 2.5958e-06
[35 empty] | 3.15 Proactive Wires Down - REFCL | WLDFR | HFTD - Distribution - Tier 3 - 1QU CoRE ¦ 2QU LoRE | 2027 | 0.66634 | 0.054469 | 29.8875 | 0 | 29.8875 | 19.9153 | 0 | 0 | 0 | 0 | 0 | 0 | 0 | 0 | [26 empty] | WLDFR | HFTD - Distribution - Tier 2 - 3QU CoRE ¦ 5QU LoRE | Seismic - Non-Red Flag Warning - Catastrophic Fires | 2031 | 0 | 22783.187 | 453.261 | 14531.3357 | 7798.5904 | 5378.1107 | 3.0335e-10 | 0 | 1.6315e-06 | 1.6315e-06 | 0 | 2.7501e-06 | 2.7501e-06 | 0 | 2.7501e-06
[35 empty] | 3.15 Proactive Wires Down - REFCL | WLDFR | HFTD - Distribution - Tier 3 - 1QU CoRE ¦ 2QU LoRE | 2028 | 0.62275 | 0.054469 | 31.2187 | 0 | 31.2187 | 19.4415 | 0 | 0 | 0 | 0 | 0 | 0 | 0 | 0 | [26 empty] | WLDFR | HFTD - Distribution - Tier 2 - 3QU CoRE ¦ 5QU LoRE | Seismic - Non-Red Flag Warning - Catastrophic Fires | 2032 | 0 | 22783.187 | 453.261 | 14531.3357 | 7798.5904 | 5378.1107 | 3.0335e-10 | 0 | 1.6315e-06 | 1.6315e-06 | 0 | 2.7501e-06 | 2.7501e-06 | 0 | 2.7501e-06
[35 empty] | 3.15 Proactive Wires Down - REFCL | WLDFR | HFTD - Distribution - Tier 3 - 1QU CoRE ¦ 2QU LoRE | 2029 | 0.58201 | 0.054469 | 31.2187 | 0 | 31.2187 | 18.1696 | 0 | 0 | 0 | 0 | 0 | 0 | 0 | 0 | [26 empty] | WLDFR | HFTD - Distribution - Tier 2 - 3QU CoRE ¦ 5QU LoRE | Seismic - Non-Red Flag Warning - Catastrophic Fires | 2033 | 0 | 23835.2641 | 480.9649 | 15187.7294 | 8166.5698 | 5631.8789 | 3.0335e-10 | 0 | 1.7085e-06 | 1.7085e-06 | 0 | 2.7501e-06 | 2.7501e-06 | 0 | 2.7501e-06
[35 empty] | 3.15 Proactive Wires Down - REFCL | WLDFR | HFTD - Distribution - Tier 3 - 1QU CoRE ¦ 2QU LoRE | 2030 | 0.54393 | 0.054469 | 31.2187 | 0 | 31.2187 | 16.9809 | 0 | 0 | 0 | 0 | 0 | 0 | 0 | 0 | [26 empty] | WLDFR | HFTD - Distribution - Tier 2 - 3QU CoRE ¦ 5QU LoRE | Seismic - Non-Red Flag Warning - Catastrophic Fires | 2034 | 0 | 23835.2641 | 480.9649 | 15187.7294 | 8166.5698 | 5631.8789 | 3.0335e-10 | 0 | 1.7085e-06 | 1.7085e-06 | 0 | 2.7501e-06 | 2.7501e-06 | 0 | 2.7501e-06
[35 empty] | 3.15 Proactive Wires Down - REFCL | WLDFR | HFTD - Distribution - Tier 3 - 1QU CoRE ¦ 2QU LoRE | 2031 | 0.50835 | 0.054469 | 31.2187 | 0 | 31.2187 | 15.87 | 0 | 0 | 0 | 0 | 0 | 0 | 0 | 0 | [26 empty] | WLDFR | HFTD - Distribution - Tier 2 - 3QU CoRE ¦ 5QU LoRE | Seismic - Non-Red Flag Warning - Catastrophic Fires | 2035 | 0 | 23835.2641 | 480.9649 | 15187.7294 | 8166.5698 | 5631.8789 | 3.0335e-10 | 0 | 1.7085e-06 | 1.7085e-06 | 0 | 2.7501e-06 | 2.7501e-06 | 0 | 2.7501e-06
[35 empty] | 3.15 Proactive Wires Down - REFCL | WLDFR | HFTD - Distribution - Tier 3 - 1QU CoRE ¦ 2QU LoRE | 2032 | 0.47509 | 0.054469 | 31.2187 | 0 | 31.2187 | 14.8318 | 0 | 0 | 0 | 0 | 0 | 0 | 0 | 0 | [26 empty] | WLDFR | HFTD - Distribution - Tier 2 - 3QU CoRE ¦ 5QU LoRE | Seismic - Non-Red Flag Warning - Catastrophic Fires | 2036 | 0 | 23835.2641 | 480.9649 | 15187.7294 | 8166.5698 | 5631.8789 | 3.0335e-10 | 0 | 1.7085e-06 | 1.7085e-06 | 0 | 2.9219e-06 | 2.9219e-06 | 0 | 2.9219e-06
[35 empty] | 3.15 Proactive Wires Down - REFCL | WLDFR | HFTD - Distribution - Tier 3 - 1QU CoRE ¦ 2QU LoRE | 2033 | 0.44401 | 0.054469 | 32.6982 | 0 | 32.6982 | 14.5184 | 0 | 0 | 0 | 0 | 0 | 0 | 0 | 0 | [26 empty] | WLDFR | HFTD - Distribution - Tier 2 - 3QU CoRE ¦ 5QU LoRE | Seismic - Non-Red Flag Warning - Catastrophic Fires | 2037 | 0 | 23835.2641 | 480.9649 | 15187.7294 | 8166.5698 | 5631.8789 | 3.0335e-10 | 0 | 1.7085e-06 | 1.7085e-06 | 0 | 2.9219e-06 | 2.9219e-06 | 0 | 2.9219e-06
[35 empty] | 3.15 Proactive Wires Down - REFCL | WLDFR | HFTD - Distribution - Tier 3 - 1QU CoRE ¦ 2QU LoRE | 2034 | 0.41496 | 0.054469 | 32.6982 | 0 | 32.6982 | 13.5686 | 0 | 0 | 0 | 0 | 0 | 0 | 0 | 0 | [26 empty] | WLDFR | HFTD - Distribution - Tier 2 - 3QU CoRE ¦ 5QU LoRE | Seismic - Non-Red Flag Warning - Catastrophic Fires | 2038 | 0 | 24976.6418 | 511.3745 | 15898.8237 | 8566.4437 | 5907.6423 | 3.0335e-10 | 0 | 1.7921e-06 | 1.7921e-06 | 0 | 2.9219e-06 | 2.9219e-06 | 0 | 2.9219e-06
[35 empty] | 3.15 Proactive Wires Down - REFCL | WLDFR | HFTD - Distribution - Tier 3 - 1QU CoRE ¦ 2QU LoRE | 2035 | 0.38782 | 0.054469 | 32.6982 | 0 | 32.6982 | 12.6809 | 0 | 0 | 0 | 0 | 0 | 0 | 0 | 0 | [26 empty] | WLDFR | HFTD - Distribution - Tier 2 - 3QU CoRE ¦ 5QU LoRE | Seismic - Non-Red Flag Warning - Catastrophic Fires | 2039 | 0 | 24976.6418 | 511.3745 | 15898.8237 | 8566.4437 | 5907.6423 | 3.0335e-10 | 0 | 1.7921e-06 | 1.7921e-06 | 0 | 2.9219e-06 | 2.9219e-06 | 0 | 2.9219e-06
[35 empty] | 3.15 Proactive Wires Down - REFCL | WLDFR | HFTD - Distribution - Tier 3 - 1QU CoRE ¦ 3QU LoRE | 2026 | 0.71299 | 0.017137 | 7.9921 | 0 | 7.9921 | 5.6982 | 0 | 0 | 0 | 0 | 0 | 0 | 0 | 0 | [26 empty] | WLDFR | HFTD - Distribution - Tier 2 - 3QU CoRE ¦ 5QU LoRE | Seismic - Non-Red Flag Warning - Catastrophic Fires | 2040 | 0 | 24976.6418 | 511.3745 | 15898.8237 | 8566.4437 | 5907.6423 | 3.0335e-10 | 0 | 1.7921e-06 | 1.7921e-06 | 0 | 2.9219e-06 | 2.9219e-06 | 0 | 2.9219e-06
[35 empty] | 3.15 Proactive Wires Down - REFCL | WLDFR | HFTD - Distribution - Tier 3 - 1QU CoRE ¦ 3QU LoRE | 2027 | 0.66634 | 0.017137 | 7.9921 | 0 | 7.9921 | 5.3254 | 0 | 0 | 0 | 0 | 0 | 0 | 0 | 0 | [26 empty] | WLDFR | HFTD - Distribution - Tier 2 - 3QU CoRE ¦ 5QU LoRE | Seismic - Non-Red Flag Warning - Catastrophic Fires | 2041 | 0 | 24976.6418 | 511.3745 | 15898.8237 | 8566.4437 | 5907.6423 | 3.0335e-10 | 0 | 1.7921e-06 | 1.7921e-06 | 0 | 3.1098e-06 | 3.1098e-06 | 0 | 3.1098e-06
[35 empty] | 3.15 Proactive Wires Down - REFCL | WLDFR | HFTD - Distribution - Tier 3 - 1QU CoRE ¦ 3QU LoRE | 2028 | 0.62275 | 0.017137 | 8.348 | 0 | 8.348 | 5.1987 | 0 | 0 | 0 | 0 | 0 | 0 | 0 | 0 | [26 empty] | WLDFR | HFTD - Distribution - Tier 2 - 3QU CoRE ¦ 5QU LoRE | Seismic - Non-Red Flag Warning - Catastrophic Fires | 2042 | 0 | 24976.6418 | 511.3745 | 15898.8237 | 8566.4437 | 5907.6423 | 3.0335e-10 | 0 | 1.7921e-06 | 1.7921e-06 | 0 | 3.1098e-06 | 3.1098e-06 | 0 | 3.1098e-06
[35 empty] | 3.15 Proactive Wires Down - REFCL | WLDFR | HFTD - Distribution - Tier 3 - 1QU CoRE ¦ 3QU LoRE | 2029 | 0.58201 | 0.017137 | 8.348 | 0 | 8.348 | 4.8586 | 0 | 0 | 0 | 0 | 0 | 0 | 0 | 0 | [26 empty] | WLDFR | HFTD - Distribution - Tier 2 - 3QU CoRE ¦ 5QU LoRE | Seismic - Non-Red Flag Warning - Catastrophic Fires | 2043 | 0 | 26191.7278 | 544.1291 | 16654.7414 | 8992.8573 | 6201.7082 | 3.0335e-10 | 0 | 1.8813e-06 | 1.8813e-06 | 0 | 3.1098e-06 | 3.1098e-06 | 0 | 3.1098e-06
[35 empty] | 3.15 Proactive Wires Down - REFCL | WLDFR | HFTD - Distribution - Tier 3 - 1QU CoRE ¦ 3QU LoRE | 2030 | 0.54393 | 0.017137 | 8.348 | 0 | 8.348 | 4.5408 | 0 | 0 | 0 | 0 | 0 | 0 | 0 | 0 | [26 empty] | WLDFR | HFTD - Distribution - Tier 2 - 3QU CoRE ¦ 5QU LoRE | Seismic - Non-Red Flag Warning - Catastrophic Fires | 2044 | 0 | 26191.7278 | 544.1291 | 16654.7414 | 8992.8573 | 6201.7082 | 3.0335e-10 | 0 | 1.8813e-06 | 1.8813e-06 | 0 | 3.1098e-06 | 3.1098e-06 | 0 | 3.1098e-06
[35 empty] | 3.15 Proactive Wires Down - REFCL | WLDFR | HFTD - Distribution - Tier 3 - 1QU CoRE ¦ 3QU LoRE | 2031 | 0.50835 | 0.017137 | 8.348 | 0 | 8.348 | 4.2437 | 0 | 0 | 0 | 0 | 0 | 0 | 0 | 0 | [26 empty] | WLDFR | HFTD - Distribution - Tier 2 - 3QU CoRE ¦ 5QU LoRE | Seismic - Non-Red Flag Warning - Catastrophic Fires | 2045 | 0 | 26191.7278 | 544.1291 | 16654.7414 | 8992.8573 | 6201.7082 | 3.0335e-10 | 0 | 1.8813e-06 | 1.8813e-06 | 0 | 3.1098e-06 | 3.1098e-06 | 0 | 3.1098e-06
[35 empty] | 3.15 Proactive Wires Down - REFCL | WLDFR | HFTD - Distribution - Tier 3 - 1QU CoRE ¦ 3QU LoRE | 2032 | 0.47509 | 0.017137 | 8.348 | 0 | 8.348 | 3.9661 | 0 | 0 | 0 | 0 | 0 | 0 | 0 | 0 | [26 empty] | WLDFR | HFTD - Distribution - Tier 2 - 3QU CoRE ¦ 5QU LoRE | Seismic - Non-Red Flag Warning - Catastrophic Fires | 2046 | 0 | 26191.7278 | 544.1291 | 16654.7414 | 8992.8573 | 6201.7082 | 3.0335e-10 | 0 | 1.8813e-06 | 1.8813e-06 | 0 | 3.3121e-06 | 3.3121e-06 | 0 | 3.3121e-06
[35 empty] | 3.15 Proactive Wires Down - REFCL | WLDFR | HFTD - Distribution - Tier 3 - 1QU CoRE ¦ 3QU LoRE | 2033 | 0.44401 | 0.017137 | 8.7437 | 0 | 8.7437 | 3.8823 | 0 | 0 | 0 | 0 | 0 | 0 | 0 | 0 | [26 empty] | WLDFR | HFTD - Distribution - Tier 2 - 3QU CoRE ¦ 5QU LoRE | Seismic - Non-Red Flag Warning - Catastrophic Fires | 2047 | 0 | 26191.7278 | 544.1291 | 16654.7414 | 8992.8573 | 6201.7082 | 3.0335e-10 | 0 | 1.8813e-06 | 1.8813e-06 | 0 | 3.3121e-06 | 3.3121e-06 | 0 | 3.3121e-06
[35 empty] | 3.15 Proactive Wires Down - REFCL | WLDFR | HFTD - Distribution - Tier 3 - 1QU CoRE ¦ 3QU LoRE | 2034 | 0.41496 | 0.017137 | 8.7437 | 0 | 8.7437 | 3.6283 | 0 | 0 | 0 | 0 | 0 | 0 | 0 | 0 | [26 empty] | WLDFR | HFTD - Distribution - Tier 2 - 3QU CoRE ¦ 5QU LoRE | Seismic - Non-Red Flag Warning - Catastrophic Fires | 2048 | 0 | 27464.7227 | 578.8407 | 17445.538 | 9440.3441 | 6510.3067 | 3.0335e-10 | 0 | 1.9749e-06 | 1.9749e-06 | 0 | 3.3121e-06 | 3.3121e-06 | 0 | 3.3121e-06
[35 empty] | 3.15 Proactive Wires Down - REFCL | WLDFR | HFTD - Distribution - Tier 3 - 1QU CoRE ¦ 3QU LoRE | 2035 | 0.38782 | 0.017137 | 8.7437 | 0 | 8.7437 | 3.3909 | 0 | 0 | 0 | 0 | 0 | 0 | 0 | 0 | [26 empty] | WLDFR | HFTD - Distribution - Tier 2 - 3QU CoRE ¦ 5QU LoRE | Seismic - Non-Red Flag Warning - Catastrophic Fires | 2049 | 0 | 27464.7227 | 578.8407 | 17445.538 | 9440.3441 | 6510.3067 | 3.0335e-10 | 0 | 1.9749e-06 | 1.9749e-06 | 0 | 3.3121e-06 | 3.3121e-06 | 0 | 3.3121e-06
[35 empty] | 3.15 Proactive Wires Down - REFCL | WLDFR | HFTD - Distribution - Tier 3 - 1QU CoRE ¦ 4QU LoRE | 2026 | 0.71299 | 0.019866 | 10.6124 | 0 | 10.6124 | 7.5665 | 0 | 0 | 0 | 0 | 0 | 0 | 0 | 0 | [26 empty] | WLDFR | HFTD - Distribution - Tier 2 - 3QU CoRE ¦ 5QU LoRE | Seismic - Non-Red Flag Warning - Catastrophic Fires | 2050 | 0 | 27464.7227 | 578.8407 | 17445.538 | 9440.3441 | 6510.3067 | 3.0335e-10 | 0 | 1.9749e-06 | 1.9749e-06 | 0 | 0 | 3.3121e-06 | 0 | 3.3121e-06
[35 empty] | 3.15 Proactive Wires Down - REFCL | WLDFR | HFTD - Distribution - Tier 3 - 1QU CoRE ¦ 4QU LoRE | 2027 | 0.66634 | 0.019866 | 10.6124 | 0 | 10.6124 | 7.0715 | 0 | 0 | 0 | 0 | 0 | 0 | 0 | 0 | [26 empty] | WLDFR | HFTD - Distribution - Tier 2 - 3QU CoRE ¦ 5QU LoRE | Seismic - Non-Red Flag Warning - Catastrophic Fires | 2051 | 0 | 27464.7227 | 578.8407 | 17445.538 | 9440.3441 | 6510.3067 | 3.0335e-10 | 0 | 1.9749e-06 | 1.9749e-06 | 0 | 7.3437e-06 | 0 | 0 | 0
[35 empty] | 3.15 Proactive Wires Down - REFCL | WLDFR | HFTD - Distribution - Tier 3 - 1QU CoRE ¦ 4QU LoRE | 2028 | 0.62275 | 0.019866 | 11.0851 | 0 | 11.0851 | 6.9032 | 0 | 0 | 0 | 0 | 0 | 0 | 0 | 0 | [26 empty] | WLDFR | HFTD - Distribution - Tier 2 - 3QU CoRE ¦ 5QU LoRE | Seismic - Non-Red Flag Warning - Catastrophic Fires | 2052 | 0 | 27464.7227 | 578.8407 | 17445.538 | 9440.3441 | 6510.3067 | 3.0335e-10 | 0 | 1.9749e-06 | 1.9749e-06 | 0 | 7.5801e-06 | 7.5801e-06 | 0 | 7.5801e-06
[35 empty] | 3.15 Proactive Wires Down - REFCL | WLDFR | HFTD - Distribution - Tier 3 - 1QU CoRE ¦ 4QU LoRE | 2029 | 0.58201 | 0.019866 | 11.0851 | 0 | 11.0851 | 6.4516 | 0 | 0 | 0 | 0 | 0 | 0 | 0 | 0 | [26 empty] | WLDFR | HFTD - Distribution - Tier 2 - 3QU CoRE ¦ 5QU LoRE | Seismic - Non-Red Flag Warning - Catastrophic Fires | 2053 | 0 | 28779.6694 | 615.0952 | 18261.2327 | 9903.3415 | 6829.6018 | 3.0335e-10 | 0 | 2.0718e-06 | 2.0718e-06 | 0 | 7.5801e-06 | 7.5801e-06 | 0 | 7.5801e-06
[35 empty] | 3.15 Proactive Wires Down - REFCL | WLDFR | HFTD - Distribution - Tier 3 - 1QU CoRE ¦ 4QU LoRE | 2030 | 0.54393 | 0.019866 | 11.0851 | 0 | 11.0851 | 6.0296 | 0 | 0 | 0 | 0 | 0 | 0 | 0 | 0 | [26 empty] | WLDFR | HFTD - Distribution - Tier 2 - 3QU CoRE ¦ 5QU LoRE | Seismic - Non-Red Flag Warning - Catastrophic Fires | 2054 | 0 | 28779.6694 | 615.0952 | 18261.2327 | 9903.3415 | 6829.6018 | 3.0335e-10 | 0 | 2.0718e-06 | 2.0718e-06 | 0 | 7.5801e-06 | 7.5801e-06 | 0 | 7.5801e-06
[35 empty] | 3.15 Proactive Wires Down - REFCL | WLDFR | HFTD - Distribution - Tier 3 - 1QU CoRE ¦ 4QU LoRE | 2031 | 0.50835 | 0.019866 | 11.0851 | 0 | 11.0851 | 5.6351 | 0 | 0 | 0 | 0 | 0 | 0 | 0 | 0 | [26 empty] | WLDFR | HFTD - Distribution - Tier 2 - 3QU CoRE ¦ 5QU LoRE | Seismic - Non-Red Flag Warning - Catastrophic Fires | 2055 | 0 | 28779.6694 | 615.0952 | 18261.2327 | 9903.3415 | 6829.6018 | 3.0335e-10 | 0 | 2.0718e-06 | 2.0718e-06 | 0 | 7.5801e-06 | 7.5801e-06 | 0 | 7.5801e-06
[35 empty] | 3.15 Proactive Wires Down - REFCL | WLDFR | HFTD - Distribution - Tier 3 - 1QU CoRE ¦ 4QU LoRE | 2032 | 0.47509 | 0.019866 | 11.0851 | 0 | 11.0851 | 5.2664 | 0 | 0 | 0 | 0 | 0 | 0 | 0 | 0 | [26 empty] | WLDFR | HFTD - Distribution - Tier 2 - 3QU CoRE ¦ 5QU LoRE | Seismic - Red Flag Warning - Catastrophic Fires | 2026 | 0 | 21835.9781 | 428.6023 | 13939.561 | 7467.8148 | 5149.9993 | 1.3081e-08 | 0 | 6.7365e-05 | 6.7365e-05 | 0 | 7.5801e-06 | 7.5801e-06 | 0 | 7.5801e-06
[35 empty] | 3.15 Proactive Wires Down - REFCL | WLDFR | HFTD - Distribution - Tier 3 - 1QU CoRE ¦ 4QU LoRE | 2033 | 0.44401 | 0.019866 | 11.6104 | 0 | 11.6104 | 5.1551 | 0 | 0 | 0 | 0 | 0 | 0 | 0 | 0 | [26 empty] | WLDFR | HFTD - Distribution - Tier 2 - 3QU CoRE ¦ 5QU LoRE | Seismic - Red Flag Warning - Catastrophic Fires | 2027 | 0 | 21835.9781 | 428.6023 | 13939.561 | 7467.8148 | 5149.9993 | 1.3081e-08 | 0 | 6.7365e-05 | 6.7365e-05 | 0 | 7.8816e-06 | 7.8816e-06 | 0 | 7.8816e-06
[35 empty] | 3.15 Proactive Wires Down - REFCL | WLDFR | HFTD - Distribution - Tier 3 - 1QU CoRE ¦ 4QU LoRE | 2034 | 0.41496 | 0.019866 | 11.6104 | 0 | 11.6104 | 4.8179 | 0 | 0 | 0 | 0 | 0 | 0 | 0 | 0 | [26 empty] | WLDFR | HFTD - Distribution - Tier 2 - 3QU CoRE ¦ 5QU LoRE | Seismic - Red Flag Warning - Catastrophic Fires | 2028 | 0 | 22783.187 | 453.261 | 14531.3357 | 7798.5904 | 5378.1107 | 1.3081e-08 | 0 | 7.0348e-05 | 7.0348e-05 | 0 | 7.8816e-06 | 7.8816e-06 | 0 | 7.8816e-06
[35 empty] | 3.15 Proactive Wires Down - REFCL | WLDFR | HFTD - Distribution - Tier 3 - 1QU CoRE ¦ 4QU LoRE | 2035 | 0.38782 | 0.019866 | 11.6104 | 0 | 11.6104 | 4.5027 | 0 | 0 | 0 | 0 | 0 | 0 | 0 | 0 | [26 empty] | WLDFR | HFTD - Distribution - Tier 2 - 3QU CoRE ¦ 5QU LoRE | Seismic - Red Flag Warning - Catastrophic Fires | 2029 | 0 | 22783.187 | 453.261 | 14531.3357 | 7798.5904 | 5378.1107 | 1.3081e-08 | 0 | 7.0348e-05 | 7.0348e-05 | 0 | 7.8816e-06 | 7.8816e-06 | 0 | 7.8816e-06
[35 empty] | 3.15 Proactive Wires Down - REFCL | WLDFR | HFTD - Distribution - Tier 3 - 1QU CoRE ¦ 5QU LoRE | 2026 | 0.71299 | 0.011907 | 6.9566 | 0 | 6.9566 | 4.96 | 0 | 0 | 0 | 0 | 0 | 0 | 0 | 0 | [26 empty] | WLDFR | HFTD - Distribution - Tier 2 - 3QU CoRE ¦ 5QU LoRE | Seismic - Red Flag Warning - Catastrophic Fires | 2030 | 0 | 22783.187 | 453.261 | 14531.3357 | 7798.5904 | 5378.1107 | 1.3081e-08 | 0 | 7.0348e-05 | 7.0348e-05 | 0 | 7.8816e-06 | 7.8816e-06 | 0 | 7.8816e-06
[35 empty] | 3.15 Proactive Wires Down - REFCL | WLDFR | HFTD - Distribution - Tier 3 - 1QU CoRE ¦ 5QU LoRE | 2027 | 0.66634 | 0.011907 | 6.9566 | 0 | 6.9566 | 4.6355 | 0 | 0 | 0 | 0 | 0 | 0 | 0 | 0 | [26 empty] | WLDFR | HFTD - Distribution - Tier 2 - 3QU CoRE ¦ 5QU LoRE | Seismic - Red Flag Warning - Catastrophic Fires | 2031 | 0 | 22783.187 | 453.261 | 14531.3357 | 7798.5904 | 5378.1107 | 1.3081e-08 | 0 | 7.0348e-05 | 7.0348e-05 | 0 | 7.8816e-06 | 7.8816e-06 | 0 | 7.8816e-06
[35 empty] | 3.15 Proactive Wires Down - REFCL | WLDFR | HFTD - Distribution - Tier 3 - 1QU CoRE ¦ 5QU LoRE | 2028 | 0.62275 | 0.011907 | 7.2665 | 0 | 7.2665 | 4.5252 | 0 | 0 | 0 | 0 | 0 | 0 | 0 | 0 | [26 empty] | WLDFR | HFTD - Distribution - Tier 2 - 3QU CoRE ¦ 5QU LoRE | Seismic - Red Flag Warning - Catastrophic Fires | 2032 | 0 | 22783.187 | 453.261 | 14531.3357 | 7798.5904 | 5378.1107 | 1.3081e-08 | 0 | 7.0348e-05 | 7.0348e-05 | 0 | 8.2214e-06 | 8.2214e-06 | 0 | 8.2214e-06
[35 empty] | 3.15 Proactive Wires Down - REFCL | WLDFR | HFTD - Distribution - Tier 3 - 1QU CoRE ¦ 5QU LoRE | 2029 | 0.58201 | 0.011907 | 7.2665 | 0 | 7.2665 | 4.2292 | 0 | 0 | 0 | 0 | 0 | 0 | 0 | 0 | [26 empty] | WLDFR | HFTD - Distribution - Tier 2 - 3QU CoRE ¦ 5QU LoRE | Seismic - Red Flag Warning - Catastrophic Fires | 2033 | 0 | 23835.2641 | 480.9649 | 15187.7294 | 8166.5698 | 5631.8789 | 1.3081e-08 | 0 | 7.3668e-05 | 7.3668e-05 | 0 | 8.2214e-06 | 8.2214e-06 | 0 | 8.2214e-06
[35 empty] | 3.15 Proactive Wires Down - REFCL | WLDFR | HFTD - Distribution - Tier 3 - 1QU CoRE ¦ 5QU LoRE | 2030 | 0.54393 | 0.011907 | 7.2665 | 0 | 7.2665 | 3.9525 | 0 | 0 | 0 | 0 | 0 | 0 | 0 | 0 | [26 empty] | WLDFR | HFTD - Distribution - Tier 2 - 3QU CoRE ¦ 5QU LoRE | Seismic - Red Flag Warning - Catastrophic Fires | 2034 | 0 | 23835.2641 | 480.9649 | 15187.7294 | 8166.5698 | 5631.8789 | 1.3081e-08 | 0 | 7.3668e-05 | 7.3668e-05 | 0 | 8.2214e-06 | 8.2214e-06 | 0 | 8.2214e-06
[35 empty] | 3.15 Proactive Wires Down - REFCL | WLDFR | HFTD - Distribution - Tier 3 - 1QU CoRE ¦ 5QU LoRE | 2031 | 0.50835 | 0.011907 | 7.2665 | 0 | 7.2665 | 3.6939 | 0 | 0 | 0 | 0 | 0 | 0 | 0 | 0 | [26 empty] | WLDFR | HFTD - Distribution - Tier 2 - 3QU CoRE ¦ 5QU LoRE | Seismic - Red Flag Warning - Catastrophic Fires | 2035 | 0 | 23835.2641 | 480.9649 | 15187.7294 | 8166.5698 | 5631.8789 | 1.3081e-08 | 0 | 7.3668e-05 | 7.3668e-05 | 0 | 8.2214e-06 | 8.2214e-06 | 0 | 8.2214e-06
[35 empty] | 3.15 Proactive Wires Down - REFCL | WLDFR | HFTD - Distribution - Tier 3 - 1QU CoRE ¦ 5QU LoRE | 2032 | 0.47509 | 0.011907 | 7.2665 | 0 | 7.2665 | 3.4523 | 0 | 0 | 0 | 0 | 0 | 0 | 0 | 0 | [26 empty] | WLDFR | HFTD - Distribution - Tier 2 - 3QU CoRE ¦ 5QU LoRE | Seismic - Red Flag Warning - Catastrophic Fires | 2036 | 0 | 23835.2641 | 480.9649 | 15187.7294 | 8166.5698 | 5631.8789 | 1.3081e-08 | 0 | 7.3668e-05 | 7.3668e-05 | 0 | 8.2214e-06 | 8.2214e-06 | 0 | 8.2214e-06
[35 empty] | 3.15 Proactive Wires Down - REFCL | WLDFR | HFTD - Distribution - Tier 3 - 1QU CoRE ¦ 5QU LoRE | 2033 | 0.44401 | 0.011907 | 7.6108 | 0 | 7.6108 | 3.3793 | 0 | 0 | 0 | 0 | 0 | 0 | 0 | 0 | [26 empty] | WLDFR | HFTD - Distribution - Tier 2 - 3QU CoRE ¦ 5QU LoRE | Seismic - Red Flag Warning - Catastrophic Fires | 2037 | 0 | 23835.2641 | 480.9649 | 15187.7294 | 8166.5698 | 5631.8789 | 1.3081e-08 | 0 | 7.3668e-05 | 7.3668e-05 | 0 | 8.5959e-06 | 8.5959e-06 | 0 | 8.5959e-06
[35 empty] | 3.15 Proactive Wires Down - REFCL | WLDFR | HFTD - Distribution - Tier 3 - 1QU CoRE ¦ 5QU LoRE | 2034 | 0.41496 | 0.011907 | 7.6108 | 0 | 7.6108 | 3.1582 | 0 | 0 | 0 | 0 | 0 | 0 | 0 | 0 | [26 empty] | WLDFR | HFTD - Distribution - Tier 2 - 3QU CoRE ¦ 5QU LoRE | Seismic - Red Flag Warning - Catastrophic Fires | 2038 | 0 | 24976.6418 | 511.3745 | 15898.8237 | 8566.4437 | 5907.6423 | 1.3081e-08 | 0 | 7.7275e-05 | 7.7275e-05 | 0 | 8.5959e-06 | 8.5959e-06 | 0 | 8.5959e-06
[35 empty] | 3.15 Proactive Wires Down - REFCL | WLDFR | HFTD - Distribution - Tier 3 - 1QU CoRE ¦ 5QU LoRE | 2035 | 0.38782 | 0.011907 | 7.6108 | 0 | 7.6108 | 2.9516 | 0 | 0 | 0 | 0 | 0 | 0 | 0 | 0 | [26 empty] | WLDFR | HFTD - Distribution - Tier 2 - 3QU CoRE ¦ 5QU LoRE | Seismic - Red Flag Warning - Catastrophic Fires | 2039 | 0 | 24976.6418 | 511.3745 | 15898.8237 | 8566.4437 | 5907.6423 | 1.3081e-08 | 0 | 7.7275e-05 | 7.7275e-05 | 0 | 8.5959e-06 | 8.5959e-06 | 0 | 8.5959e-06
[35 empty] | 3.15 Proactive Wires Down - REFCL | WLDFR | HFTD - Distribution - Tier 3 - 2QU CoRE ¦ 1QU LoRE | 2026 | 0.71299 | 0.090188 | 22.8364 | 0 | 22.8364 | 16.282 | 0 | 0 | 0 | 0 | 0 | 0 | 0 | 0 | [26 empty] | WLDFR | HFTD - Distribution - Tier 2 - 3QU CoRE ¦ 5QU LoRE | Seismic - Red Flag Warning - Catastrophic Fires | 2040 | 0 | 24976.6418 | 511.3745 | 15898.8237 | 8566.4437 | 5907.6423 | 1.3081e-08 | 0 | 7.7275e-05 | 7.7275e-05 | 0 | 8.5959e-06 | 8.5959e-06 | 0 | 8.5959e-06
[35 empty] | 3.15 Proactive Wires Down - REFCL | WLDFR | HFTD - Distribution - Tier 3 - 2QU CoRE ¦ 1QU LoRE | 2027 | 0.66634 | 0.090188 | 22.8364 | 0 | 22.8364 | 15.2168 | 0 | 0 | 0 | 0 | 0 | 0 | 0 | 0 | [26 empty] | WLDFR | HFTD - Distribution - Tier 2 - 3QU CoRE ¦ 5QU LoRE | Seismic - Red Flag Warning - Catastrophic Fires | 2041 | 0 | 24976.6418 | 511.3745 | 15898.8237 | 8566.4437 | 5907.6423 | 1.3081e-08 | 0 | 7.7275e-05 | 7.7275e-05 | 0 | 8.5959e-06 | 8.5959e-06 | 0 | 8.5959e-06
[35 empty] | 3.15 Proactive Wires Down - REFCL | WLDFR | HFTD - Distribution - Tier 3 - 2QU CoRE ¦ 1QU LoRE | 2028 | 0.62275 | 0.090188 | 23.8535 | 0 | 23.8535 | 14.8547 | 0 | 0 | 0 | 0 | 0 | 0 | 0 | 0 | [26 empty] | WLDFR | HFTD - Distribution - Tier 2 - 3QU CoRE ¦ 5QU LoRE | Seismic - Red Flag Warning - Catastrophic Fires | 2042 | 0 | 24976.6418 | 511.3745 | 15898.8237 | 8566.4437 | 5907.6423 | 1.3081e-08 | 0 | 7.7275e-05 | 7.7275e-05 | 0 | 9.0014e-06 | 9.0014e-06 | 0 | 9.0014e-06
[35 empty] | 3.15 Proactive Wires Down - REFCL | WLDFR | HFTD - Distribution - Tier 3 - 2QU CoRE ¦ 1QU LoRE | 2029 | 0.58201 | 0.090188 | 23.8535 | 0 | 23.8535 | 13.8829 | 0 | 0 | 0 | 0 | 0 | 0 | 0 | 0 | [26 empty] | WLDFR | HFTD - Distribution - Tier 2 - 3QU CoRE ¦ 5QU LoRE | Seismic - Red Flag Warning - Catastrophic Fires | 2043 | 0 | 26191.7278 | 544.1291 | 16654.7414 | 8992.8573 | 6201.7082 | 1.3081e-08 | 0 | 8.1122e-05 | 8.1122e-05 | 0 | 9.0014e-06 | 9.0014e-06 | 0 | 9.0014e-06
[35 empty] | 3.15 Proactive Wires Down - REFCL | WLDFR | HFTD - Distribution - Tier 3 - 2QU CoRE ¦ 1QU LoRE | 2030 | 0.54393 | 0.090188 | 23.8535 | 0 | 23.8535 | 12.9747 | 0 | 0 | 0 | 0 | 0 | 0 | 0 | 0 | [26 empty] | WLDFR | HFTD - Distribution - Tier 2 - 3QU CoRE ¦ 5QU LoRE | Seismic - Red Flag Warning - Catastrophic Fires | 2044 | 0 | 26191.7278 | 544.1291 | 16654.7414 | 8992.8573 | 6201.7082 | 1.3081e-08 | 0 | 8.1122e-05 | 8.1122e-05 | 0 | 9.0014e-06 | 9.0014e-06 | 0 | 9.0014e-06
[35 empty] | 3.15 Proactive Wires Down - REFCL | WLDFR | HFTD - Distribution - Tier 3 - 2QU CoRE ¦ 1QU LoRE | 2031 | 0.50835 | 0.090188 | 23.8535 | 0 | 23.8535 | 12.1259 | 0 | 0 | 0 | 0 | 0 | 0 | 0 | 0 | [26 empty] | WLDFR | HFTD - Distribution - Tier 2 - 3QU CoRE ¦ 5QU LoRE | Seismic - Red Flag Warning - Catastrophic Fires | 2045 | 0 | 26191.7278 | 544.1291 | 16654.7414 | 8992.8573 | 6201.7082 | 1.3081e-08 | 0 | 8.1122e-05 | 8.1122e-05 | 0 | 9.0014e-06 | 9.0014e-06 | 0 | 9.0014e-06
[35 empty] | 3.15 Proactive Wires Down - REFCL | WLDFR | HFTD - Distribution - Tier 3 - 2QU CoRE ¦ 1QU LoRE | 2032 | 0.47509 | 0.090188 | 23.8535 | 0 | 23.8535 | 11.3326 | 0 | 0 | 0 | 0 | 0 | 0 | 0 | 0 | [26 empty] | WLDFR | HFTD - Distribution - Tier 2 - 3QU CoRE ¦ 5QU LoRE | Seismic - Red Flag Warning - Catastrophic Fires | 2046 | 0 | 26191.7278 | 544.1291 | 16654.7414 | 8992.8573 | 6201.7082 | 1.3081e-08 | 0 | 8.1122e-05 | 8.1122e-05 | 0 | 9.0014e-06 | 9.0014e-06 | 0 | 9.0014e-06
[35 empty] | 3.15 Proactive Wires Down - REFCL | WLDFR | HFTD - Distribution - Tier 3 - 2QU CoRE ¦ 1QU LoRE | 2033 | 0.44401 | 0.090188 | 24.9838 | 0 | 24.9838 | 11.0931 | 0 | 0 | 0 | 0 | 0 | 0 | 0 | 0 | [26 empty] | WLDFR | HFTD - Distribution - Tier 2 - 3QU CoRE ¦ 5QU LoRE | Seismic - Red Flag Warning - Catastrophic Fires | 2047 | 0 | 26191.7278 | 544.1291 | 16654.7414 | 8992.8573 | 6201.7082 | 1.3081e-08 | 0 | 8.1122e-05 | 8.1122e-05 | 0 | 9.4337e-06 | 9.4337e-06 | 0 | 9.4337e-06
[35 empty] | 3.15 Proactive Wires Down - REFCL | WLDFR | HFTD - Distribution - Tier 3 - 2QU CoRE ¦ 1QU LoRE | 2034 | 0.41496 | 0.090188 | 24.9838 | 0 | 24.9838 | 10.3674 | 0 | 0 | 0 | 0 | 0 | 0 | 0 | 0 | [26 empty] | WLDFR | HFTD - Distribution - Tier 2 - 3QU CoRE ¦ 5QU LoRE | Seismic - Red Flag Warning - Catastrophic Fires | 2048 | 0 | 27464.7227 | 578.8407 | 17445.538 | 9440.3441 | 6510.3067 | 1.3081e-08 | 0 | 8.5158e-05 | 8.5158e-05 | 0 | 9.4337e-06 | 9.4337e-06 | 0 | 9.4337e-06
[35 empty] | 3.15 Proactive Wires Down - REFCL | WLDFR | HFTD - Distribution - Tier 3 - 2QU CoRE ¦ 1QU LoRE | 2035 | 0.38782 | 0.090188 | 24.9838 | 0 | 24.9838 | 9.6892 | 0 | 0 | 0 | 0 | 0 | 0 | 0 | 0 | [26 empty] | WLDFR | HFTD - Distribution - Tier 2 - 3QU CoRE ¦ 5QU LoRE | Seismic - Red Flag Warning - Catastrophic Fires | 2049 | 0 | 27464.7227 | 578.8407 | 17445.538 | 9440.3441 | 6510.3067 | 1.3081e-08 | 0 | 8.5158e-05 | 8.5158e-05 | 0 | 9.4337e-06 | 9.4337e-06 | 0 | 9.4337e-06
[35 empty] | 3.15 Proactive Wires Down - REFCL | WLDFR | HFTD - Distribution - Tier 3 - 2QU CoRE ¦ 2QU LoRE | 2026 | 0.71299 | 0.10032 | 25.0099 | 0 | 25.0099 | 17.8317 | 0 | 0 | 0 | 0 | 0 | 0 | 0 | 0 | [26 empty] | WLDFR | HFTD - Distribution - Tier 2 - 3QU CoRE ¦ 5QU LoRE | Seismic - Red Flag Warning - Catastrophic Fires | 2050 | 0 | 27464.7227 | 578.8407 | 17445.538 | 9440.3441 | 6510.3067 | 1.3081e-08 | 0 | 8.5158e-05 | 8.5158e-05 | 0 | 9.4337e-06 | 9.4337e-06 | 0 | 9.4337e-06
[35 empty] | 3.15 Proactive Wires Down - REFCL | WLDFR | HFTD - Distribution - Tier 3 - 2QU CoRE ¦ 2QU LoRE | 2027 | 0.66634 | 0.10032 | 25.0099 | 0 | 25.0099 | 16.6652 | 0 | 0 | 0 | 0 | 0 | 0 | 0 | 0 | [26 empty] | WLDFR | HFTD - Distribution - Tier 2 - 3QU CoRE ¦ 5QU LoRE | Seismic - Red Flag Warning - Catastrophic Fires | 2051 | 0 | 27464.7227 | 578.8407 | 17445.538 | 9440.3441 | 6510.3067 | 1.3081e-08 | 0 | 8.5158e-05 | 8.5158e-05 | 0 | 0 | 9.4337e-06 | 0 | 9.4337e-06
[35 empty] | 3.15 Proactive Wires Down - REFCL | WLDFR | HFTD - Distribution - Tier 3 - 2QU CoRE ¦ 2QU LoRE | 2028 | 0.62275 | 0.10032 | 26.1239 | 0 | 26.1239 | 16.2686 | 0 | 0 | 0 | 0 | 0 | 0 | 0 | 0 | [26 empty] | WLDFR | HFTD - Distribution - Tier 2 - 3QU CoRE ¦ 5QU LoRE | Seismic - Red Flag Warning - Catastrophic Fires | 2052 | 0 | 27464.7227 | 578.8407 | 17445.538 | 9440.3441 | 6510.3067 | 1.3081e-08 | 0 | 8.5158e-05 | 8.5158e-05 | 0 | 0.0087509 | 0 | 0 | 0
[35 empty] | 3.15 Proactive Wires Down - REFCL | WLDFR | HFTD - Distribution - Tier 3 - 2QU CoRE ¦ 2QU LoRE | 2029 | 0.58201 | 0.10032 | 26.1239 | 0 | 26.1239 | 15.2043 | 0 | 0 | 0 | 0 | 0 | 0 | 0 | 0 | [26 empty] | WLDFR | HFTD - Distribution - Tier 2 - 3QU CoRE ¦ 5QU LoRE | Seismic - Red Flag Warning - Catastrophic Fires | 2053 | 0 | 28779.6694 | 615.0952 | 18261.2327 | 9903.3415 | 6829.6018 | 1.3081e-08 | 0 | 8.9335e-05 | 8.9335e-05 | 0 | 0.0090716 | 0.0090716 | 0 | 0.0090716
[35 empty] | 3.15 Proactive Wires Down - REFCL | WLDFR | HFTD - Distribution - Tier 3 - 2QU CoRE ¦ 2QU LoRE | 2030 | 0.54393 | 0.10032 | 26.1239 | 0 | 26.1239 | 14.2097 | 0 | 0 | 0 | 0 | 0 | 0 | 0 | 0 | [26 empty] | WLDFR | HFTD - Distribution - Tier 2 - 3QU CoRE ¦ 5QU LoRE | Seismic - Red Flag Warning - Catastrophic Fires | 2054 | 0 | 28779.6694 | 615.0952 | 18261.2327 | 9903.3415 | 6829.6018 | 1.3081e-08 | 0 | 8.9335e-05 | 8.9335e-05 | 0 | 0.0090716 | 0.0090716 | 0 | 0.0090716
[35 empty] | 3.15 Proactive Wires Down - REFCL | WLDFR | HFTD - Distribution - Tier 3 - 2QU CoRE ¦ 2QU LoRE | 2031 | 0.50835 | 0.10032 | 26.1239 | 0 | 26.1239 | 13.28 | 0 | 0 | 0 | 0 | 0 | 0 | 0 | 0 | [26 empty] | WLDFR | HFTD - Distribution - Tier 2 - 3QU CoRE ¦ 5QU LoRE | Seismic - Red Flag Warning - Catastrophic Fires | 2055 | 0 | 28779.6694 | 615.0952 | 18261.2327 | 9903.3415 | 6829.6018 | 1.3081e-08 | 0 | 8.9335e-05 | 8.9335e-05 | 0 | 0.0090716 | 0.0090716 | 0 | 0.0090716
[35 empty] | 3.15 Proactive Wires Down - REFCL | WLDFR | HFTD - Distribution - Tier 3 - 2QU CoRE ¦ 2QU LoRE | 2032 | 0.47509 | 0.10032 | 26.1239 | 0 | 26.1239 | 12.4113 | 0 | 0 | 0 | 0 | 0 | 0 | 0 | 0 | [26 empty] | WLDFR | HFTD - Distribution - Tier 2 - 4QU CoRE ¦ 1QU LoRE | Non-Red Flag Warning - Catastrophic Fires | 2026 | 0 | 14664.6376 | 233.2301 | 8896.516 | 5534.8915 | 3817.0051 | 1.2474e-06 | 0 | 0.0047614 | 0.0047614 | 0 | 0.0090716 | 0.0090716 | 0 | 0.0090716
[35 empty] | 3.15 Proactive Wires Down - REFCL | WLDFR | HFTD - Distribution - Tier 3 - 2QU CoRE ¦ 2QU LoRE | 2033 | 0.44401 | 0.10032 | 27.3618 | 0 | 27.3618 | 12.149 | 0 | 0 | 0 | 0 | 0 | 0 | 0 | 0 | [26 empty] | WLDFR | HFTD - Distribution - Tier 2 - 4QU CoRE ¦ 1QU LoRE | Non-Red Flag Warning - Catastrophic Fires | 2027 | 0 | 14664.6376 | 233.2301 | 8896.516 | 5534.8915 | 3817.0051 | 1.2474e-06 | 0 | 0.0047614 | 0.0047614 | 0 | 0.0090716 | 0.0090716 | 0 | 0.0090716
[35 empty] | 3.15 Proactive Wires Down - REFCL | WLDFR | HFTD - Distribution - Tier 3 - 2QU CoRE ¦ 2QU LoRE | 2034 | 0.41496 | 0.10032 | 27.3618 | 0 | 27.3618 | 11.3542 | 0 | 0 | 0 | 0 | 0 | 0 | 0 | 0 | [26 empty] | WLDFR | HFTD - Distribution - Tier 2 - 4QU CoRE ¦ 1QU LoRE | Non-Red Flag Warning - Catastrophic Fires | 2028 | 0 | 15317.9909 | 247.273 | 9287.6491 | 5783.0689 | 3988.1546 | 1.2474e-06 | 0 | 0.0049749 | 0.0049749 | 0 | 0.0094758 | 0.0094758 | 0 | 0.0094758
[35 empty] | 3.15 Proactive Wires Down - REFCL | WLDFR | HFTD - Distribution - Tier 3 - 2QU CoRE ¦ 2QU LoRE | 2035 | 0.38782 | 0.10032 | 27.3618 | 0 | 27.3618 | 10.6114 | 0 | 0 | 0 | 0 | 0 | 0 | 0 | 0 | [26 empty] | WLDFR | HFTD - Distribution - Tier 2 - 4QU CoRE ¦ 1QU LoRE | Non-Red Flag Warning - Catastrophic Fires | 2029 | 0 | 15317.9909 | 247.273 | 9287.6491 | 5783.0689 | 3988.1546 | 1.2474e-06 | 0 | 0.0049749 | 0.0049749 | 0 | 0.0094758 | 0.0094758 | 0 | 0.0094758
[35 empty] | 3.15 Proactive Wires Down - REFCL | WLDFR | HFTD - Distribution - Tier 3 - 2QU CoRE ¦ 3QU LoRE | 2026 | 0.71299 | 0.078833 | 20.0071 | 0 | 20.0071 | 14.2648 | 0 | 0 | 0 | 0 | 0 | 0 | 0 | 0 | [26 empty] | WLDFR | HFTD - Distribution - Tier 2 - 4QU CoRE ¦ 1QU LoRE | Non-Red Flag Warning - Catastrophic Fires | 2030 | 0 | 15317.9909 | 247.273 | 9287.6491 | 5783.0689 | 3988.1546 | 1.2474e-06 | 0 | 0.0049749 | 0.0049749 | 0 | 0.0094758 | 0.0094758 | 0 | 0.0094758
[35 empty] | 3.15 Proactive Wires Down - REFCL | WLDFR | HFTD - Distribution - Tier 3 - 2QU CoRE ¦ 3QU LoRE | 2027 | 0.66634 | 0.078833 | 20.0071 | 0 | 20.0071 | 13.3316 | 0 | 0 | 0 | 0 | 0 | 0 | 0 | 0 | [26 empty] | WLDFR | HFTD - Distribution - Tier 2 - 4QU CoRE ¦ 1QU LoRE | Non-Red Flag Warning - Catastrophic Fires | 2031 | 0 | 15317.9909 | 247.273 | 9287.6491 | 5783.0689 | 3988.1546 | 1.2474e-06 | 0 | 0.0049749 | 0.0049749 | 0 | 0.0094758 | 0.0094758 | 0 | 0.0094758
[35 empty] | 3.15 Proactive Wires Down - REFCL | WLDFR | HFTD - Distribution - Tier 3 - 2QU CoRE ¦ 3QU LoRE | 2028 | 0.62275 | 0.078833 | 20.8982 | 0 | 20.8982 | 13.0143 | 0 | 0 | 0 | 0 | 0 | 0 | 0 | 0 | [26 empty] | WLDFR | HFTD - Distribution - Tier 2 - 4QU CoRE ¦ 1QU LoRE | Non-Red Flag Warning - Catastrophic Fires | 2032 | 0 | 15317.9909 | 247.273 | 9287.6491 | 5783.0689 | 3988.1546 | 1.2474e-06 | 0 | 0.0049749 | 0.0049749 | 0 | 0.0094758 | 0.0094758 | 0 | 0.0094758
[35 empty] | 3.15 Proactive Wires Down - REFCL | WLDFR | HFTD - Distribution - Tier 3 - 2QU CoRE ¦ 3QU LoRE | 2029 | 0.58201 | 0.078833 | 20.8982 | 0 | 20.8982 | 12.1629 | 0 | 0 | 0 | 0 | 0 | 0 | 0 | 0 | [26 empty] | WLDFR | HFTD - Distribution - Tier 2 - 4QU CoRE ¦ 1QU LoRE | Non-Red Flag Warning - Catastrophic Fires | 2033 | 0 | 16044.1264 | 263.1074 | 9721.74 | 6059.2791 | 4178.6364 | 1.2474e-06 | 0 | 0.0052125 | 0.0052125 | 0 | 0.009925 | 0.009925 | 0 | 0.009925
[35 empty] | 3.15 Proactive Wires Down - REFCL | WLDFR | HFTD - Distribution - Tier 3 - 2QU CoRE ¦ 3QU LoRE | 2030 | 0.54393 | 0.078833 | 20.8982 | 0 | 20.8982 | 11.3672 | 0 | 0 | 0 | 0 | 0 | 0 | 0 | 0 | [26 empty] | WLDFR | HFTD - Distribution - Tier 2 - 4QU CoRE ¦ 1QU LoRE | Non-Red Flag Warning - Catastrophic Fires | 2034 | 0 | 16044.1264 | 263.1074 | 9721.74 | 6059.2791 | 4178.6364 | 1.2474e-06 | 0 | 0.0052125 | 0.0052125 | 0 | 0.009925 | 0.009925 | 0 | 0.009925
[35 empty] | 3.15 Proactive Wires Down - REFCL | WLDFR | HFTD - Distribution - Tier 3 - 2QU CoRE ¦ 3QU LoRE | 2031 | 0.50835 | 0.078833 | 20.8982 | 0 | 20.8982 | 10.6236 | 0 | 0 | 0 | 0 | 0 | 0 | 0 | 0 | [26 empty] | WLDFR | HFTD - Distribution - Tier 2 - 4QU CoRE ¦ 1QU LoRE | Non-Red Flag Warning - Catastrophic Fires | 2035 | 0 | 16044.1264 | 263.1074 | 9721.74 | 6059.2791 | 4178.6364 | 1.2474e-06 | 0 | 0.0052125 | 0.0052125 | 0 | 0.009925 | 0.009925 | 0 | 0.009925
[35 empty] | 3.15 Proactive Wires Down - REFCL | WLDFR | HFTD - Distribution - Tier 3 - 2QU CoRE ¦ 3QU LoRE | 2032 | 0.47509 | 0.078833 | 20.8982 | 0 | 20.8982 | 9.9286 | 0 | 0 | 0 | 0 | 0 | 0 | 0 | 0 | [26 empty] | WLDFR | HFTD - Distribution - Tier 2 - 4QU CoRE ¦ 1QU LoRE | Non-Red Flag Warning - Catastrophic Fires | 2036 | 0 | 16044.1264 | 263.1074 | 9721.74 | 6059.2791 | 4178.6364 | 1.2474e-06 | 0 | 0.0052125 | 0.0052125 | 0 | 0.009925 | 0.009925 | 0 | 0.009925
[35 empty] | 3.15 Proactive Wires Down - REFCL | WLDFR | HFTD - Distribution - Tier 3 - 2QU CoRE ¦ 3QU LoRE | 2033 | 0.44401 | 0.078833 | 21.8885 | 0 | 21.8885 | 9.7188 | 0 | 0 | 0 | 0 | 0 | 0 | 0 | 0 | [26 empty] | WLDFR | HFTD - Distribution - Tier 2 - 4QU CoRE ¦ 1QU LoRE | Non-Red Flag Warning - Catastrophic Fires | 2037 | 0 | 16044.1264 | 263.1074 | 9721.74 | 6059.2791 | 4178.6364 | 1.2474e-06 | 0 | 0.0052125 | 0.0052125 | 0 | 0.009925 | 0.009925 | 0 | 0.009925
[35 empty] | 3.15 Proactive Wires Down - REFCL | WLDFR | HFTD - Distribution - Tier 3 - 2QU CoRE ¦ 3QU LoRE | 2034 | 0.41496 | 0.078833 | 21.8885 | 0 | 21.8885 | 9.083 | 0 | 0 | 0 | 0 | 0 | 0 | 0 | 0 | [26 empty] | WLDFR | HFTD - Distribution - Tier 2 - 4QU CoRE ¦ 1QU LoRE | Non-Red Flag Warning - Catastrophic Fires | 2038 | 0 | 16832.3912 | 280.5544 | 10192.2718 | 6359.5651 | 4385.7214 | 1.2474e-06 | 0 | 0.0054708 | 0.0054708 | 0 | 0.010413 | 0.010413 | 0 | 0.010413
[35 empty] | 3.15 Proactive Wires Down - REFCL | WLDFR | HFTD - Distribution - Tier 3 - 2QU CoRE ¦ 3QU LoRE | 2035 | 0.38782 | 0.078833 | 21.8885 | 0 | 21.8885 | 8.4887 | 0 | 0 | 0 | 0 | 0 | 0 | 0 | 0 | [26 empty] | WLDFR | HFTD - Distribution - Tier 2 - 4QU CoRE ¦ 1QU LoRE | Non-Red Flag Warning - Catastrophic Fires | 2039 | 0 | 16832.3912 | 280.5544 | 10192.2718 | 6359.5651 | 4385.7214 | 1.2474e-06 | 0 | 0.0054708 | 0.0054708 | 0 | 0.010413 | 0.010413 | 0 | 0.010413
[35 empty] | 3.15 Proactive Wires Down - REFCL | WLDFR | HFTD - Distribution - Tier 3 - 2QU CoRE ¦ 4QU LoRE | 2026 | 0.71299 | 0.022078 | 5.7441 | 0 | 5.7441 | 4.0955 | 0 | 0 | 0 | 0 | 0 | 0 | 0 | 0 | [26 empty] | WLDFR | HFTD - Distribution - Tier 2 - 4QU CoRE ¦ 1QU LoRE | Non-Red Flag Warning - Catastrophic Fires | 2040 | 0 | 16832.3912 | 280.5544 | 10192.2718 | 6359.5651 | 4385.7214 | 1.2474e-06 | 0 | 0.0054708 | 0.0054708 | 0 | 0.010413 | 0.010413 | 0 | 0.010413
[35 empty] | 3.15 Proactive Wires Down - REFCL | WLDFR | HFTD - Distribution - Tier 3 - 2QU CoRE ¦ 4QU LoRE | 2027 | 0.66634 | 0.022078 | 5.7441 | 0 | 5.7441 | 3.8275 | 0 | 0 | 0 | 0 | 0 | 0 | 0 | 0 | [26 empty] | WLDFR | HFTD - Distribution - Tier 2 - 4QU CoRE ¦ 1QU LoRE | Non-Red Flag Warning - Catastrophic Fires | 2041 | 0 | 16832.3912 | 280.5544 | 10192.2718 | 6359.5651 | 4385.7214 | 1.2474e-06 | 0 | 0.0054708 | 0.0054708 | 0 | 0.010413 | 0.010413 | 0 | 0.010413
[35 empty] | 3.15 Proactive Wires Down - REFCL | WLDFR | HFTD - Distribution - Tier 3 - 2QU CoRE ¦ 4QU LoRE | 2028 | 0.62275 | 0.022078 | 6 | 0 | 6 | 3.7365 | 0 | 0 | 0 | 0 | 0 | 0 | 0 | 0 | [26 empty] | WLDFR | HFTD - Distribution - Tier 2 - 4QU CoRE ¦ 1QU LoRE | Non-Red Flag Warning - Catastrophic Fires | 2042 | 0 | 16832.3912 | 280.5544 | 10192.2718 | 6359.5651 | 4385.7214 | 1.2474e-06 | 0 | 0.0054708 | 0.0054708 | 0 | 0.010413 | 0.010413 | 0 | 0.010413
[35 empty] | 3.15 Proactive Wires Down - REFCL | WLDFR | HFTD - Distribution - Tier 3 - 2QU CoRE ¦ 4QU LoRE | 2029 | 0.58201 | 0.022078 | 6 | 0 | 6 | 3.492 | 0 | 0 | 0 | 0 | 0 | 0 | 0 | 0 | [26 empty] | WLDFR | HFTD - Distribution - Tier 2 - 4QU CoRE ¦ 1QU LoRE | Non-Red Flag Warning - Catastrophic Fires | 2043 | 0 | 17672.0852 | 299.42 | 10692.7362 | 6679.929 | 4606.6527 | 1.2474e-06 | 0 | 0.0057464 | 0.0057464 | 0 | 0.010932 | 0.010932 | 0 | 0.010932
[35 empty] | 3.15 Proactive Wires Down - REFCL | WLDFR | HFTD - Distribution - Tier 3 - 2QU CoRE ¦ 4QU LoRE | 2030 | 0.54393 | 0.022078 | 6 | 0 | 6 | 3.2636 | 0 | 0 | 0 | 0 | 0 | 0 | 0 | 0 | [26 empty] | WLDFR | HFTD - Distribution - Tier 2 - 4QU CoRE ¦ 1QU LoRE | Non-Red Flag Warning - Catastrophic Fires | 2044 | 0 | 17672.0852 | 299.42 | 10692.7362 | 6679.929 | 4606.6527 | 1.2474e-06 | 0 | 0.0057464 | 0.0057464 | 0 | 0.010932 | 0.010932 | 0 | 0.010932
[35 empty] | 3.15 Proactive Wires Down - REFCL | WLDFR | HFTD - Distribution - Tier 3 - 2QU CoRE ¦ 4QU LoRE | 2031 | 0.50835 | 0.022078 | 6 | 0 | 6 | 3.0501 | 0 | 0 | 0 | 0 | 0 | 0 | 0 | 0 | [26 empty] | WLDFR | HFTD - Distribution - Tier 2 - 4QU CoRE ¦ 1QU LoRE | Non-Red Flag Warning - Catastrophic Fires | 2045 | 0 | 17672.0852 | 299.42 | 10692.7362 | 6679.929 | 4606.6527 | 1.2474e-06 | 0 | 0.0057464 | 0.0057464 | 0 | 0.010932 | 0.010932 | 0 | 0.010932
[35 empty] | 3.15 Proactive Wires Down - REFCL | WLDFR | HFTD - Distribution - Tier 3 - 2QU CoRE ¦ 4QU LoRE | 2032 | 0.47509 | 0.022078 | 6 | 0 | 6 | 2.8505 | 0 | 0 | 0 | 0 | 0 | 0 | 0 | 0 | [26 empty] | WLDFR | HFTD - Distribution - Tier 2 - 4QU CoRE ¦ 1QU LoRE | Non-Red Flag Warning - Catastrophic Fires | 2046 | 0 | 17672.0852 | 299.42 | 10692.7362 | 6679.929 | 4606.6527 | 1.2474e-06 | 0 | 0.0057464 | 0.0057464 | 0 | 0.010932 | 0.010932 | 0 | 0.010932
[35 empty] | 3.15 Proactive Wires Down - REFCL | WLDFR | HFTD - Distribution - Tier 3 - 2QU CoRE ¦ 4QU LoRE | 2033 | 0.44401 | 0.022078 | 6.2843 | 0 | 6.2843 | 2.7903 | 0 | 0 | 0 | 0 | 0 | 0 | 0 | 0 | [26 empty] | WLDFR | HFTD - Distribution - Tier 2 - 4QU CoRE ¦ 1QU LoRE | Non-Red Flag Warning - Catastrophic Fires | 2047 | 0 | 17672.0852 | 299.42 | 10692.7362 | 6679.929 | 4606.6527 | 1.2474e-06 | 0 | 0.0057464 | 0.0057464 | 0 | 0.010932 | 0.010932 | 0 | 0.010932
[35 empty] | 3.15 Proactive Wires Down - REFCL | WLDFR | HFTD - Distribution - Tier 3 - 2QU CoRE ¦ 4QU LoRE | 2034 | 0.41496 | 0.022078 | 6.2843 | 0 | 6.2843 | 2.6078 | 0 | 0 | 0 | 0 | 0 | 0 | 0 | 0 | [26 empty] | WLDFR | HFTD - Distribution - Tier 2 - 4QU CoRE ¦ 1QU LoRE | Non-Red Flag Warning - Catastrophic Fires | 2048 | 0 | 18552.3348 | 319.4911 | 11216.5626 | 7016.281 | 4838.6098 | 1.2474e-06 | 0 | 0.0060358 | 0.0060358 | 0 | 0.011477 | 0.011477 | 0 | 0.011477
[35 empty] | 3.15 Proactive Wires Down - REFCL | WLDFR | HFTD - Distribution - Tier 3 - 2QU CoRE ¦ 4QU LoRE | 2035 | 0.38782 | 0.022078 | 6.2843 | 0 | 6.2843 | 2.4372 | 0 | 0 | 0 | 0 | 0 | 0 | 0 | 0 | [26 empty] | WLDFR | HFTD - Distribution - Tier 2 - 4QU CoRE ¦ 1QU LoRE | Non-Red Flag Warning - Catastrophic Fires | 2049 | 0 | 18552.3348 | 319.4911 | 11216.5626 | 7016.281 | 4838.6098 | 1.2474e-06 | 0 | 0.0060358 | 0.0060358 | 0 | 0.011477 | 0.011477 | 0 | 0.011477
[35 empty] | 3.15 Proactive Wires Down - REFCL | WLDFR | HFTD - Distribution - Tier 3 - 2QU CoRE ¦ 5QU LoRE | 2026 | 0.71299 | 0.0027481 | 0.88716 | 0 | 0.88716 | 0.63253 | 0 | 0 | 0 | 0 | 0 | 0 | 0 | 0 | [26 empty] | WLDFR | HFTD - Distribution - Tier 2 - 4QU CoRE ¦ 1QU LoRE | Non-Red Flag Warning - Catastrophic Fires | 2050 | 0 | 18552.3348 | 319.4911 | 11216.5626 | 7016.281 | 4838.6098 | 1.2474e-06 | 0 | 0.0060358 | 0.0060358 | 0 | 0.011477 | 0.011477 | 0 | 0.011477
[35 empty] | 3.15 Proactive Wires Down - REFCL | WLDFR | HFTD - Distribution - Tier 3 - 2QU CoRE ¦ 5QU LoRE | 2027 | 0.66634 | 0.0027481 | 0.88716 | 0 | 0.88716 | 0.59115 | 0 | 0 | 0 | 0 | 0 | 0 | 0 | 0 | [26 empty] | WLDFR | HFTD - Distribution - Tier 2 - 4QU CoRE ¦ 1QU LoRE | Non-Red Flag Warning - Catastrophic Fires | 2051 | 0 | 18552.3348 | 319.4911 | 11216.5626 | 7016.281 | 4838.6098 | 1.2474e-06 | 0 | 0.0060358 | 0.0060358 | 0 | 0.011477 | 0.011477 | 0 | 0.011477
[35 empty] | 3.15 Proactive Wires Down - REFCL | WLDFR | HFTD - Distribution - Tier 3 - 2QU CoRE ¦ 5QU LoRE | 2028 | 0.62275 | 0.0027481 | 0.92667 | 0 | 0.92667 | 0.57708 | 0 | 0 | 0 | 0 | 0 | 0 | 0 | 0 | [26 empty] | WLDFR | HFTD - Distribution - Tier 2 - 4QU CoRE ¦ 1QU LoRE | Non-Red Flag Warning - Catastrophic Fires | 2052 | 0 | 18552.3348 | 319.4911 | 11216.5626 | 7016.281 | 4838.6098 | 1.2474e-06 | 0 | 0.0060358 | 0.0060358 | 0 | 0 | 0.011477 | 0 | 0.011477
[35 empty] | 3.15 Proactive Wires Down - REFCL | WLDFR | HFTD - Distribution - Tier 3 - 2QU CoRE ¦ 5QU LoRE | 2029 | 0.58201 | 0.0027481 | 0.92667 | 0 | 0.92667 | 0.53933 | 0 | 0 | 0 | 0 | 0 | 0 | 0 | 0 | [26 empty] | WLDFR | HFTD - Distribution - Tier 2 - 4QU CoRE ¦ 1QU LoRE | Non-Red Flag Warning - Catastrophic Fires | 2053 | 0 | 19462.1283 | 340.5356 | 11757.1413 | 7364.4514 | 5078.7171 | 1.2474e-06 | 0 | 0.0063353 | 0.0063353 | 0 | 0.00080845 | 0 | 0 | 0
[35 empty] | 3.15 Proactive Wires Down - REFCL | WLDFR | HFTD - Distribution - Tier 3 - 2QU CoRE ¦ 5QU LoRE | 2030 | 0.54393 | 0.0027481 | 0.92667 | 0 | 0.92667 | 0.50405 | 0 | 0 | 0 | 0 | 0 | 0 | 0 | 0 | [26 empty] | WLDFR | HFTD - Distribution - Tier 2 - 4QU CoRE ¦ 1QU LoRE | Non-Red Flag Warning - Catastrophic Fires | 2054 | 0 | 19462.1283 | 340.5356 | 11757.1413 | 7364.4514 | 5078.7171 | 1.2474e-06 | 0 | 0.0063353 | 0.0063353 | 0 | 0.00083799 | 0.00083799 | 0 | 0.00083799
[35 empty] | 3.15 Proactive Wires Down - REFCL | WLDFR | HFTD - Distribution - Tier 3 - 2QU CoRE ¦ 5QU LoRE | 2031 | 0.50835 | 0.0027481 | 0.92667 | 0 | 0.92667 | 0.47107 | 0 | 0 | 0 | 0 | 0 | 0 | 0 | 0 | [26 empty] | WLDFR | HFTD - Distribution - Tier 2 - 4QU CoRE ¦ 1QU LoRE | Non-Red Flag Warning - Catastrophic Fires | 2055 | 0 | 19462.1283 | 340.5356 | 11757.1413 | 7364.4514 | 5078.7171 | 1.2474e-06 | 0 | 0.0063353 | 0.0063353 | 0 | 0.00083799 | 0.00083799 | 0 | 0.00083799
[35 empty] | 3.15 Proactive Wires Down - REFCL | WLDFR | HFTD - Distribution - Tier 3 - 2QU CoRE ¦ 5QU LoRE | 2032 | 0.47509 | 0.0027481 | 0.92667 | 0 | 0.92667 | 0.44026 | 0 | 0 | 0 | 0 | 0 | 0 | 0 | 0 | [26 empty] | WLDFR | HFTD - Distribution - Tier 2 - 4QU CoRE ¦ 1QU LoRE | Non-Red Flag Warning - Large Fires | 2026 | 0 | 5.475 | 0.71896 | 3.0715 | 1.6846 | 1.1617 | 2.9749e-05 | 0 | 3.4561e-05 | 3.4561e-05 | 0 | 0.00083799 | 0.00083799 | 0 | 0.00083799
[35 empty] | 3.15 Proactive Wires Down - REFCL | WLDFR | HFTD - Distribution - Tier 3 - 2QU CoRE ¦ 5QU LoRE | 2033 | 0.44401 | 0.0027481 | 0.97059 | 0 | 0.97059 | 0.43095 | 0 | 0 | 0 | 0 | 0 | 0 | 0 | 0 | [26 empty] | WLDFR | HFTD - Distribution - Tier 2 - 4QU CoRE ¦ 1QU LoRE | Non-Red Flag Warning - Large Fires | 2027 | 0 | 5.475 | 0.71896 | 3.0715 | 1.6846 | 1.1617 | 2.9749e-05 | 0 | 3.4561e-05 | 3.4561e-05 | 0 | 0.00083799 | 0.00083799 | 0 | 0.00083799
[35 empty] | 3.15 Proactive Wires Down - REFCL | WLDFR | HFTD - Distribution - Tier 3 - 2QU CoRE ¦ 5QU LoRE | 2034 | 0.41496 | 0.0027481 | 0.97059 | 0 | 0.97059 | 0.40276 | 0 | 0 | 0 | 0 | 0 | 0 | 0 | 0 | [26 empty] | WLDFR | HFTD - Distribution - Tier 2 - 4QU CoRE ¦ 1QU LoRE | Non-Red Flag Warning - Large Fires | 2028 | 0 | 5.777 | 0.74734 | 3.238 | 1.7917 | 1.2356 | 2.9749e-05 | 0 | 3.6759e-05 | 3.6759e-05 | 0 | 0.00083799 | 0.00083799 | 0 | 0.00083799
[35 empty] | 3.15 Proactive Wires Down - REFCL | WLDFR | HFTD - Distribution - Tier 3 - 2QU CoRE ¦ 5QU LoRE | 2035 | 0.38782 | 0.0027481 | 0.97059 | 0 | 0.97059 | 0.37641 | 0 | 0 | 0 | 0 | 0 | 0 | 0 | 0 | [26 empty] | WLDFR | HFTD - Distribution - Tier 2 - 4QU CoRE ¦ 1QU LoRE | Non-Red Flag Warning - Large Fires | 2029 | 0 | 5.777 | 0.74734 | 3.238 | 1.7917 | 1.2356 | 2.9749e-05 | 0 | 3.6759e-05 | 3.6759e-05 | 0 | 0.00087518 | 0.00087518 | 0 | 0.00087518
[35 empty] | 3.15 Proactive Wires Down - REFCL | WLDFR | HFTD - Distribution - Tier 3 - 3QU CoRE ¦ 1QU LoRE | 2026 | 0.71299 | 0.21892 | 24.1672 | 0 | 24.1672 | 17.2309 | 0 | 0 | 0 | 0 | 0 | 0 | 0 | 0 | [26 empty] | WLDFR | HFTD - Distribution - Tier 2 - 4QU CoRE ¦ 1QU LoRE | Non-Red Flag Warning - Large Fires | 2030 | 0 | 5.777 | 0.74734 | 3.238 | 1.7917 | 1.2356 | 2.9749e-05 | 0 | 3.6759e-05 | 3.6759e-05 | 0 | 0.00087518 | 0.00087518 | 0 | 0.00087518
[35 empty] | 3.15 Proactive Wires Down - REFCL | WLDFR | HFTD - Distribution - Tier 3 - 3QU CoRE ¦ 1QU LoRE | 2027 | 0.66634 | 0.21892 | 24.1672 | 0 | 24.1672 | 16.1036 | 0 | 0 | 0 | 0 | 0 | 0 | 0 | 0 | [26 empty] | WLDFR | HFTD - Distribution - Tier 2 - 4QU CoRE ¦ 1QU LoRE | Non-Red Flag Warning - Large Fires | 2031 | 0 | 5.777 | 0.74734 | 3.238 | 1.7917 | 1.2356 | 2.9749e-05 | 0 | 3.6759e-05 | 3.6759e-05 | 0 | 0.00087518 | 0.00087518 | 0 | 0.00087518
[35 empty] | 3.15 Proactive Wires Down - REFCL | WLDFR | HFTD - Distribution - Tier 3 - 3QU CoRE ¦ 1QU LoRE | 2028 | 0.62275 | 0.21892 | 25.2436 | 0 | 25.2436 | 15.7204 | 0 | 0 | 0 | 0 | 0 | 0 | 0 | 0 | [26 empty] | WLDFR | HFTD - Distribution - Tier 2 - 4QU CoRE ¦ 1QU LoRE | Non-Red Flag Warning - Large Fires | 2032 | 0 | 5.777 | 0.74734 | 3.238 | 1.7917 | 1.2356 | 2.9749e-05 | 0 | 3.6759e-05 | 3.6759e-05 | 0 | 0.00087518 | 0.00087518 | 0 | 0.00087518
[35 empty] | 3.15 Proactive Wires Down - REFCL | WLDFR | HFTD - Distribution - Tier 3 - 3QU CoRE ¦ 1QU LoRE | 2029 | 0.58201 | 0.21892 | 25.2436 | 0 | 25.2436 | 14.692 | 0 | 0 | 0 | 0 | 0 | 0 | 0 | 0 | [26 empty] | WLDFR | HFTD - Distribution - Tier 2 - 4QU CoRE ¦ 1QU LoRE | Non-Red Flag Warning - Large Fires | 2033 | 0 | 6.1205 | 0.77885 | 3.4265 | 1.9151 | 1.3207 | 2.9749e-05 | 0 | 3.9291e-05 | 3.9291e-05 | 0 | 0.00087518 | 0.00087518 | 0 | 0.00087518
[35 empty] | 3.15 Proactive Wires Down - REFCL | WLDFR | HFTD - Distribution - Tier 3 - 3QU CoRE ¦ 1QU LoRE | 2030 | 0.54393 | 0.21892 | 25.2436 | 0 | 25.2436 | 13.7308 | 0 | 0 | 0 | 0 | 0 | 0 | 0 | 0 | [26 empty] | WLDFR | HFTD - Distribution - Tier 2 - 4QU CoRE ¦ 1QU LoRE | Non-Red Flag Warning - Large Fires | 2034 | 0 | 6.1205 | 0.77885 | 3.4265 | 1.9151 | 1.3207 | 2.9749e-05 | 0 | 3.9291e-05 | 3.9291e-05 | 0 | 0.00091648 | 0.00091648 | 0 | 0.00091648
[35 empty] | 3.15 Proactive Wires Down - REFCL | WLDFR | HFTD - Distribution - Tier 3 - 3QU CoRE ¦ 1QU LoRE | 2031 | 0.50835 | 0.21892 | 25.2436 | 0 | 25.2436 | 12.8326 | 0 | 0 | 0 | 0 | 0 | 0 | 0 | 0 | [26 empty] | WLDFR | HFTD - Distribution - Tier 2 - 4QU CoRE ¦ 1QU LoRE | Non-Red Flag Warning - Large Fires | 2035 | 0 | 6.1205 | 0.77885 | 3.4265 | 1.9151 | 1.3207 | 2.9749e-05 | 0 | 3.9291e-05 | 3.9291e-05 | 0 | 0.00091648 | 0.00091648 | 0 | 0.00091648
[35 empty] | 3.15 Proactive Wires Down - REFCL | WLDFR | HFTD - Distribution - Tier 3 - 3QU CoRE ¦ 1QU LoRE | 2032 | 0.47509 | 0.21892 | 25.2436 | 0 | 25.2436 | 11.993 | 0 | 0 | 0 | 0 | 0 | 0 | 0 | 0 | [26 empty] | WLDFR | HFTD - Distribution - Tier 2 - 4QU CoRE ¦ 1QU LoRE | Non-Red Flag Warning - Large Fires | 2036 | 0 | 6.1205 | 0.77885 | 3.4265 | 1.9151 | 1.3207 | 2.9749e-05 | 0 | 3.9291e-05 | 3.9291e-05 | 0 | 0.00091648 | 0.00091648 | 0 | 0.00091648
[35 empty] | 3.15 Proactive Wires Down - REFCL | WLDFR | HFTD - Distribution - Tier 3 - 3QU CoRE ¦ 1QU LoRE | 2033 | 0.44401 | 0.21892 | 26.4398 | 0 | 26.4398 | 11.7396 | 0 | 0 | 0 | 0 | 0 | 0 | 0 | 0 | [26 empty] | WLDFR | HFTD - Distribution - Tier 2 - 4QU CoRE ¦ 1QU LoRE | Non-Red Flag Warning - Large Fires | 2037 | 0 | 6.1205 | 0.77885 | 3.4265 | 1.9151 | 1.3207 | 2.9749e-05 | 0 | 3.9291e-05 | 3.9291e-05 | 0 | 0.00091648 | 0.00091648 | 0 | 0.00091648
[35 empty] | 3.15 Proactive Wires Down - REFCL | WLDFR | HFTD - Distribution - Tier 3 - 3QU CoRE ¦ 1QU LoRE | 2034 | 0.41496 | 0.21892 | 26.4398 | 0 | 26.4398 | 10.9716 | 0 | 0 | 0 | 0 | 0 | 0 | 0 | 0 | [26 empty] | WLDFR | HFTD - Distribution - Tier 2 - 4QU CoRE ¦ 1QU LoRE | Non-Red Flag Warning - Large Fires | 2038 | 0 | 6.5028 | 0.81304 | 3.6355 | 2.0543 | 1.4167 | 2.9749e-05 | 0 | 4.2145e-05 | 4.2145e-05 | 0 | 0.00091648 | 0.00091648 | 0 | 0.00091648
[35 empty] | 3.15 Proactive Wires Down - REFCL | WLDFR | HFTD - Distribution - Tier 3 - 3QU CoRE ¦ 1QU LoRE | 2035 | 0.38782 | 0.21892 | 26.4398 | 0 | 26.4398 | 10.2538 | 0 | 0 | 0 | 0 | 0 | 0 | 0 | 0 | [26 empty] | WLDFR | HFTD - Distribution - Tier 2 - 4QU CoRE ¦ 1QU LoRE | Non-Red Flag Warning - Large Fires | 2039 | 0 | 6.5028 | 0.81304 | 3.6355 | 2.0543 | 1.4167 | 2.9749e-05 | 0 | 4.2145e-05 | 4.2145e-05 | 0 | 0.00096127 | 0.00096127 | 0 | 0.00096127
[35 empty] | 3.15 Proactive Wires Down - REFCL | WLDFR | HFTD - Distribution - Tier 3 - 3QU CoRE ¦ 2QU LoRE | 2026 | 0.71299 | 0.22908 | 25.4196 | 0 | 25.4196 | 18.1238 | 0 | 0 | 0 | 0 | 0 | 0 | 0 | 0 | [26 empty] | WLDFR | HFTD - Distribution - Tier 2 - 4QU CoRE ¦ 1QU LoRE | Non-Red Flag Warning - Large Fires | 2040 | 0 | 6.5028 | 0.81304 | 3.6355 | 2.0543 | 1.4167 | 2.9749e-05 | 0 | 4.2145e-05 | 4.2145e-05 | 0 | 0.00096127 | 0.00096127 | 0 | 0.00096127
[35 empty] | 3.15 Proactive Wires Down - REFCL | WLDFR | HFTD - Distribution - Tier 3 - 3QU CoRE ¦ 2QU LoRE | 2027 | 0.66634 | 0.22908 | 25.4196 | 0 | 25.4196 | 16.9382 | 0 | 0 | 0 | 0 | 0 | 0 | 0 | 0 | [26 empty] | WLDFR | HFTD - Distribution - Tier 2 - 4QU CoRE ¦ 1QU LoRE | Non-Red Flag Warning - Large Fires | 2041 | 0 | 6.5028 | 0.81304 | 3.6355 | 2.0543 | 1.4167 | 2.9749e-05 | 0 | 4.2145e-05 | 4.2145e-05 | 0 | 0.00096127 | 0.00096127 | 0 | 0.00096127
[35 empty] | 3.15 Proactive Wires Down - REFCL | WLDFR | HFTD - Distribution - Tier 3 - 3QU CoRE ¦ 2QU LoRE | 2028 | 0.62275 | 0.22908 | 26.5518 | 0 | 26.5518 | 16.5351 | 0 | 0 | 0 | 0 | 0 | 0 | 0 | 0 | [26 empty] | WLDFR | HFTD - Distribution - Tier 2 - 4QU CoRE ¦ 1QU LoRE | Non-Red Flag Warning - Large Fires | 2042 | 0 | 6.5028 | 0.81304 | 3.6355 | 2.0543 | 1.4167 | 2.9749e-05 | 0 | 4.2145e-05 | 4.2145e-05 | 0 | 0.00096127 | 0.00096127 | 0 | 0.00096127
[35 empty] | 3.15 Proactive Wires Down - REFCL | WLDFR | HFTD - Distribution - Tier 3 - 3QU CoRE ¦ 2QU LoRE | 2029 | 0.58201 | 0.22908 | 26.5518 | 0 | 26.5518 | 15.4534 | 0 | 0 | 0 | 0 | 0 | 0 | 0 | 0 | [26 empty] | WLDFR | HFTD - Distribution - Tier 2 - 4QU CoRE ¦ 1QU LoRE | Non-Red Flag Warning - Large Fires | 2043 | 0 | 6.9209 | 0.84944 | 3.8632 | 2.2083 | 1.5229 | 2.9749e-05 | 0 | 4.5306e-05 | 4.5306e-05 | 0 | 0.00096127 | 0.00096127 | 0 | 0.00096127
[35 empty] | 3.15 Proactive Wires Down - REFCL | WLDFR | HFTD - Distribution - Tier 3 - 3QU CoRE ¦ 2QU LoRE | 2030 | 0.54393 | 0.22908 | 26.5518 | 0 | 26.5518 | 14.4424 | 0 | 0 | 0 | 0 | 0 | 0 | 0 | 0 | [26 empty] | WLDFR | HFTD - Distribution - Tier 2 - 4QU CoRE ¦ 1QU LoRE | Non-Red Flag Warning - Large Fires | 2044 | 0 | 6.9209 | 0.84944 | 3.8632 | 2.2083 | 1.5229 | 2.9749e-05 | 0 | 4.5306e-05 | 4.5306e-05 | 0 | 0.0010089 | 0.0010089 | 0 | 0.0010089
[35 empty] | 3.15 Proactive Wires Down - REFCL | WLDFR | HFTD - Distribution - Tier 3 - 3QU CoRE ¦ 2QU LoRE | 2031 | 0.50835 | 0.22908 | 26.5518 | 0 | 26.5518 | 13.4976 | 0 | 0 | 0 | 0 | 0 | 0 | 0 | 0 | [26 empty] | WLDFR | HFTD - Distribution - Tier 2 - 4QU CoRE ¦ 1QU LoRE | Non-Red Flag Warning - Large Fires | 2045 | 0 | 6.9209 | 0.84944 | 3.8632 | 2.2083 | 1.5229 | 2.9749e-05 | 0 | 4.5306e-05 | 4.5306e-05 | 0 | 0.0010089 | 0.0010089 | 0 | 0.0010089
[35 empty] | 3.15 Proactive Wires Down - REFCL | WLDFR | HFTD - Distribution - Tier 3 - 3QU CoRE ¦ 2QU LoRE | 2032 | 0.47509 | 0.22908 | 26.5518 | 0 | 26.5518 | 12.6146 | 0 | 0 | 0 | 0 | 0 | 0 | 0 | 0 | [26 empty] | WLDFR | HFTD - Distribution - Tier 2 - 4QU CoRE ¦ 1QU LoRE | Non-Red Flag Warning - Large Fires | 2046 | 0 | 6.9209 | 0.84944 | 3.8632 | 2.2083 | 1.5229 | 2.9749e-05 | 0 | 4.5306e-05 | 4.5306e-05 | 0 | 0.0010089 | 0.0010089 | 0 | 0.0010089
[35 empty] | 3.15 Proactive Wires Down - REFCL | WLDFR | HFTD - Distribution - Tier 3 - 3QU CoRE ¦ 2QU LoRE | 2033 | 0.44401 | 0.22908 | 27.81 | 0 | 27.81 | 12.348 | 0 | 0 | 0 | 0 | 0 | 0 | 0 | 0 | [26 empty] | WLDFR | HFTD - Distribution - Tier 2 - 4QU CoRE ¦ 1QU LoRE | Non-Red Flag Warning - Large Fires | 2047 | 0 | 6.9209 | 0.84944 | 3.8632 | 2.2083 | 1.5229 | 2.9749e-05 | 0 | 4.5306e-05 | 4.5306e-05 | 0 | 0.0010089 | 0.0010089 | 0 | 0.0010089
[35 empty] | 3.15 Proactive Wires Down - REFCL | WLDFR | HFTD - Distribution - Tier 3 - 3QU CoRE ¦ 2QU LoRE | 2034 | 0.41496 | 0.22908 | 27.81 | 0 | 27.81 | 11.5402 | 0 | 0 | 0 | 0 | 0 | 0 | 0 | 0 | [26 empty] | WLDFR | HFTD - Distribution - Tier 2 - 4QU CoRE ¦ 1QU LoRE | Non-Red Flag Warning - Large Fires | 2048 | 0 | 7.3713 | 0.88759 | 4.1075 | 2.3763 | 1.6388 | 2.9749e-05 | 0 | 4.8752e-05 | 4.8752e-05 | 0 | 0.0010089 | 0.0010089 | 0 | 0.0010089
[35 empty] | 3.15 Proactive Wires Down - REFCL | WLDFR | HFTD - Distribution - Tier 3 - 3QU CoRE ¦ 2QU LoRE | 2035 | 0.38782 | 0.22908 | 27.81 | 0 | 27.81 | 10.7852 | 0 | 0 | 0 | 0 | 0 | 0 | 0 | 0 | [26 empty] | WLDFR | HFTD - Distribution - Tier 2 - 4QU CoRE ¦ 1QU LoRE | Non-Red Flag Warning - Large Fires | 2049 | 0 | 7.3713 | 0.88759 | 4.1075 | 2.3763 | 1.6388 | 2.9749e-05 | 0 | 4.8752e-05 | 4.8752e-05 | 0 | 0.0010589 | 0.0010589 | 0 | 0.0010589
[35 empty] | 3.15 Proactive Wires Down - REFCL | WLDFR | HFTD - Distribution - Tier 3 - 3QU CoRE ¦ 3QU LoRE | 2026 | 0.71299 | 0.059922 | 6.2232 | 0 | 6.2232 | 4.4371 | 0 | 0 | 0 | 0 | 0 | 0 | 0 | 0 | [26 empty] | WLDFR | HFTD - Distribution - Tier 2 - 4QU CoRE ¦ 1QU LoRE | Non-Red Flag Warning - Large Fires | 2050 | 0 | 7.3713 | 0.88759 | 4.1075 | 2.3763 | 1.6388 | 2.9749e-05 | 0 | 4.8752e-05 | 4.8752e-05 | 0 | 0.0010589 | 0.0010589 | 0 | 0.0010589
[35 empty] | 3.15 Proactive Wires Down - REFCL | WLDFR | HFTD - Distribution - Tier 3 - 3QU CoRE ¦ 3QU LoRE | 2027 | 0.66634 | 0.059922 | 6.2232 | 0 | 6.2232 | 4.1468 | 0 | 0 | 0 | 0 | 0 | 0 | 0 | 0 | [26 empty] | WLDFR | HFTD - Distribution - Tier 2 - 4QU CoRE ¦ 1QU LoRE | Non-Red Flag Warning - Large Fires | 2051 | 0 | 7.3713 | 0.88759 | 4.1075 | 2.3763 | 1.6388 | 2.9749e-05 | 0 | 4.8752e-05 | 4.8752e-05 | 0 | 0.0010589 | 0.0010589 | 0 | 0.0010589
[35 empty] | 3.15 Proactive Wires Down - REFCL | WLDFR | HFTD - Distribution - Tier 3 - 3QU CoRE ¦ 3QU LoRE | 2028 | 0.62275 | 0.059922 | 6.5004 | 0 | 6.5004 | 4.0481 | 0 | 0 | 0 | 0 | 0 | 0 | 0 | 0 | [26 empty] | WLDFR | HFTD - Distribution - Tier 2 - 4QU CoRE ¦ 1QU LoRE | Non-Red Flag Warning - Large Fires | 2052 | 0 | 7.3713 | 0.88759 | 4.1075 | 2.3763 | 1.6388 | 2.9749e-05 | 0 | 4.8752e-05 | 4.8752e-05 | 0 | 0.0010589 | 0.0010589 | 0 | 0.0010589
[35 empty] | 3.15 Proactive Wires Down - REFCL | WLDFR | HFTD - Distribution - Tier 3 - 3QU CoRE ¦ 3QU LoRE | 2029 | 0.58201 | 0.059922 | 6.5004 | 0 | 6.5004 | 3.7833 | 0 | 0 | 0 | 0 | 0 | 0 | 0 | 0 | [26 empty] | WLDFR | HFTD - Distribution - Tier 2 - 4QU CoRE ¦ 1QU LoRE | Non-Red Flag Warning - Large Fires | 2053 | 0 | 7.8503 | 0.92702 | 4.3664 | 2.5569 | 1.7633 | 2.9749e-05 | 0 | 5.2456e-05 | 5.2456e-05 | 0 | 0 | 0.0010589 | 0 | 0.0010589
[35 empty] | 3.15 Proactive Wires Down - REFCL | WLDFR | HFTD - Distribution - Tier 3 - 3QU CoRE ¦ 3QU LoRE | 2030 | 0.54393 | 0.059922 | 6.5004 | 0 | 6.5004 | 3.5358 | 0 | 0 | 0 | 0 | 0 | 0 | 0 | 0 | [26 empty] | WLDFR | HFTD - Distribution - Tier 2 - 4QU CoRE ¦ 1QU LoRE | Non-Red Flag Warning - Large Fires | 2054 | 0 | 7.8503 | 0.92702 | 4.3664 | 2.5569 | 1.7633 | 2.9749e-05 | 0 | 5.2456e-05 | 5.2456e-05 | 0 | 5.2184e-06 | 0 | 0 | 0
[35 empty] | 3.15 Proactive Wires Down - REFCL | WLDFR | HFTD - Distribution - Tier 3 - 3QU CoRE ¦ 3QU LoRE | 2031 | 0.50835 | 0.059922 | 6.5004 | 0 | 6.5004 | 3.3045 | 0 | 0 | 0 | 0 | 0 | 0 | 0 | 0 | [26 empty] | WLDFR | HFTD - Distribution - Tier 2 - 4QU CoRE ¦ 1QU LoRE | Non-Red Flag Warning - Large Fires | 2055 | 0 | 7.8503 | 0.92702 | 4.3664 | 2.5569 | 1.7633 | 2.9749e-05 | 0 | 5.2456e-05 | 5.2456e-05 | 0 | 5.4519e-06 | 5.4519e-06 | 0 | 5.4519e-06
[35 empty] | 3.15 Proactive Wires Down - REFCL | WLDFR | HFTD - Distribution - Tier 3 - 3QU CoRE ¦ 3QU LoRE | 2032 | 0.47509 | 0.059922 | 6.5004 | 0 | 6.5004 | 3.0883 | 0 | 0 | 0 | 0 | 0 | 0 | 0 | 0 | [26 empty] | WLDFR | HFTD - Distribution - Tier 2 - 4QU CoRE ¦ 1QU LoRE | Non-Red Flag Warning - Small Fires | 2026 | 0 | 0.080408 | 0.03759 | 0.0016314 | 0.041187 | 0.028403 | 0.01001 | 0 | 0.0002843 | 0.0002843 | 0 | 5.4519e-06 | 5.4519e-06 | 0 | 5.4519e-06
[35 empty] | 3.15 Proactive Wires Down - REFCL | WLDFR | HFTD - Distribution - Tier 3 - 3QU CoRE ¦ 3QU LoRE | 2033 | 0.44401 | 0.059922 | 6.8084 | 0 | 6.8084 | 3.023 | 0 | 0 | 0 | 0 | 0 | 0 | 0 | 0 | [26 empty] | WLDFR | HFTD - Distribution - Tier 2 - 4QU CoRE ¦ 1QU LoRE | Non-Red Flag Warning - Small Fires | 2027 | 0 | 0.080408 | 0.03759 | 0.0016314 | 0.041187 | 0.028403 | 0.01001 | 0 | 0.0002843 | 0.0002843 | 0 | 5.4519e-06 | 5.4519e-06 | 0 | 5.4519e-06
[35 empty] | 3.15 Proactive Wires Down - REFCL | WLDFR | HFTD - Distribution - Tier 3 - 3QU CoRE ¦ 3QU LoRE | 2034 | 0.41496 | 0.059922 | 6.8084 | 0 | 6.8084 | 2.8253 | 0 | 0 | 0 | 0 | 0 | 0 | 0 | 0 | [26 empty] | WLDFR | HFTD - Distribution - Tier 2 - 4QU CoRE ¦ 1QU LoRE | Non-Red Flag Warning - Small Fires | 2028 | 0 | 0.083606 | 0.039055 | 0.001695 | 0.042856 | 0.029555 | 0.01001 | 0 | 0.00029583 | 0.00029583 | 0 | 5.4519e-06 | 5.4519e-06 | 0 | 5.4519e-06
[35 empty] | 3.15 Proactive Wires Down - REFCL | WLDFR | HFTD - Distribution - Tier 3 - 3QU CoRE ¦ 3QU LoRE | 2035 | 0.38782 | 0.059922 | 6.8084 | 0 | 6.8084 | 2.6404 | 0 | 0 | 0 | 0 | 0 | 0 | 0 | 0 | [26 empty] | WLDFR | HFTD - Distribution - Tier 2 - 4QU CoRE ¦ 1QU LoRE | Non-Red Flag Warning - Small Fires | 2029 | 0 | 0.083606 | 0.039055 | 0.001695 | 0.042856 | 0.029555 | 0.01001 | 0 | 0.00029583 | 0.00029583 | 0 | 5.4519e-06 | 5.4519e-06 | 0 | 5.4519e-06
[35 empty] | 3.15 Proactive Wires Down - REFCL | WLDFR | HFTD - Distribution - Tier 3 - 3QU CoRE ¦ 4QU LoRE | 2026 | 0.71299 | 0.043491 | 4.9027 | 0 | 4.9027 | 3.4956 | 0 | 0 | 0 | 0 | 0 | 0 | 0 | 0 | [26 empty] | WLDFR | HFTD - Distribution - Tier 2 - 4QU CoRE ¦ 1QU LoRE | Non-Red Flag Warning - Small Fires | 2030 | 0 | 0.083606 | 0.039055 | 0.001695 | 0.042856 | 0.029555 | 0.01001 | 0 | 0.00029583 | 0.00029583 | 0 | 5.7526e-06 | 5.7526e-06 | 0 | 5.7526e-06
[35 empty] | 3.15 Proactive Wires Down - REFCL | WLDFR | HFTD - Distribution - Tier 3 - 3QU CoRE ¦ 4QU LoRE | 2027 | 0.66634 | 0.043491 | 4.9027 | 0 | 4.9027 | 3.2669 | 0 | 0 | 0 | 0 | 0 | 0 | 0 | 0 | [26 empty] | WLDFR | HFTD - Distribution - Tier 2 - 4QU CoRE ¦ 1QU LoRE | Non-Red Flag Warning - Small Fires | 2031 | 0 | 0.083606 | 0.039055 | 0.001695 | 0.042856 | 0.029555 | 0.01001 | 0 | 0.00029583 | 0.00029583 | 0 | 5.7526e-06 | 5.7526e-06 | 0 | 5.7526e-06
[35 empty] | 3.15 Proactive Wires Down - REFCL | WLDFR | HFTD - Distribution - Tier 3 - 3QU CoRE ¦ 4QU LoRE | 2028 | 0.62275 | 0.043491 | 5.1211 | 0 | 5.1211 | 3.1891 | 0 | 0 | 0 | 0 | 0 | 0 | 0 | 0 | [26 empty] | WLDFR | HFTD - Distribution - Tier 2 - 4QU CoRE ¦ 1QU LoRE | Non-Red Flag Warning - Small Fires | 2032 | 0 | 0.083606 | 0.039055 | 0.001695 | 0.042856 | 0.029555 | 0.01001 | 0 | 0.00029583 | 0.00029583 | 0 | 5.7526e-06 | 5.7526e-06 | 0 | 5.7526e-06
[35 empty] | 3.15 Proactive Wires Down - REFCL | WLDFR | HFTD - Distribution - Tier 3 - 3QU CoRE ¦ 4QU LoRE | 2029 | 0.58201 | 0.043491 | 5.1211 | 0 | 5.1211 | 2.9805 | 0 | 0 | 0 | 0 | 0 | 0 | 0 | 0 | [26 empty] | WLDFR | HFTD - Distribution - Tier 2 - 4QU CoRE ¦ 1QU LoRE | Non-Red Flag Warning - Small Fires | 2033 | 0 | 0.087211 | 0.040679 | 0.0017655 | 0.044766 | 0.030872 | 0.01001 | 0 | 0.00030902 | 0.00030902 | 0 | 5.7526e-06 | 5.7526e-06 | 0 | 5.7526e-06
[35 empty] | 3.15 Proactive Wires Down - REFCL | WLDFR | HFTD - Distribution - Tier 3 - 3QU CoRE ¦ 4QU LoRE | 2030 | 0.54393 | 0.043491 | 5.1211 | 0 | 5.1211 | 2.7855 | 0 | 0 | 0 | 0 | 0 | 0 | 0 | 0 | [26 empty] | WLDFR | HFTD - Distribution - Tier 2 - 4QU CoRE ¦ 1QU LoRE | Non-Red Flag Warning - Small Fires | 2034 | 0 | 0.087211 | 0.040679 | 0.0017655 | 0.044766 | 0.030872 | 0.01001 | 0 | 0.00030902 | 0.00030902 | 0 | 5.7526e-06 | 5.7526e-06 | 0 | 5.7526e-06
[35 empty] | 3.15 Proactive Wires Down - REFCL | WLDFR | HFTD - Distribution - Tier 3 - 3QU CoRE ¦ 4QU LoRE | 2031 | 0.50835 | 0.043491 | 5.1211 | 0 | 5.1211 | 2.6033 | 0 | 0 | 0 | 0 | 0 | 0 | 0 | 0 | [26 empty] | WLDFR | HFTD - Distribution - Tier 2 - 4QU CoRE ¦ 1QU LoRE | Non-Red Flag Warning - Small Fires | 2035 | 0 | 0.087211 | 0.040679 | 0.0017655 | 0.044766 | 0.030872 | 0.01001 | 0 | 0.00030902 | 0.00030902 | 0 | 6.0946e-06 | 6.0946e-06 | 0 | 6.0946e-06
[35 empty] | 3.15 Proactive Wires Down - REFCL | WLDFR | HFTD - Distribution - Tier 3 - 3QU CoRE ¦ 4QU LoRE | 2032 | 0.47509 | 0.043491 | 5.1211 | 0 | 5.1211 | 2.433 | 0 | 0 | 0 | 0 | 0 | 0 | 0 | 0 | [26 empty] | WLDFR | HFTD - Distribution - Tier 2 - 4QU CoRE ¦ 1QU LoRE | Non-Red Flag Warning - Small Fires | 2036 | 0 | 0.087211 | 0.040679 | 0.0017655 | 0.044766 | 0.030872 | 0.01001 | 0 | 0.00030902 | 0.00030902 | 0 | 6.0946e-06 | 6.0946e-06 | 0 | 6.0946e-06
[35 empty] | 3.15 Proactive Wires Down - REFCL | WLDFR | HFTD - Distribution - Tier 3 - 3QU CoRE ¦ 4QU LoRE | 2033 | 0.44401 | 0.043491 | 5.3637 | 0 | 5.3637 | 2.3816 | 0 | 0 | 0 | 0 | 0 | 0 | 0 | 0 | [26 empty] | WLDFR | HFTD - Distribution - Tier 2 - 4QU CoRE ¦ 1QU LoRE | Non-Red Flag Warning - Small Fires | 2037 | 0 | 0.087211 | 0.040679 | 0.0017655 | 0.044766 | 0.030872 | 0.01001 | 0 | 0.00030902 | 0.00030902 | 0 | 6.0946e-06 | 6.0946e-06 | 0 | 6.0946e-06
[35 empty] | 3.15 Proactive Wires Down - REFCL | WLDFR | HFTD - Distribution - Tier 3 - 3QU CoRE ¦ 4QU LoRE | 2034 | 0.41496 | 0.043491 | 5.3637 | 0 | 5.3637 | 2.2258 | 0 | 0 | 0 | 0 | 0 | 0 | 0 | 0 | [26 empty] | WLDFR | HFTD - Distribution - Tier 2 - 4QU CoRE ¦ 1QU LoRE | Non-Red Flag Warning - Small Fires | 2038 | 0 | 0.091184 | 0.042438 | 0.0018418 | 0.046905 | 0.032347 | 0.01001 | 0 | 0.00032378 | 0.00032378 | 0 | 6.0946e-06 | 6.0946e-06 | 0 | 6.0946e-06
[35 empty] | 3.15 Proactive Wires Down - REFCL | WLDFR | HFTD - Distribution - Tier 3 - 3QU CoRE ¦ 4QU LoRE | 2035 | 0.38782 | 0.043491 | 5.3637 | 0 | 5.3637 | 2.0801 | 0 | 0 | 0 | 0 | 0 | 0 | 0 | 0 | [26 empty] | WLDFR | HFTD - Distribution - Tier 2 - 4QU CoRE ¦ 1QU LoRE | Non-Red Flag Warning - Small Fires | 2039 | 0 | 0.091184 | 0.042438 | 0.0018418 | 0.046905 | 0.032347 | 0.01001 | 0 | 0.00032378 | 0.00032378 | 0 | 6.0946e-06 | 6.0946e-06 | 0 | 6.0946e-06
[35 empty] | 3.15 Proactive Wires Down - REFCL | WLDFR | HFTD - Distribution - Tier 3 - 3QU CoRE ¦ 5QU LoRE | 2026 | 0.71299 | 0.01996 | 2.0236 | 0 | 2.0236 | 1.4428 | 0 | 0 | 0 | 0 | 0 | 0 | 0 | 0 | [26 empty] | WLDFR | HFTD - Distribution - Tier 2 - 4QU CoRE ¦ 1QU LoRE | Non-Red Flag Warning - Small Fires | 2040 | 0 | 0.091184 | 0.042438 | 0.0018418 | 0.046905 | 0.032347 | 0.01001 | 0 | 0.00032378 | 0.00032378 | 0 | 6.4753e-06 | 6.4753e-06 | 0 | 6.4753e-06
[35 empty] | 3.15 Proactive Wires Down - REFCL | WLDFR | HFTD - Distribution - Tier 3 - 3QU CoRE ¦ 5QU LoRE | 2027 | 0.66634 | 0.01996 | 2.0236 | 0 | 2.0236 | 1.3484 | 0 | 0 | 0 | 0 | 0 | 0 | 0 | 0 | [26 empty] | WLDFR | HFTD - Distribution - Tier 2 - 4QU CoRE ¦ 1QU LoRE | Non-Red Flag Warning - Small Fires | 2041 | 0 | 0.091184 | 0.042438 | 0.0018418 | 0.046905 | 0.032347 | 0.01001 | 0 | 0.00032378 | 0.00032378 | 0 | 6.4753e-06 | 6.4753e-06 | 0 | 6.4753e-06
[35 empty] | 3.15 Proactive Wires Down - REFCL | WLDFR | HFTD - Distribution - Tier 3 - 3QU CoRE ¦ 5QU LoRE | 2028 | 0.62275 | 0.01996 | 2.1138 | 0 | 2.1138 | 1.3163 | 0 | 0 | 0 | 0 | 0 | 0 | 0 | 0 | [26 empty] | WLDFR | HFTD - Distribution - Tier 2 - 4QU CoRE ¦ 1QU LoRE | Non-Red Flag Warning - Small Fires | 2042 | 0 | 0.091184 | 0.042438 | 0.0018418 | 0.046905 | 0.032347 | 0.01001 | 0 | 0.00032378 | 0.00032378 | 0 | 6.4753e-06 | 6.4753e-06 | 0 | 6.4753e-06
[35 empty] | 3.15 Proactive Wires Down - REFCL | WLDFR | HFTD - Distribution - Tier 3 - 3QU CoRE ¦ 5QU LoRE | 2029 | 0.58201 | 0.01996 | 2.1138 | 0 | 2.1138 | 1.2302 | 0 | 0 | 0 | 0 | 0 | 0 | 0 | 0 | [26 empty] | WLDFR | HFTD - Distribution - Tier 2 - 4QU CoRE ¦ 1QU LoRE | Non-Red Flag Warning - Small Fires | 2043 | 0 | 0.095486 | 0.044306 | 0.0019228 | 0.049257 | 0.033969 | 0.01001 | 0 | 0.00034001 | 0.00034001 | 0 | 6.4753e-06 | 6.4753e-06 | 0 | 6.4753e-06
[35 empty] | 3.15 Proactive Wires Down - REFCL | WLDFR | HFTD - Distribution - Tier 3 - 3QU CoRE ¦ 5QU LoRE | 2030 | 0.54393 | 0.01996 | 2.1138 | 0 | 2.1138 | 1.1497 | 0 | 0 | 0 | 0 | 0 | 0 | 0 | 0 | [26 empty] | WLDFR | HFTD - Distribution - Tier 2 - 4QU CoRE ¦ 1QU LoRE | Non-Red Flag Warning - Small Fires | 2044 | 0 | 0.095486 | 0.044306 | 0.0019228 | 0.049257 | 0.033969 | 0.01001 | 0 | 0.00034001 | 0.00034001 | 0 | 6.4753e-06 | 6.4753e-06 | 0 | 6.4753e-06
[35 empty] | 3.15 Proactive Wires Down - REFCL | WLDFR | HFTD - Distribution - Tier 3 - 3QU CoRE ¦ 5QU LoRE | 2031 | 0.50835 | 0.01996 | 2.1138 | 0 | 2.1138 | 1.0745 | 0 | 0 | 0 | 0 | 0 | 0 | 0 | 0 | [26 empty] | WLDFR | HFTD - Distribution - Tier 2 - 4QU CoRE ¦ 1QU LoRE | Non-Red Flag Warning - Small Fires | 2045 | 0 | 0.095486 | 0.044306 | 0.0019228 | 0.049257 | 0.033969 | 0.01001 | 0 | 0.00034001 | 0.00034001 | 0 | 6.8916e-06 | 6.8916e-06 | 0 | 6.8916e-06
[35 empty] | 3.15 Proactive Wires Down - REFCL | WLDFR | HFTD - Distribution - Tier 3 - 3QU CoRE ¦ 5QU LoRE | 2032 | 0.47509 | 0.01996 | 2.1138 | 0 | 2.1138 | 1.0042 | 0 | 0 | 0 | 0 | 0 | 0 | 0 | 0 | [26 empty] | WLDFR | HFTD - Distribution - Tier 2 - 4QU CoRE ¦ 1QU LoRE | Non-Red Flag Warning - Small Fires | 2046 | 0 | 0.095486 | 0.044306 | 0.0019228 | 0.049257 | 0.033969 | 0.01001 | 0 | 0.00034001 | 0.00034001 | 0 | 6.8916e-06 | 6.8916e-06 | 0 | 6.8916e-06
[35 empty] | 3.15 Proactive Wires Down - REFCL | WLDFR | HFTD - Distribution - Tier 3 - 3QU CoRE ¦ 5QU LoRE | 2033 | 0.44401 | 0.01996 | 2.2139 | 0 | 2.2139 | 0.98301 | 0 | 0 | 0 | 0 | 0 | 0 | 0 | 0 | [26 empty] | WLDFR | HFTD - Distribution - Tier 2 - 4QU CoRE ¦ 1QU LoRE | Non-Red Flag Warning - Small Fires | 2047 | 0 | 0.095486 | 0.044306 | 0.0019228 | 0.049257 | 0.033969 | 0.01001 | 0 | 0.00034001 | 0.00034001 | 0 | 6.8916e-06 | 6.8916e-06 | 0 | 6.8916e-06
[35 empty] | 3.15 Proactive Wires Down - REFCL | WLDFR | HFTD - Distribution - Tier 3 - 3QU CoRE ¦ 5QU LoRE | 2034 | 0.41496 | 0.01996 | 2.2139 | 0 | 2.2139 | 0.9187 | 0 | 0 | 0 | 0 | 0 | 0 | 0 | 0 | [26 empty] | WLDFR | HFTD - Distribution - Tier 2 - 4QU CoRE ¦ 1QU LoRE | Non-Red Flag Warning - Small Fires | 2048 | 0 | 0.10007 | 0.04626 | 0.0020076 | 0.051804 | 0.035726 | 0.01001 | 0 | 0.0003576 | 0.0003576 | 0 | 6.8916e-06 | 6.8916e-06 | 0 | 6.8916e-06
[35 empty] | 3.15 Proactive Wires Down - REFCL | WLDFR | HFTD - Distribution - Tier 3 - 3QU CoRE ¦ 5QU LoRE | 2035 | 0.38782 | 0.01996 | 2.2139 | 0 | 2.2139 | 0.8586 | 0 | 0 | 0 | 0 | 0 | 0 | 0 | 0 | [26 empty] | WLDFR | HFTD - Distribution - Tier 2 - 4QU CoRE ¦ 1QU LoRE | Non-Red Flag Warning - Small Fires | 2049 | 0 | 0.10007 | 0.04626 | 0.0020076 | 0.051804 | 0.035726 | 0.01001 | 0 | 0.0003576 | 0.0003576 | 0 | 6.8916e-06 | 6.8916e-06 | 0 | 6.8916e-06
[35 empty] | 3.15 Proactive Wires Down - REFCL | WLDFR | HFTD - Distribution - Tier 3 - 4QU CoRE ¦ 1QU LoRE | 2026 | 0.71299 | 0.25494 | 10.6722 | 0 | 10.6722 | 7.6091 | 0 | 0 | 0 | 0 | 0 | 0 | 0 | 0 | [26 empty] | WLDFR | HFTD - Distribution - Tier 2 - 4QU CoRE ¦ 1QU LoRE | Non-Red Flag Warning - Small Fires | 2050 | 0 | 0.10007 | 0.04626 | 0.0020076 | 0.051804 | 0.035726 | 0.01001 | 0 | 0.0003576 | 0.0003576 | 0 | 7.3401e-06 | 7.3401e-06 | 0 | 7.3401e-06
[35 empty] | 3.15 Proactive Wires Down - REFCL | WLDFR | HFTD - Distribution - Tier 3 - 4QU CoRE ¦ 1QU LoRE | 2027 | 0.66634 | 0.25494 | 10.6722 | 0 | 10.6722 | 7.1113 | 0 | 0 | 0 | 0 | 0 | 0 | 0 | 0 | [26 empty] | WLDFR | HFTD - Distribution - Tier 2 - 4QU CoRE ¦ 1QU LoRE | Non-Red Flag Warning - Small Fires | 2051 | 0 | 0.10007 | 0.04626 | 0.0020076 | 0.051804 | 0.035726 | 0.01001 | 0 | 0.0003576 | 0.0003576 | 0 | 7.3401e-06 | 7.3401e-06 | 0 | 7.3401e-06
[35 empty] | 3.15 Proactive Wires Down - REFCL | WLDFR | HFTD - Distribution - Tier 3 - 4QU CoRE ¦ 1QU LoRE | 2028 | 0.62275 | 0.25494 | 11.1475 | 0 | 11.1475 | 6.9421 | 0 | 0 | 0 | 0 | 0 | 0 | 0 | 0 | [26 empty] | WLDFR | HFTD - Distribution - Tier 2 - 4QU CoRE ¦ 1QU LoRE | Non-Red Flag Warning - Small Fires | 2052 | 0 | 0.10007 | 0.04626 | 0.0020076 | 0.051804 | 0.035726 | 0.01001 | 0 | 0.0003576 | 0.0003576 | 0 | 7.3401e-06 | 7.3401e-06 | 0 | 7.3401e-06
[35 empty] | 3.15 Proactive Wires Down - REFCL | WLDFR | HFTD - Distribution - Tier 3 - 4QU CoRE ¦ 1QU LoRE | 2029 | 0.58201 | 0.25494 | 11.1475 | 0 | 11.1475 | 6.4879 | 0 | 0 | 0 | 0 | 0 | 0 | 0 | 0 | [26 empty] | WLDFR | HFTD - Distribution - Tier 2 - 4QU CoRE ¦ 1QU LoRE | Non-Red Flag Warning - Small Fires | 2053 | 0 | 0.10489 | 0.048274 | 0.002095 | 0.054525 | 0.037602 | 0.01001 | 0 | 0.00037638 | 0.00037638 | 0 | 7.3401e-06 | 7.3401e-06 | 0 | 7.3401e-06
[35 empty] | 3.15 Proactive Wires Down - REFCL | WLDFR | HFTD - Distribution - Tier 3 - 4QU CoRE ¦ 1QU LoRE | 2030 | 0.54393 | 0.25494 | 11.1475 | 0 | 11.1475 | 6.0635 | 0 | 0 | 0 | 0 | 0 | 0 | 0 | 0 | [26 empty] | WLDFR | HFTD - Distribution - Tier 2 - 4QU CoRE ¦ 1QU LoRE | Non-Red Flag Warning - Small Fires | 2054 | 0 | 0.10489 | 0.048274 | 0.002095 | 0.054525 | 0.037602 | 0.01001 | 0 | 0.00037638 | 0.00037638 | 0 | 0 | 7.3401e-06 | 0 | 7.3401e-06
[35 empty] | 3.15 Proactive Wires Down - REFCL | WLDFR | HFTD - Distribution - Tier 3 - 4QU CoRE ¦ 1QU LoRE | 2031 | 0.50835 | 0.25494 | 11.1475 | 0 | 11.1475 | 5.6668 | 0 | 0 | 0 | 0 | 0 | 0 | 0 | 0 | [26 empty] | WLDFR | HFTD - Distribution - Tier 2 - 4QU CoRE ¦ 1QU LoRE | Non-Red Flag Warning - Small Fires | 2055 | 0 | 0.10489 | 0.048274 | 0.002095 | 0.054525 | 0.037602 | 0.01001 | 0 | 0.00037638 | 0.00037638 | 0 | 7.8291e-07 | 0 | 0 | 0
[35 empty] | 3.15 Proactive Wires Down - REFCL | WLDFR | HFTD - Distribution - Tier 3 - 4QU CoRE ¦ 1QU LoRE | 2032 | 0.47509 | 0.25494 | 11.1475 | 0 | 11.1475 | 5.2961 | 0 | 0 | 0 | 0 | 0 | 0 | 0 | 0 | [26 empty] | WLDFR | HFTD - Distribution - Tier 2 - 4QU CoRE ¦ 1QU LoRE | Red Flag Warning - Catastrophic Fires | 2026 | 0 | 14664.6376 | 233.2301 | 8896.516 | 5534.8915 | 3817.0051 | 2.1979e-05 | 0 | 0.083896 | 0.083896 | 0 | 8.0811e-07 | 8.0811e-07 | 0 | 8.0811e-07
[35 empty] | 3.15 Proactive Wires Down - REFCL | WLDFR | HFTD - Distribution - Tier 3 - 4QU CoRE ¦ 1QU LoRE | 2033 | 0.44401 | 0.25494 | 11.6757 | 0 | 11.6757 | 5.1841 | 0 | 0 | 0 | 0 | 0 | 0 | 0 | 0 | [26 empty] | WLDFR | HFTD - Distribution - Tier 2 - 4QU CoRE ¦ 1QU LoRE | Red Flag Warning - Catastrophic Fires | 2027 | 0 | 14664.6376 | 233.2301 | 8896.516 | 5534.8915 | 3817.0051 | 2.1979e-05 | 0 | 0.083896 | 0.083896 | 0 | 8.0811e-07 | 8.0811e-07 | 0 | 8.0811e-07
[35 empty] | 3.15 Proactive Wires Down - REFCL | WLDFR | HFTD - Distribution - Tier 3 - 4QU CoRE ¦ 1QU LoRE | 2034 | 0.41496 | 0.25494 | 11.6757 | 0 | 11.6757 | 4.845 | 0 | 0 | 0 | 0 | 0 | 0 | 0 | 0 | [26 empty] | WLDFR | HFTD - Distribution - Tier 2 - 4QU CoRE ¦ 1QU LoRE | Red Flag Warning - Catastrophic Fires | 2028 | 0 | 15317.9909 | 247.273 | 9287.6491 | 5783.0689 | 3988.1546 | 2.1979e-05 | 0 | 0.087657 | 0.087657 | 0 | 8.0811e-07 | 8.0811e-07 | 0 | 8.0811e-07
[35 empty] | 3.15 Proactive Wires Down - REFCL | WLDFR | HFTD - Distribution - Tier 3 - 4QU CoRE ¦ 1QU LoRE | 2035 | 0.38782 | 0.25494 | 11.6757 | 0 | 11.6757 | 4.528 | 0 | 0 | 0 | 0 | 0 | 0 | 0 | 0 | [26 empty] | WLDFR | HFTD - Distribution - Tier 2 - 4QU CoRE ¦ 1QU LoRE | Red Flag Warning - Catastrophic Fires | 2029 | 0 | 15317.9909 | 247.273 | 9287.6491 | 5783.0689 | 3988.1546 | 2.1979e-05 | 0 | 0.087657 | 0.087657 | 0 | 8.0811e-07 | 8.0811e-07 | 0 | 8.0811e-07
[35 empty] | 3.15 Proactive Wires Down - REFCL | WLDFR | HFTD - Distribution - Tier 3 - 4QU CoRE ¦ 2QU LoRE | 2026 | 0.71299 | 0.18672 | 6.2508 | 0 | 6.2508 | 4.4567 | 0 | 0 | 0 | 0 | 0 | 0 | 0 | 0 | [26 empty] | WLDFR | HFTD - Distribution - Tier 2 - 4QU CoRE ¦ 1QU LoRE | Red Flag Warning - Catastrophic Fires | 2030 | 0 | 15317.9909 | 247.273 | 9287.6491 | 5783.0689 | 3988.1546 | 2.1979e-05 | 0 | 0.087657 | 0.087657 | 0 | 8.0811e-07 | 8.0811e-07 | 0 | 8.0811e-07
[35 empty] | 3.15 Proactive Wires Down - REFCL | WLDFR | HFTD - Distribution - Tier 3 - 4QU CoRE ¦ 2QU LoRE | 2027 | 0.66634 | 0.18672 | 6.2508 | 0 | 6.2508 | 4.1652 | 0 | 0 | 0 | 0 | 0 | 0 | 0 | 0 | [26 empty] | WLDFR | HFTD - Distribution - Tier 2 - 4QU CoRE ¦ 1QU LoRE | Red Flag Warning - Catastrophic Fires | 2031 | 0 | 15317.9909 | 247.273 | 9287.6491 | 5783.0689 | 3988.1546 | 2.1979e-05 | 0 | 0.087657 | 0.087657 | 0 | 8.4025e-07 | 8.4025e-07 | 0 | 8.4025e-07
[35 empty] | 3.15 Proactive Wires Down - REFCL | WLDFR | HFTD - Distribution - Tier 3 - 4QU CoRE ¦ 2QU LoRE | 2028 | 0.62275 | 0.18672 | 6.5292 | 0 | 6.5292 | 4.0661 | 0 | 0 | 0 | 0 | 0 | 0 | 0 | 0 | [26 empty] | WLDFR | HFTD - Distribution - Tier 2 - 4QU CoRE ¦ 1QU LoRE | Red Flag Warning - Catastrophic Fires | 2032 | 0 | 15317.9909 | 247.273 | 9287.6491 | 5783.0689 | 3988.1546 | 2.1979e-05 | 0 | 0.087657 | 0.087657 | 0 | 8.4025e-07 | 8.4025e-07 | 0 | 8.4025e-07
[35 empty] | 3.15 Proactive Wires Down - REFCL | WLDFR | HFTD - Distribution - Tier 3 - 4QU CoRE ¦ 2QU LoRE | 2029 | 0.58201 | 0.18672 | 6.5292 | 0 | 6.5292 | 3.8 | 0 | 0 | 0 | 0 | 0 | 0 | 0 | 0 | [26 empty] | WLDFR | HFTD - Distribution - Tier 2 - 4QU CoRE ¦ 1QU LoRE | Red Flag Warning - Catastrophic Fires | 2033 | 0 | 16044.1264 | 263.1074 | 9721.74 | 6059.2791 | 4178.6364 | 2.1979e-05 | 0 | 0.091844 | 0.091844 | 0 | 8.4025e-07 | 8.4025e-07 | 0 | 8.4025e-07
[35 empty] | 3.15 Proactive Wires Down - REFCL | WLDFR | HFTD - Distribution - Tier 3 - 4QU CoRE ¦ 2QU LoRE | 2030 | 0.54393 | 0.18672 | 6.5292 | 0 | 6.5292 | 3.5514 | 0 | 0 | 0 | 0 | 0 | 0 | 0 | 0 | [26 empty] | WLDFR | HFTD - Distribution - Tier 2 - 4QU CoRE ¦ 1QU LoRE | Red Flag Warning - Catastrophic Fires | 2034 | 0 | 16044.1264 | 263.1074 | 9721.74 | 6059.2791 | 4178.6364 | 2.1979e-05 | 0 | 0.091844 | 0.091844 | 0 | 8.4025e-07 | 8.4025e-07 | 0 | 8.4025e-07
[35 empty] | 3.15 Proactive Wires Down - REFCL | WLDFR | HFTD - Distribution - Tier 3 - 4QU CoRE ¦ 2QU LoRE | 2031 | 0.50835 | 0.18672 | 6.5292 | 0 | 6.5292 | 3.3191 | 0 | 0 | 0 | 0 | 0 | 0 | 0 | 0 | [26 empty] | WLDFR | HFTD - Distribution - Tier 2 - 4QU CoRE ¦ 1QU LoRE | Red Flag Warning - Catastrophic Fires | 2035 | 0 | 16044.1264 | 263.1074 | 9721.74 | 6059.2791 | 4178.6364 | 2.1979e-05 | 0 | 0.091844 | 0.091844 | 0 | 8.4025e-07 | 8.4025e-07 | 0 | 8.4025e-07
[35 empty] | 3.15 Proactive Wires Down - REFCL | WLDFR | HFTD - Distribution - Tier 3 - 4QU CoRE ¦ 2QU LoRE | 2032 | 0.47509 | 0.18672 | 6.5292 | 0 | 6.5292 | 3.102 | 0 | 0 | 0 | 0 | 0 | 0 | 0 | 0 | [26 empty] | WLDFR | HFTD - Distribution - Tier 2 - 4QU CoRE ¦ 1QU LoRE | Red Flag Warning - Catastrophic Fires | 2036 | 0 | 16044.1264 | 263.1074 | 9721.74 | 6059.2791 | 4178.6364 | 2.1979e-05 | 0 | 0.091844 | 0.091844 | 0 | 8.7648e-07 | 8.7648e-07 | 0 | 8.7648e-07
[35 empty] | 3.15 Proactive Wires Down - REFCL | WLDFR | HFTD - Distribution - Tier 3 - 4QU CoRE ¦ 2QU LoRE | 2033 | 0.44401 | 0.18672 | 6.8386 | 0 | 6.8386 | 3.0364 | 0 | 0 | 0 | 0 | 0 | 0 | 0 | 0 | [26 empty] | WLDFR | HFTD - Distribution - Tier 2 - 4QU CoRE ¦ 1QU LoRE | Red Flag Warning - Catastrophic Fires | 2037 | 0 | 16044.1264 | 263.1074 | 9721.74 | 6059.2791 | 4178.6364 | 2.1979e-05 | 0 | 0.091844 | 0.091844 | 0 | 8.7648e-07 | 8.7648e-07 | 0 | 8.7648e-07
[35 empty] | 3.15 Proactive Wires Down - REFCL | WLDFR | HFTD - Distribution - Tier 3 - 4QU CoRE ¦ 2QU LoRE | 2034 | 0.41496 | 0.18672 | 6.8386 | 0 | 6.8386 | 2.8378 | 0 | 0 | 0 | 0 | 0 | 0 | 0 | 0 | [26 empty] | WLDFR | HFTD - Distribution - Tier 2 - 4QU CoRE ¦ 1QU LoRE | Red Flag Warning - Catastrophic Fires | 2038 | 0 | 16832.3912 | 280.5544 | 10192.2718 | 6359.5651 | 4385.7214 | 2.1979e-05 | 0 | 0.096396 | 0.096396 | 0 | 8.7648e-07 | 8.7648e-07 | 0 | 8.7648e-07
[35 empty] | 3.15 Proactive Wires Down - REFCL | WLDFR | HFTD - Distribution - Tier 3 - 4QU CoRE ¦ 2QU LoRE | 2035 | 0.38782 | 0.18672 | 6.8386 | 0 | 6.8386 | 2.6521 | 0 | 0 | 0 | 0 | 0 | 0 | 0 | 0 | [26 empty] | WLDFR | HFTD - Distribution - Tier 2 - 4QU CoRE ¦ 1QU LoRE | Red Flag Warning - Catastrophic Fires | 2039 | 0 | 16832.3912 | 280.5544 | 10192.2718 | 6359.5651 | 4385.7214 | 2.1979e-05 | 0 | 0.096396 | 0.096396 | 0 | 8.7648e-07 | 8.7648e-07 | 0 | 8.7648e-07
[35 empty] | 3.15 Proactive Wires Down - REFCL | WLDFR | HFTD - Distribution - Tier 3 - 4QU CoRE ¦ 3QU LoRE | 2026 | 0.71299 | 0.097549 | 3.3211 | 0 | 3.3211 | 2.3679 | 0 | 0 | 0 | 0 | 0 | 0 | 0 | 0 | [26 empty] | WLDFR | HFTD - Distribution - Tier 2 - 4QU CoRE ¦ 1QU LoRE | Red Flag Warning - Catastrophic Fires | 2040 | 0 | 16832.3912 | 280.5544 | 10192.2718 | 6359.5651 | 4385.7214 | 2.1979e-05 | 0 | 0.096396 | 0.096396 | 0 | 8.7648e-07 | 8.7648e-07 | 0 | 8.7648e-07
[35 empty] | 3.15 Proactive Wires Down - REFCL | WLDFR | HFTD - Distribution - Tier 3 - 4QU CoRE ¦ 3QU LoRE | 2027 | 0.66634 | 0.097549 | 3.3211 | 0 | 3.3211 | 2.213 | 0 | 0 | 0 | 0 | 0 | 0 | 0 | 0 | [26 empty] | WLDFR | HFTD - Distribution - Tier 2 - 4QU CoRE ¦ 1QU LoRE | Red Flag Warning - Catastrophic Fires | 2041 | 0 | 16832.3912 | 280.5544 | 10192.2718 | 6359.5651 | 4385.7214 | 2.1979e-05 | 0 | 0.096396 | 0.096396 | 0 | 9.1641e-07 | 9.1641e-07 | 0 | 9.1641e-07
[35 empty] | 3.15 Proactive Wires Down - REFCL | WLDFR | HFTD - Distribution - Tier 3 - 4QU CoRE ¦ 3QU LoRE | 2028 | 0.62275 | 0.097549 | 3.469 | 0 | 3.469 | 2.1603 | 0 | 0 | 0 | 0 | 0 | 0 | 0 | 0 | [26 empty] | WLDFR | HFTD - Distribution - Tier 2 - 4QU CoRE ¦ 1QU LoRE | Red Flag Warning - Catastrophic Fires | 2042 | 0 | 16832.3912 | 280.5544 | 10192.2718 | 6359.5651 | 4385.7214 | 2.1979e-05 | 0 | 0.096396 | 0.096396 | 0 | 9.1641e-07 | 9.1641e-07 | 0 | 9.1641e-07
[35 empty] | 3.15 Proactive Wires Down - REFCL | WLDFR | HFTD - Distribution - Tier 3 - 4QU CoRE ¦ 3QU LoRE | 2029 | 0.58201 | 0.097549 | 3.469 | 0 | 3.469 | 2.019 | 0 | 0 | 0 | 0 | 0 | 0 | 0 | 0 | [26 empty] | WLDFR | HFTD - Distribution - Tier 2 - 4QU CoRE ¦ 1QU LoRE | Red Flag Warning - Catastrophic Fires | 2043 | 0 | 17672.0852 | 299.42 | 10692.7362 | 6679.929 | 4606.6527 | 2.1979e-05 | 0 | 0.10125 | 0.10125 | 0 | 9.1641e-07 | 9.1641e-07 | 0 | 9.1641e-07
[35 empty] | 3.15 Proactive Wires Down - REFCL | WLDFR | HFTD - Distribution - Tier 3 - 4QU CoRE ¦ 3QU LoRE | 2030 | 0.54393 | 0.097549 | 3.469 | 0 | 3.469 | 1.8869 | 0 | 0 | 0 | 0 | 0 | 0 | 0 | 0 | [26 empty] | WLDFR | HFTD - Distribution - Tier 2 - 4QU CoRE ¦ 1QU LoRE | Red Flag Warning - Catastrophic Fires | 2044 | 0 | 17672.0852 | 299.42 | 10692.7362 | 6679.929 | 4606.6527 | 2.1979e-05 | 0 | 0.10125 | 0.10125 | 0 | 9.1641e-07 | 9.1641e-07 | 0 | 9.1641e-07
[35 empty] | 3.15 Proactive Wires Down - REFCL | WLDFR | HFTD - Distribution - Tier 3 - 4QU CoRE ¦ 3QU LoRE | 2031 | 0.50835 | 0.097549 | 3.469 | 0 | 3.469 | 1.7634 | 0 | 0 | 0 | 0 | 0 | 0 | 0 | 0 | [26 empty] | WLDFR | HFTD - Distribution - Tier 2 - 4QU CoRE ¦ 1QU LoRE | Red Flag Warning - Catastrophic Fires | 2045 | 0 | 17672.0852 | 299.42 | 10692.7362 | 6679.929 | 4606.6527 | 2.1979e-05 | 0 | 0.10125 | 0.10125 | 0 | 9.1641e-07 | 9.1641e-07 | 0 | 9.1641e-07
[35 empty] | 3.15 Proactive Wires Down - REFCL | WLDFR | HFTD - Distribution - Tier 3 - 4QU CoRE ¦ 3QU LoRE | 2032 | 0.47509 | 0.097549 | 3.469 | 0 | 3.469 | 1.6481 | 0 | 0 | 0 | 0 | 0 | 0 | 0 | 0 | [26 empty] | WLDFR | HFTD - Distribution - Tier 2 - 4QU CoRE ¦ 1QU LoRE | Red Flag Warning - Catastrophic Fires | 2046 | 0 | 17672.0852 | 299.42 | 10692.7362 | 6679.929 | 4606.6527 | 2.1979e-05 | 0 | 0.10125 | 0.10125 | 0 | 9.5964e-07 | 9.5964e-07 | 0 | 9.5964e-07
[35 empty] | 3.15 Proactive Wires Down - REFCL | WLDFR | HFTD - Distribution - Tier 3 - 4QU CoRE ¦ 3QU LoRE | 2033 | 0.44401 | 0.097549 | 3.6333 | 0 | 3.6333 | 1.6132 | 0 | 0 | 0 | 0 | 0 | 0 | 0 | 0 | [26 empty] | WLDFR | HFTD - Distribution - Tier 2 - 4QU CoRE ¦ 1QU LoRE | Red Flag Warning - Catastrophic Fires | 2047 | 0 | 17672.0852 | 299.42 | 10692.7362 | 6679.929 | 4606.6527 | 2.1979e-05 | 0 | 0.10125 | 0.10125 | 0 | 9.5964e-07 | 9.5964e-07 | 0 | 9.5964e-07
[35 empty] | 3.15 Proactive Wires Down - REFCL | WLDFR | HFTD - Distribution - Tier 3 - 4QU CoRE ¦ 3QU LoRE | 2034 | 0.41496 | 0.097549 | 3.6333 | 0 | 3.6333 | 1.5077 | 0 | 0 | 0 | 0 | 0 | 0 | 0 | 0 | [26 empty] | WLDFR | HFTD - Distribution - Tier 2 - 4QU CoRE ¦ 1QU LoRE | Red Flag Warning - Catastrophic Fires | 2048 | 0 | 18552.3348 | 319.4911 | 11216.5626 | 7016.281 | 4838.6098 | 2.1979e-05 | 0 | 0.10635 | 0.10635 | 0 | 9.5964e-07 | 9.5964e-07 | 0 | 9.5964e-07
[35 empty] | 3.15 Proactive Wires Down - REFCL | WLDFR | HFTD - Distribution - Tier 3 - 4QU CoRE ¦ 3QU LoRE | 2035 | 0.38782 | 0.097549 | 3.6333 | 0 | 3.6333 | 1.4091 | 0 | 0 | 0 | 0 | 0 | 0 | 0 | 0 | [26 empty] | WLDFR | HFTD - Distribution - Tier 2 - 4QU CoRE ¦ 1QU LoRE | Red Flag Warning - Catastrophic Fires | 2049 | 0 | 18552.3348 | 319.4911 | 11216.5626 | 7016.281 | 4838.6098 | 2.1979e-05 | 0 | 0.10635 | 0.10635 | 0 | 9.5964e-07 | 9.5964e-07 | 0 | 9.5964e-07
[35 empty] | 3.15 Proactive Wires Down - REFCL | WLDFR | HFTD - Distribution - Tier 3 - 4QU CoRE ¦ 4QU LoRE | 2026 | 0.71299 | 0.038702 | 1.6298 | 0 | 1.6298 | 1.162 | 0 | 0 | 0 | 0 | 0 | 0 | 0 | 0 | [26 empty] | WLDFR | HFTD - Distribution - Tier 2 - 4QU CoRE ¦ 1QU LoRE | Red Flag Warning - Catastrophic Fires | 2050 | 0 | 18552.3348 | 319.4911 | 11216.5626 | 7016.281 | 4838.6098 | 2.1979e-05 | 0 | 0.10635 | 0.10635 | 0 | 9.5964e-07 | 9.5964e-07 | 0 | 9.5964e-07
[35 empty] | 3.15 Proactive Wires Down - REFCL | WLDFR | HFTD - Distribution - Tier 3 - 4QU CoRE ¦ 4QU LoRE | 2027 | 0.66634 | 0.038702 | 1.6298 | 0 | 1.6298 | 1.086 | 0 | 0 | 0 | 0 | 0 | 0 | 0 | 0 | [26 empty] | WLDFR | HFTD - Distribution - Tier 2 - 4QU CoRE ¦ 1QU LoRE | Red Flag Warning - Catastrophic Fires | 2051 | 0 | 18552.3348 | 319.4911 | 11216.5626 | 7016.281 | 4838.6098 | 2.1979e-05 | 0 | 0.10635 | 0.10635 | 0 | 1.0057e-06 | 1.0057e-06 | 0 | 1.0057e-06
[35 empty] | 3.15 Proactive Wires Down - REFCL | WLDFR | HFTD - Distribution - Tier 3 - 4QU CoRE ¦ 4QU LoRE | 2028 | 0.62275 | 0.038702 | 1.7023 | 0 | 1.7023 | 1.0601 | 0 | 0 | 0 | 0 | 0 | 0 | 0 | 0 | [26 empty] | WLDFR | HFTD - Distribution - Tier 2 - 4QU CoRE ¦ 1QU LoRE | Red Flag Warning - Catastrophic Fires | 2052 | 0 | 18552.3348 | 319.4911 | 11216.5626 | 7016.281 | 4838.6098 | 2.1979e-05 | 0 | 0.10635 | 0.10635 | 0 | 1.0057e-06 | 1.0057e-06 | 0 | 1.0057e-06
[35 empty] | 3.15 Proactive Wires Down - REFCL | WLDFR | HFTD - Distribution - Tier 3 - 4QU CoRE ¦ 4QU LoRE | 2029 | 0.58201 | 0.038702 | 1.7023 | 0 | 1.7023 | 0.99078 | 0 | 0 | 0 | 0 | 0 | 0 | 0 | 0 | [26 empty] | WLDFR | HFTD - Distribution - Tier 2 - 4QU CoRE ¦ 1QU LoRE | Red Flag Warning - Catastrophic Fires | 2053 | 0 | 19462.1283 | 340.5356 | 11757.1413 | 7364.4514 | 5078.7171 | 2.1979e-05 | 0 | 0.11163 | 0.11163 | 0 | 1.0057e-06 | 1.0057e-06 | 0 | 1.0057e-06
[35 empty] | 3.15 Proactive Wires Down - REFCL | WLDFR | HFTD - Distribution - Tier 3 - 4QU CoRE ¦ 4QU LoRE | 2030 | 0.54393 | 0.038702 | 1.7023 | 0 | 1.7023 | 0.92597 | 0 | 0 | 0 | 0 | 0 | 0 | 0 | 0 | [26 empty] | WLDFR | HFTD - Distribution - Tier 2 - 4QU CoRE ¦ 1QU LoRE | Red Flag Warning - Catastrophic Fires | 2054 | 0 | 19462.1283 | 340.5356 | 11757.1413 | 7364.4514 | 5078.7171 | 2.1979e-05 | 0 | 0.11163 | 0.11163 | 0 | 1.0057e-06 | 1.0057e-06 | 0 | 1.0057e-06
[35 empty] | 3.15 Proactive Wires Down - REFCL | WLDFR | HFTD - Distribution - Tier 3 - 4QU CoRE ¦ 4QU LoRE | 2031 | 0.50835 | 0.038702 | 1.7023 | 0 | 1.7023 | 0.86539 | 0 | 0 | 0 | 0 | 0 | 0 | 0 | 0 | [26 empty] | WLDFR | HFTD - Distribution - Tier 2 - 4QU CoRE ¦ 1QU LoRE | Red Flag Warning - Catastrophic Fires | 2055 | 0 | 19462.1283 | 340.5356 | 11757.1413 | 7364.4514 | 5078.7171 | 2.1979e-05 | 0 | 0.11163 | 0.11163 | 0 | 0 | 1.0057e-06 | 0 | 1.0057e-06
[35 empty] | 3.15 Proactive Wires Down - REFCL | WLDFR | HFTD - Distribution - Tier 3 - 4QU CoRE ¦ 4QU LoRE | 2032 | 0.47509 | 0.038702 | 1.7023 | 0 | 1.7023 | 0.80877 | 0 | 0 | 0 | 0 | 0 | 0 | 0 | 0 | [26 empty] | WLDFR | HFTD - Distribution - Tier 2 - 4QU CoRE ¦ 1QU LoRE | Red Flag Warning - Large Fires | 2026 | 0 | 5.475 | 0.71896 | 3.0715 | 1.6846 | 1.1617 | 4.873e-05 | 0 | 5.6611e-05 | 5.6611e-05 | 0 | 0.00030649 | 0 | 0 | 0
[35 empty] | 3.15 Proactive Wires Down - REFCL | WLDFR | HFTD - Distribution - Tier 3 - 4QU CoRE ¦ 4QU LoRE | 2033 | 0.44401 | 0.038702 | 1.783 | 0 | 1.783 | 0.79168 | 0 | 0 | 0 | 0 | 0 | 0 | 0 | 0 | [26 empty] | WLDFR | HFTD - Distribution - Tier 2 - 4QU CoRE ¦ 1QU LoRE | Red Flag Warning - Large Fires | 2027 | 0 | 5.475 | 0.71896 | 3.0715 | 1.6846 | 1.1617 | 4.873e-05 | 0 | 5.6611e-05 | 5.6611e-05 | 0 | 0.00031773 | 0.00031773 | 0 | 0.00031773
[35 empty] | 3.15 Proactive Wires Down - REFCL | WLDFR | HFTD - Distribution - Tier 3 - 4QU CoRE ¦ 4QU LoRE | 2034 | 0.41496 | 0.038702 | 1.783 | 0 | 1.783 | 0.73989 | 0 | 0 | 0 | 0 | 0 | 0 | 0 | 0 | [26 empty] | WLDFR | HFTD - Distribution - Tier 2 - 4QU CoRE ¦ 1QU LoRE | Red Flag Warning - Large Fires | 2028 | 0 | 5.777 | 0.74734 | 3.238 | 1.7917 | 1.2356 | 4.873e-05 | 0 | 6.0212e-05 | 6.0212e-05 | 0 | 0.00031773 | 0.00031773 | 0 | 0.00031773
[35 empty] | 3.15 Proactive Wires Down - REFCL | WLDFR | HFTD - Distribution - Tier 3 - 4QU CoRE ¦ 4QU LoRE | 2035 | 0.38782 | 0.038702 | 1.783 | 0 | 1.783 | 0.69148 | 0 | 0 | 0 | 0 | 0 | 0 | 0 | 0 | [26 empty] | WLDFR | HFTD - Distribution - Tier 2 - 4QU CoRE ¦ 1QU LoRE | Red Flag Warning - Large Fires | 2029 | 0 | 5.777 | 0.74734 | 3.238 | 1.7917 | 1.2356 | 4.873e-05 | 0 | 6.0212e-05 | 6.0212e-05 | 0 | 0.00031773 | 0.00031773 | 0 | 0.00031773
[35 empty] | 3.15 Proactive Wires Down - REFCL | WLDFR | HFTD - Distribution - Tier 3 - 4QU CoRE ¦ 5QU LoRE | 2026 | 0.71299 | 0.018473 | 0.72927 | 0 | 0.72927 | 0.51996 | 0 | 0 | 0 | 0 | 0 | 0 | 0 | 0 | [26 empty] | WLDFR | HFTD - Distribution - Tier 2 - 4QU CoRE ¦ 1QU LoRE | Red Flag Warning - Large Fires | 2030 | 0 | 5.777 | 0.74734 | 3.238 | 1.7917 | 1.2356 | 4.873e-05 | 0 | 6.0212e-05 | 6.0212e-05 | 0 | 0.00031773 | 0.00031773 | 0 | 0.00031773
[35 empty] | 3.15 Proactive Wires Down - REFCL | WLDFR | HFTD - Distribution - Tier 3 - 4QU CoRE ¦ 5QU LoRE | 2027 | 0.66634 | 0.018473 | 0.72927 | 0 | 0.72927 | 0.48594 | 0 | 0 | 0 | 0 | 0 | 0 | 0 | 0 | [26 empty] | WLDFR | HFTD - Distribution - Tier 2 - 4QU CoRE ¦ 1QU LoRE | Red Flag Warning - Large Fires | 2031 | 0 | 5.777 | 0.74734 | 3.238 | 1.7917 | 1.2356 | 4.873e-05 | 0 | 6.0212e-05 | 6.0212e-05 | 0 | 0.00031773 | 0.00031773 | 0 | 0.00031773
[35 empty] | 3.15 Proactive Wires Down - REFCL | WLDFR | HFTD - Distribution - Tier 3 - 4QU CoRE ¦ 5QU LoRE | 2028 | 0.62275 | 0.018473 | 0.76175 | 0 | 0.76175 | 0.47438 | 0 | 0 | 0 | 0 | 0 | 0 | 0 | 0 | [26 empty] | WLDFR | HFTD - Distribution - Tier 2 - 4QU CoRE ¦ 1QU LoRE | Red Flag Warning - Large Fires | 2032 | 0 | 5.777 | 0.74734 | 3.238 | 1.7917 | 1.2356 | 4.873e-05 | 0 | 6.0212e-05 | 6.0212e-05 | 0 | 0.00033188 | 0.00033188 | 0 | 0.00033188
[35 empty] | 3.15 Proactive Wires Down - REFCL | WLDFR | HFTD - Distribution - Tier 3 - 4QU CoRE ¦ 5QU LoRE | 2029 | 0.58201 | 0.018473 | 0.76175 | 0 | 0.76175 | 0.44335 | 0 | 0 | 0 | 0 | 0 | 0 | 0 | 0 | [26 empty] | WLDFR | HFTD - Distribution - Tier 2 - 4QU CoRE ¦ 1QU LoRE | Red Flag Warning - Large Fires | 2033 | 0 | 6.1205 | 0.77885 | 3.4265 | 1.9151 | 1.3207 | 4.873e-05 | 0 | 6.436e-05 | 6.436e-05 | 0 | 0.00033188 | 0.00033188 | 0 | 0.00033188
[35 empty] | 3.15 Proactive Wires Down - REFCL | WLDFR | HFTD - Distribution - Tier 3 - 4QU CoRE ¦ 5QU LoRE | 2030 | 0.54393 | 0.018473 | 0.76175 | 0 | 0.76175 | 0.41434 | 0 | 0 | 0 | 0 | 0 | 0 | 0 | 0 | [26 empty] | WLDFR | HFTD - Distribution - Tier 2 - 4QU CoRE ¦ 1QU LoRE | Red Flag Warning - Large Fires | 2034 | 0 | 6.1205 | 0.77885 | 3.4265 | 1.9151 | 1.3207 | 4.873e-05 | 0 | 6.436e-05 | 6.436e-05 | 0 | 0.00033188 | 0.00033188 | 0 | 0.00033188
[35 empty] | 3.15 Proactive Wires Down - REFCL | WLDFR | HFTD - Distribution - Tier 3 - 4QU CoRE ¦ 5QU LoRE | 2031 | 0.50835 | 0.018473 | 0.76175 | 0 | 0.76175 | 0.38724 | 0 | 0 | 0 | 0 | 0 | 0 | 0 | 0 | [26 empty] | WLDFR | HFTD - Distribution - Tier 2 - 4QU CoRE ¦ 1QU LoRE | Red Flag Warning - Large Fires | 2035 | 0 | 6.1205 | 0.77885 | 3.4265 | 1.9151 | 1.3207 | 4.873e-05 | 0 | 6.436e-05 | 6.436e-05 | 0 | 0.00033188 | 0.00033188 | 0 | 0.00033188
[35 empty] | 3.15 Proactive Wires Down - REFCL | WLDFR | HFTD - Distribution - Tier 3 - 4QU CoRE ¦ 5QU LoRE | 2032 | 0.47509 | 0.018473 | 0.76175 | 0 | 0.76175 | 0.3619 | 0 | 0 | 0 | 0 | 0 | 0 | 0 | 0 | [26 empty] | WLDFR | HFTD - Distribution - Tier 2 - 4QU CoRE ¦ 1QU LoRE | Red Flag Warning - Large Fires | 2036 | 0 | 6.1205 | 0.77885 | 3.4265 | 1.9151 | 1.3207 | 4.873e-05 | 0 | 6.436e-05 | 6.436e-05 | 0 | 0.00033188 | 0.00033188 | 0 | 0.00033188
[35 empty] | 3.15 Proactive Wires Down - REFCL | WLDFR | HFTD - Distribution - Tier 3 - 4QU CoRE ¦ 5QU LoRE | 2033 | 0.44401 | 0.018473 | 0.79785 | 0 | 0.79785 | 0.35425 | 0 | 0 | 0 | 0 | 0 | 0 | 0 | 0 | [26 empty] | WLDFR | HFTD - Distribution - Tier 2 - 4QU CoRE ¦ 1QU LoRE | Red Flag Warning - Large Fires | 2037 | 0 | 6.1205 | 0.77885 | 3.4265 | 1.9151 | 1.3207 | 4.873e-05 | 0 | 6.436e-05 | 6.436e-05 | 0 | 0.00034762 | 0.00034762 | 0 | 0.00034762
[35 empty] | 3.15 Proactive Wires Down - REFCL | WLDFR | HFTD - Distribution - Tier 3 - 4QU CoRE ¦ 5QU LoRE | 2034 | 0.41496 | 0.018473 | 0.79785 | 0 | 0.79785 | 0.33108 | 0 | 0 | 0 | 0 | 0 | 0 | 0 | 0 | [26 empty] | WLDFR | HFTD - Distribution - Tier 2 - 4QU CoRE ¦ 1QU LoRE | Red Flag Warning - Large Fires | 2038 | 0 | 6.5028 | 0.81304 | 3.6355 | 2.0543 | 1.4167 | 4.873e-05 | 0 | 6.9035e-05 | 6.9035e-05 | 0 | 0.00034762 | 0.00034762 | 0 | 0.00034762
[35 empty] | 3.15 Proactive Wires Down - REFCL | WLDFR | HFTD - Distribution - Tier 3 - 4QU CoRE ¦ 5QU LoRE | 2035 | 0.38782 | 0.018473 | 0.79785 | 0 | 0.79785 | 0.30942 | 0 | 0 | 0 | 0 | 0 | 0 | 0 | 0 | [26 empty] | WLDFR | HFTD - Distribution - Tier 2 - 4QU CoRE ¦ 1QU LoRE | Red Flag Warning - Large Fires | 2039 | 0 | 6.5028 | 0.81304 | 3.6355 | 2.0543 | 1.4167 | 4.873e-05 | 0 | 6.9035e-05 | 6.9035e-05 | 0 | 0.00034762 | 0.00034762 | 0 | 0.00034762
[35 empty] | 3.15 Proactive Wires Down - REFCL | WLDFR | HFTD - Distribution - Tier 3 - 5QU CoRE ¦ 1QU LoRE | 2026 | 0.71299 | 0.67817 | 3.4221 | 0 | 3.4221 | 2.4399 | 0 | 0 | 0 | 0 | 0 | 0 | 0 | 0 | [26 empty] | WLDFR | HFTD - Distribution - Tier 2 - 4QU CoRE ¦ 1QU LoRE | Red Flag Warning - Large Fires | 2040 | 0 | 6.5028 | 0.81304 | 3.6355 | 2.0543 | 1.4167 | 4.873e-05 | 0 | 6.9035e-05 | 6.9035e-05 | 0 | 0.00034762 | 0.00034762 | 0 | 0.00034762
[35 empty] | 3.15 Proactive Wires Down - REFCL | WLDFR | HFTD - Distribution - Tier 3 - 5QU CoRE ¦ 1QU LoRE | 2027 | 0.66634 | 0.67817 | 3.4221 | 0 | 3.4221 | 2.2803 | 0 | 0 | 0 | 0 | 0 | 0 | 0 | 0 | [26 empty] | WLDFR | HFTD - Distribution - Tier 2 - 4QU CoRE ¦ 1QU LoRE | Red Flag Warning - Large Fires | 2041 | 0 | 6.5028 | 0.81304 | 3.6355 | 2.0543 | 1.4167 | 4.873e-05 | 0 | 6.9035e-05 | 6.9035e-05 | 0 | 0.00034762 | 0.00034762 | 0 | 0.00034762
[35 empty] | 3.15 Proactive Wires Down - REFCL | WLDFR | HFTD - Distribution - Tier 3 - 5QU CoRE ¦ 1QU LoRE | 2028 | 0.62275 | 0.67817 | 3.5745 | 0 | 3.5745 | 2.226 | 0 | 0 | 0 | 0 | 0 | 0 | 0 | 0 | [26 empty] | WLDFR | HFTD - Distribution - Tier 2 - 4QU CoRE ¦ 1QU LoRE | Red Flag Warning - Large Fires | 2042 | 0 | 6.5028 | 0.81304 | 3.6355 | 2.0543 | 1.4167 | 4.873e-05 | 0 | 6.9035e-05 | 6.9035e-05 | 0 | 0.00036469 | 0.00036469 | 0 | 0.00036469
[35 empty] | 3.15 Proactive Wires Down - REFCL | WLDFR | HFTD - Distribution - Tier 3 - 5QU CoRE ¦ 1QU LoRE | 2029 | 0.58201 | 0.67817 | 3.5745 | 0 | 3.5745 | 2.0804 | 0 | 0 | 0 | 0 | 0 | 0 | 0 | 0 | [26 empty] | WLDFR | HFTD - Distribution - Tier 2 - 4QU CoRE ¦ 1QU LoRE | Red Flag Warning - Large Fires | 2043 | 0 | 6.9209 | 0.84944 | 3.8632 | 2.2083 | 1.5229 | 4.873e-05 | 0 | 7.4212e-05 | 7.4212e-05 | 0 | 0.00036469 | 0.00036469 | 0 | 0.00036469
[35 empty] | 3.15 Proactive Wires Down - REFCL | WLDFR | HFTD - Distribution - Tier 3 - 5QU CoRE ¦ 1QU LoRE | 2030 | 0.54393 | 0.67817 | 3.5745 | 0 | 3.5745 | 1.9443 | 0 | 0 | 0 | 0 | 0 | 0 | 0 | 0 | [26 empty] | WLDFR | HFTD - Distribution - Tier 2 - 4QU CoRE ¦ 1QU LoRE | Red Flag Warning - Large Fires | 2044 | 0 | 6.9209 | 0.84944 | 3.8632 | 2.2083 | 1.5229 | 4.873e-05 | 0 | 7.4212e-05 | 7.4212e-05 | 0 | 0.00036469 | 0.00036469 | 0 | 0.00036469
[35 empty] | 3.15 Proactive Wires Down - REFCL | WLDFR | HFTD - Distribution - Tier 3 - 5QU CoRE ¦ 1QU LoRE | 2031 | 0.50835 | 0.67817 | 3.5745 | 0 | 3.5745 | 1.8171 | 0 | 0 | 0 | 0 | 0 | 0 | 0 | 0 | [26 empty] | WLDFR | HFTD - Distribution - Tier 2 - 4QU CoRE ¦ 1QU LoRE | Red Flag Warning - Large Fires | 2045 | 0 | 6.9209 | 0.84944 | 3.8632 | 2.2083 | 1.5229 | 4.873e-05 | 0 | 7.4212e-05 | 7.4212e-05 | 0 | 0.00036469 | 0.00036469 | 0 | 0.00036469
[35 empty] | 3.15 Proactive Wires Down - REFCL | WLDFR | HFTD - Distribution - Tier 3 - 5QU CoRE ¦ 1QU LoRE | 2032 | 0.47509 | 0.67817 | 3.5745 | 0 | 3.5745 | 1.6982 | 0 | 0 | 0 | 0 | 0 | 0 | 0 | 0 | [26 empty] | WLDFR | HFTD - Distribution - Tier 2 - 4QU CoRE ¦ 1QU LoRE | Red Flag Warning - Large Fires | 2046 | 0 | 6.9209 | 0.84944 | 3.8632 | 2.2083 | 1.5229 | 4.873e-05 | 0 | 7.4212e-05 | 7.4212e-05 | 0 | 0.00036469 | 0.00036469 | 0 | 0.00036469
[35 empty] | 3.15 Proactive Wires Down - REFCL | WLDFR | HFTD - Distribution - Tier 3 - 5QU CoRE ¦ 1QU LoRE | 2033 | 0.44401 | 0.67817 | 3.7439 | 0 | 3.7439 | 1.6623 | 0 | 0 | 0 | 0 | 0 | 0 | 0 | 0 | [26 empty] | WLDFR | HFTD - Distribution - Tier 2 - 4QU CoRE ¦ 1QU LoRE | Red Flag Warning - Large Fires | 2047 | 0 | 6.9209 | 0.84944 | 3.8632 | 2.2083 | 1.5229 | 4.873e-05 | 0 | 7.4212e-05 | 7.4212e-05 | 0 | 0.00038289 | 0.00038289 | 0 | 0.00038289
[35 empty] | 3.15 Proactive Wires Down - REFCL | WLDFR | HFTD - Distribution - Tier 3 - 5QU CoRE ¦ 1QU LoRE | 2034 | 0.41496 | 0.67817 | 3.7439 | 0 | 3.7439 | 1.5536 | 0 | 0 | 0 | 0 | 0 | 0 | 0 | 0 | [26 empty] | WLDFR | HFTD - Distribution - Tier 2 - 4QU CoRE ¦ 1QU LoRE | Red Flag Warning - Large Fires | 2048 | 0 | 7.3713 | 0.88759 | 4.1075 | 2.3763 | 1.6388 | 4.873e-05 | 0 | 7.9857e-05 | 7.9857e-05 | 0 | 0.00038289 | 0.00038289 | 0 | 0.00038289
[35 empty] | 3.15 Proactive Wires Down - REFCL | WLDFR | HFTD - Distribution - Tier 3 - 5QU CoRE ¦ 1QU LoRE | 2035 | 0.38782 | 0.67817 | 3.7439 | 0 | 3.7439 | 1.4519 | 0 | 0 | 0 | 0 | 0 | 0 | 0 | 0 | [26 empty] | WLDFR | HFTD - Distribution - Tier 2 - 4QU CoRE ¦ 1QU LoRE | Red Flag Warning - Large Fires | 2049 | 0 | 7.3713 | 0.88759 | 4.1075 | 2.3763 | 1.6388 | 4.873e-05 | 0 | 7.9857e-05 | 7.9857e-05 | 0 | 0.00038289 | 0.00038289 | 0 | 0.00038289
[35 empty] | 3.15 Proactive Wires Down - REFCL | WLDFR | HFTD - Distribution - Tier 3 - 5QU CoRE ¦ 2QU LoRE | 2026 | 0.71299 | 0.1687 | 1.0137 | 0 | 1.0137 | 0.72272 | 0 | 0 | 0 | 0 | 0 | 0 | 0 | 0 | [26 empty] | WLDFR | HFTD - Distribution - Tier 2 - 4QU CoRE ¦ 1QU LoRE | Red Flag Warning - Large Fires | 2050 | 0 | 7.3713 | 0.88759 | 4.1075 | 2.3763 | 1.6388 | 4.873e-05 | 0 | 7.9857e-05 | 7.9857e-05 | 0 | 0.00038289 | 0.00038289 | 0 | 0.00038289
[35 empty] | 3.15 Proactive Wires Down - REFCL | WLDFR | HFTD - Distribution - Tier 3 - 5QU CoRE ¦ 2QU LoRE | 2027 | 0.66634 | 0.1687 | 1.0137 | 0 | 1.0137 | 0.67544 | 0 | 0 | 0 | 0 | 0 | 0 | 0 | 0 | [26 empty] | WLDFR | HFTD - Distribution - Tier 2 - 4QU CoRE ¦ 1QU LoRE | Red Flag Warning - Large Fires | 2051 | 0 | 7.3713 | 0.88759 | 4.1075 | 2.3763 | 1.6388 | 4.873e-05 | 0 | 7.9857e-05 | 7.9857e-05 | 0 | 0.00038289 | 0.00038289 | 0 | 0.00038289
[35 empty] | 3.15 Proactive Wires Down - REFCL | WLDFR | HFTD - Distribution - Tier 3 - 5QU CoRE ¦ 2QU LoRE | 2028 | 0.62275 | 0.1687 | 1.0588 | 0 | 1.0588 | 0.65937 | 0 | 0 | 0 | 0 | 0 | 0 | 0 | 0 | [26 empty] | WLDFR | HFTD - Distribution - Tier 2 - 4QU CoRE ¦ 1QU LoRE | Red Flag Warning - Large Fires | 2052 | 0 | 7.3713 | 0.88759 | 4.1075 | 2.3763 | 1.6388 | 4.873e-05 | 0 | 7.9857e-05 | 7.9857e-05 | 0 | 0.00040196 | 0.00040196 | 0 | 0.00040196
[35 empty] | 3.15 Proactive Wires Down - REFCL | WLDFR | HFTD - Distribution - Tier 3 - 5QU CoRE ¦ 2QU LoRE | 2029 | 0.58201 | 0.1687 | 1.0588 | 0 | 1.0588 | 0.61623 | 0 | 0 | 0 | 0 | 0 | 0 | 0 | 0 | [26 empty] | WLDFR | HFTD - Distribution - Tier 2 - 4QU CoRE ¦ 1QU LoRE | Red Flag Warning - Large Fires | 2053 | 0 | 7.8503 | 0.92702 | 4.3664 | 2.5569 | 1.7633 | 4.873e-05 | 0 | 8.5925e-05 | 8.5925e-05 | 0 | 0.00040196 | 0.00040196 | 0 | 0.00040196
[35 empty] | 3.15 Proactive Wires Down - REFCL | WLDFR | HFTD - Distribution - Tier 3 - 5QU CoRE ¦ 2QU LoRE | 2030 | 0.54393 | 0.1687 | 1.0588 | 0 | 1.0588 | 0.57592 | 0 | 0 | 0 | 0 | 0 | 0 | 0 | 0 | [26 empty] | WLDFR | HFTD - Distribution - Tier 2 - 4QU CoRE ¦ 1QU LoRE | Red Flag Warning - Large Fires | 2054 | 0 | 7.8503 | 0.92702 | 4.3664 | 2.5569 | 1.7633 | 4.873e-05 | 0 | 8.5925e-05 | 8.5925e-05 | 0 | 0.00040196 | 0.00040196 | 0 | 0.00040196
[35 empty] | 3.15 Proactive Wires Down - REFCL | WLDFR | HFTD - Distribution - Tier 3 - 5QU CoRE ¦ 2QU LoRE | 2031 | 0.50835 | 0.1687 | 1.0588 | 0 | 1.0588 | 0.53824 | 0 | 0 | 0 | 0 | 0 | 0 | 0 | 0 | [26 empty] | WLDFR | HFTD - Distribution - Tier 2 - 4QU CoRE ¦ 1QU LoRE | Red Flag Warning - Large Fires | 2055 | 0 | 7.8503 | 0.92702 | 4.3664 | 2.5569 | 1.7633 | 4.873e-05 | 0 | 8.5925e-05 | 8.5925e-05 | 0 | 0.00040196 | 0.00040196 | 0 | 0.00040196
[35 empty] | 3.15 Proactive Wires Down - REFCL | WLDFR | HFTD - Distribution - Tier 3 - 5QU CoRE ¦ 2QU LoRE | 2032 | 0.47509 | 0.1687 | 1.0588 | 0 | 1.0588 | 0.50303 | 0 | 0 | 0 | 0 | 0 | 0 | 0 | 0 | [26 empty] | WLDFR | HFTD - Distribution - Tier 2 - 4QU CoRE ¦ 1QU LoRE | Red Flag Warning - Small Fires | 2026 | 0 | 0.080408 | 0.03759 | 0.0016314 | 0.041187 | 0.028403 | 0.001415 | 0 | 4.019e-05 | 4.019e-05 | 0 | 0 | 0.00040196 | 0 | 0.00040196
[35 empty] | 3.15 Proactive Wires Down - REFCL | WLDFR | HFTD - Distribution - Tier 3 - 5QU CoRE ¦ 2QU LoRE | 2033 | 0.44401 | 0.1687 | 1.109 | 0 | 1.109 | 0.4924 | 0 | 0 | 0 | 0 | 0 | 0 | 0 | 0 | [26 empty] | WLDFR | HFTD - Distribution - Tier 2 - 4QU CoRE ¦ 1QU LoRE | Red Flag Warning - Small Fires | 2027 | 0 | 0.080408 | 0.03759 | 0.0016314 | 0.041187 | 0.028403 | 0.001415 | 0 | 4.019e-05 | 4.019e-05 | 0 | 0.00033499 | 0 | 0 | 0
[35 empty] | 3.15 Proactive Wires Down - REFCL | WLDFR | HFTD - Distribution - Tier 3 - 5QU CoRE ¦ 2QU LoRE | 2034 | 0.41496 | 0.1687 | 1.109 | 0 | 1.109 | 0.46019 | 0 | 0 | 0 | 0 | 0 | 0 | 0 | 0 | [26 empty] | WLDFR | HFTD - Distribution - Tier 2 - 4QU CoRE ¦ 1QU LoRE | Red Flag Warning - Small Fires | 2028 | 0 | 0.083606 | 0.039055 | 0.001695 | 0.042856 | 0.029555 | 0.001415 | 0 | 4.182e-05 | 4.182e-05 | 0 | 0.00034723 | 0.00034723 | 0 | 0.00034723
[35 empty] | 3.15 Proactive Wires Down - REFCL | WLDFR | HFTD - Distribution - Tier 3 - 5QU CoRE ¦ 2QU LoRE | 2035 | 0.38782 | 0.1687 | 1.109 | 0 | 1.109 | 0.43008 | 0 | 0 | 0 | 0 | 0 | 0 | 0 | 0 | [26 empty] | WLDFR | HFTD - Distribution - Tier 2 - 4QU CoRE ¦ 1QU LoRE | Red Flag Warning - Small Fires | 2029 | 0 | 0.083606 | 0.039055 | 0.001695 | 0.042856 | 0.029555 | 0.001415 | 0 | 4.182e-05 | 4.182e-05 | 0 | 0.00034723 | 0.00034723 | 0 | 0.00034723
[35 empty] | 3.15 Proactive Wires Down - REFCL | WLDFR | HFTD - Distribution - Tier 3 - 5QU CoRE ¦ 3QU LoRE | 2026 | 0.71299 | 0.043546 | 0.34228 | 0 | 0.34228 | 0.24404 | 0 | 0 | 0 | 0 | 0 | 0 | 0 | 0 | [26 empty] | WLDFR | HFTD - Distribution - Tier 2 - 4QU CoRE ¦ 1QU LoRE | Red Flag Warning - Small Fires | 2030 | 0 | 0.083606 | 0.039055 | 0.001695 | 0.042856 | 0.029555 | 0.001415 | 0 | 4.182e-05 | 4.182e-05 | 0 | 0.00034723 | 0.00034723 | 0 | 0.00034723
[35 empty] | 3.15 Proactive Wires Down - REFCL | WLDFR | HFTD - Distribution - Tier 3 - 5QU CoRE ¦ 3QU LoRE | 2027 | 0.66634 | 0.043546 | 0.34228 | 0 | 0.34228 | 0.22808 | 0 | 0 | 0 | 0 | 0 | 0 | 0 | 0 | [26 empty] | WLDFR | HFTD - Distribution - Tier 2 - 4QU CoRE ¦ 1QU LoRE | Red Flag Warning - Small Fires | 2031 | 0 | 0.083606 | 0.039055 | 0.001695 | 0.042856 | 0.029555 | 0.001415 | 0 | 4.182e-05 | 4.182e-05 | 0 | 0.00034723 | 0.00034723 | 0 | 0.00034723
[35 empty] | 3.15 Proactive Wires Down - REFCL | WLDFR | HFTD - Distribution - Tier 3 - 5QU CoRE ¦ 3QU LoRE | 2028 | 0.62275 | 0.043546 | 0.35753 | 0 | 0.35753 | 0.22265 | 0 | 0 | 0 | 0 | 0 | 0 | 0 | 0 | [26 empty] | WLDFR | HFTD - Distribution - Tier 2 - 4QU CoRE ¦ 1QU LoRE | Red Flag Warning - Small Fires | 2032 | 0 | 0.083606 | 0.039055 | 0.001695 | 0.042856 | 0.029555 | 0.001415 | 0 | 4.182e-05 | 4.182e-05 | 0 | 0.00034723 | 0.00034723 | 0 | 0.00034723
[35 empty] | 3.15 Proactive Wires Down - REFCL | WLDFR | HFTD - Distribution - Tier 3 - 5QU CoRE ¦ 3QU LoRE | 2029 | 0.58201 | 0.043546 | 0.35753 | 0 | 0.35753 | 0.20808 | 0 | 0 | 0 | 0 | 0 | 0 | 0 | 0 | [26 empty] | WLDFR | HFTD - Distribution - Tier 2 - 4QU CoRE ¦ 1QU LoRE | Red Flag Warning - Small Fires | 2033 | 0 | 0.087211 | 0.040679 | 0.0017655 | 0.044766 | 0.030872 | 0.001415 | 0 | 4.3684e-05 | 4.3684e-05 | 0 | 0.00036264 | 0.00036264 | 0 | 0.00036264
[35 empty] | 3.15 Proactive Wires Down - REFCL | WLDFR | HFTD - Distribution - Tier 3 - 5QU CoRE ¦ 3QU LoRE | 2030 | 0.54393 | 0.043546 | 0.35753 | 0 | 0.35753 | 0.19447 | 0 | 0 | 0 | 0 | 0 | 0 | 0 | 0 | [26 empty] | WLDFR | HFTD - Distribution - Tier 2 - 4QU CoRE ¦ 1QU LoRE | Red Flag Warning - Small Fires | 2034 | 0 | 0.087211 | 0.040679 | 0.0017655 | 0.044766 | 0.030872 | 0.001415 | 0 | 4.3684e-05 | 4.3684e-05 | 0 | 0.00036264 | 0.00036264 | 0 | 0.00036264
[35 empty] | 3.15 Proactive Wires Down - REFCL | WLDFR | HFTD - Distribution - Tier 3 - 5QU CoRE ¦ 3QU LoRE | 2031 | 0.50835 | 0.043546 | 0.35753 | 0 | 0.35753 | 0.18175 | 0 | 0 | 0 | 0 | 0 | 0 | 0 | 0 | [26 empty] | WLDFR | HFTD - Distribution - Tier 2 - 4QU CoRE ¦ 1QU LoRE | Red Flag Warning - Small Fires | 2035 | 0 | 0.087211 | 0.040679 | 0.0017655 | 0.044766 | 0.030872 | 0.001415 | 0 | 4.3684e-05 | 4.3684e-05 | 0 | 0.00036264 | 0.00036264 | 0 | 0.00036264
[35 empty] | 3.15 Proactive Wires Down - REFCL | WLDFR | HFTD - Distribution - Tier 3 - 5QU CoRE ¦ 3QU LoRE | 2032 | 0.47509 | 0.043546 | 0.35753 | 0 | 0.35753 | 0.16986 | 0 | 0 | 0 | 0 | 0 | 0 | 0 | 0 | [26 empty] | WLDFR | HFTD - Distribution - Tier 2 - 4QU CoRE ¦ 1QU LoRE | Red Flag Warning - Small Fires | 2036 | 0 | 0.087211 | 0.040679 | 0.0017655 | 0.044766 | 0.030872 | 0.001415 | 0 | 4.3684e-05 | 4.3684e-05 | 0 | 0.00036264 | 0.00036264 | 0 | 0.00036264
[35 empty] | 3.15 Proactive Wires Down - REFCL | WLDFR | HFTD - Distribution - Tier 3 - 5QU CoRE ¦ 3QU LoRE | 2033 | 0.44401 | 0.043546 | 0.37447 | 0 | 0.37447 | 0.16627 | 0 | 0 | 0 | 0 | 0 | 0 | 0 | 0 | [26 empty] | WLDFR | HFTD - Distribution - Tier 2 - 4QU CoRE ¦ 1QU LoRE | Red Flag Warning - Small Fires | 2037 | 0 | 0.087211 | 0.040679 | 0.0017655 | 0.044766 | 0.030872 | 0.001415 | 0 | 4.3684e-05 | 4.3684e-05 | 0 | 0.00036264 | 0.00036264 | 0 | 0.00036264
[35 empty] | 3.15 Proactive Wires Down - REFCL | WLDFR | HFTD - Distribution - Tier 3 - 5QU CoRE ¦ 3QU LoRE | 2034 | 0.41496 | 0.043546 | 0.37447 | 0 | 0.37447 | 0.15539 | 0 | 0 | 0 | 0 | 0 | 0 | 0 | 0 | [26 empty] | WLDFR | HFTD - Distribution - Tier 2 - 4QU CoRE ¦ 1QU LoRE | Red Flag Warning - Small Fires | 2038 | 0 | 0.091184 | 0.042438 | 0.0018418 | 0.046905 | 0.032347 | 0.001415 | 0 | 4.577e-05 | 4.577e-05 | 0 | 0.00037976 | 0.00037976 | 0 | 0.00037976
[35 empty] | 3.15 Proactive Wires Down - REFCL | WLDFR | HFTD - Distribution - Tier 3 - 5QU CoRE ¦ 3QU LoRE | 2035 | 0.38782 | 0.043546 | 0.37447 | 0 | 0.37447 | 0.14523 | 0 | 0 | 0 | 0 | 0 | 0 | 0 | 0 | [26 empty] | WLDFR | HFTD - Distribution - Tier 2 - 4QU CoRE ¦ 1QU LoRE | Red Flag Warning - Small Fires | 2039 | 0 | 0.091184 | 0.042438 | 0.0018418 | 0.046905 | 0.032347 | 0.001415 | 0 | 4.577e-05 | 4.577e-05 | 0 | 0.00037976 | 0.00037976 | 0 | 0.00037976
[35 empty] | 3.15 Proactive Wires Down - REFCL | WLDFR | HFTD - Distribution - Tier 3 - 5QU CoRE ¦ 4QU LoRE | 2026 | 0.71299 | 0.018265 | 0.14495 | 0 | 0.14495 | 0.10335 | 0 | 0 | 0 | 0 | 0 | 0 | 0 | 0 | [26 empty] | WLDFR | HFTD - Distribution - Tier 2 - 4QU CoRE ¦ 1QU LoRE | Red Flag Warning - Small Fires | 2040 | 0 | 0.091184 | 0.042438 | 0.0018418 | 0.046905 | 0.032347 | 0.001415 | 0 | 4.577e-05 | 4.577e-05 | 0 | 0.00037976 | 0.00037976 | 0 | 0.00037976
[35 empty] | 3.15 Proactive Wires Down - REFCL | WLDFR | HFTD - Distribution - Tier 3 - 5QU CoRE ¦ 4QU LoRE | 2027 | 0.66634 | 0.018265 | 0.14495 | 0 | 0.14495 | 0.096588 | 0 | 0 | 0 | 0 | 0 | 0 | 0 | 0 | [26 empty] | WLDFR | HFTD - Distribution - Tier 2 - 4QU CoRE ¦ 1QU LoRE | Red Flag Warning - Small Fires | 2041 | 0 | 0.091184 | 0.042438 | 0.0018418 | 0.046905 | 0.032347 | 0.001415 | 0 | 4.577e-05 | 4.577e-05 | 0 | 0.00037976 | 0.00037976 | 0 | 0.00037976
[35 empty] | 3.15 Proactive Wires Down - REFCL | WLDFR | HFTD - Distribution - Tier 3 - 5QU CoRE ¦ 4QU LoRE | 2028 | 0.62275 | 0.018265 | 0.15141 | 0 | 0.15141 | 0.094289 | 0 | 0 | 0 | 0 | 0 | 0 | 0 | 0 | [26 empty] | WLDFR | HFTD - Distribution - Tier 2 - 4QU CoRE ¦ 1QU LoRE | Red Flag Warning - Small Fires | 2042 | 0 | 0.091184 | 0.042438 | 0.0018418 | 0.046905 | 0.032347 | 0.001415 | 0 | 4.577e-05 | 4.577e-05 | 0 | 0.00037976 | 0.00037976 | 0 | 0.00037976
[35 empty] | 3.15 Proactive Wires Down - REFCL | WLDFR | HFTD - Distribution - Tier 3 - 5QU CoRE ¦ 4QU LoRE | 2029 | 0.58201 | 0.018265 | 0.15141 | 0 | 0.15141 | 0.088121 | 0 | 0 | 0 | 0 | 0 | 0 | 0 | 0 | [26 empty] | WLDFR | HFTD - Distribution - Tier 2 - 4QU CoRE ¦ 1QU LoRE | Red Flag Warning - Small Fires | 2043 | 0 | 0.095486 | 0.044306 | 0.0019228 | 0.049257 | 0.033969 | 0.001415 | 0 | 4.8065e-05 | 4.8065e-05 | 0 | 0.00039831 | 0.00039831 | 0 | 0.00039831
[35 empty] | 3.15 Proactive Wires Down - REFCL | WLDFR | HFTD - Distribution - Tier 3 - 5QU CoRE ¦ 4QU LoRE | 2030 | 0.54393 | 0.018265 | 0.15141 | 0 | 0.15141 | 0.082356 | 0 | 0 | 0 | 0 | 0 | 0 | 0 | 0 | [26 empty] | WLDFR | HFTD - Distribution - Tier 2 - 4QU CoRE ¦ 1QU LoRE | Red Flag Warning - Small Fires | 2044 | 0 | 0.095486 | 0.044306 | 0.0019228 | 0.049257 | 0.033969 | 0.001415 | 0 | 4.8065e-05 | 4.8065e-05 | 0 | 0.00039831 | 0.00039831 | 0 | 0.00039831
[35 empty] | 3.15 Proactive Wires Down - REFCL | WLDFR | HFTD - Distribution - Tier 3 - 5QU CoRE ¦ 4QU LoRE | 2031 | 0.50835 | 0.018265 | 0.15141 | 0 | 0.15141 | 0.076968 | 0 | 0 | 0 | 0 | 0 | 0 | 0 | 0 | [26 empty] | WLDFR | HFTD - Distribution - Tier 2 - 4QU CoRE ¦ 1QU LoRE | Red Flag Warning - Small Fires | 2045 | 0 | 0.095486 | 0.044306 | 0.0019228 | 0.049257 | 0.033969 | 0.001415 | 0 | 4.8065e-05 | 4.8065e-05 | 0 | 0.00039831 | 0.00039831 | 0 | 0.00039831
[35 empty] | 3.15 Proactive Wires Down - REFCL | WLDFR | HFTD - Distribution - Tier 3 - 5QU CoRE ¦ 4QU LoRE | 2032 | 0.47509 | 0.018265 | 0.15141 | 0 | 0.15141 | 0.071933 | 0 | 0 | 0 | 0 | 0 | 0 | 0 | 0 | [26 empty] | WLDFR | HFTD - Distribution - Tier 2 - 4QU CoRE ¦ 1QU LoRE | Red Flag Warning - Small Fires | 2046 | 0 | 0.095486 | 0.044306 | 0.0019228 | 0.049257 | 0.033969 | 0.001415 | 0 | 4.8065e-05 | 4.8065e-05 | 0 | 0.00039831 | 0.00039831 | 0 | 0.00039831
[35 empty] | 3.15 Proactive Wires Down - REFCL | WLDFR | HFTD - Distribution - Tier 3 - 5QU CoRE ¦ 4QU LoRE | 2033 | 0.44401 | 0.018265 | 0.15858 | 0 | 0.15858 | 0.070413 | 0 | 0 | 0 | 0 | 0 | 0 | 0 | 0 | [26 empty] | WLDFR | HFTD - Distribution - Tier 2 - 4QU CoRE ¦ 1QU LoRE | Red Flag Warning - Small Fires | 2047 | 0 | 0.095486 | 0.044306 | 0.0019228 | 0.049257 | 0.033969 | 0.001415 | 0 | 4.8065e-05 | 4.8065e-05 | 0 | 0.00039831 | 0.00039831 | 0 | 0.00039831
[35 empty] | 3.15 Proactive Wires Down - REFCL | WLDFR | HFTD - Distribution - Tier 3 - 5QU CoRE ¦ 4QU LoRE | 2034 | 0.41496 | 0.018265 | 0.15858 | 0 | 0.15858 | 0.065806 | 0 | 0 | 0 | 0 | 0 | 0 | 0 | 0 | [26 empty] | WLDFR | HFTD - Distribution - Tier 2 - 4QU CoRE ¦ 1QU LoRE | Red Flag Warning - Small Fires | 2048 | 0 | 0.10007 | 0.04626 | 0.0020076 | 0.051804 | 0.035726 | 0.001415 | 0 | 5.0551e-05 | 5.0551e-05 | 0 | 0.00041807 | 0.00041807 | 0 | 0.00041807
[35 empty] | 3.15 Proactive Wires Down - REFCL | WLDFR | HFTD - Distribution - Tier 3 - 5QU CoRE ¦ 4QU LoRE | 2035 | 0.38782 | 0.018265 | 0.15858 | 0 | 0.15858 | 0.061501 | 0 | 0 | 0 | 0 | 0 | 0 | 0 | 0 | [26 empty] | WLDFR | HFTD - Distribution - Tier 2 - 4QU CoRE ¦ 1QU LoRE | Red Flag Warning - Small Fires | 2049 | 0 | 0.10007 | 0.04626 | 0.0020076 | 0.051804 | 0.035726 | 0.001415 | 0 | 5.0551e-05 | 5.0551e-05 | 0 | 0.00041807 | 0.00041807 | 0 | 0.00041807
[35 empty] | 3.15 Proactive Wires Down - REFCL | WLDFR | HFTD - Distribution - Tier 3 - 5QU CoRE ¦ 5QU LoRE | 2026 | 0.71299 | 0.011811 | 0.079062 | 0 | 0.079062 | 0.05637 | 0 | 0 | 0 | 0 | 0 | 0 | 0 | 0 | [26 empty] | WLDFR | HFTD - Distribution - Tier 2 - 4QU CoRE ¦ 1QU LoRE | Red Flag Warning - Small Fires | 2050 | 0 | 0.10007 | 0.04626 | 0.0020076 | 0.051804 | 0.035726 | 0.001415 | 0 | 5.0551e-05 | 5.0551e-05 | 0 | 0.00041807 | 0.00041807 | 0 | 0.00041807
[35 empty] | 3.15 Proactive Wires Down - REFCL | WLDFR | HFTD - Distribution - Tier 3 - 5QU CoRE ¦ 5QU LoRE | 2027 | 0.66634 | 0.011811 | 0.079062 | 0 | 0.079062 | 0.052682 | 0 | 0 | 0 | 0 | 0 | 0 | 0 | 0 | [26 empty] | WLDFR | HFTD - Distribution - Tier 2 - 4QU CoRE ¦ 1QU LoRE | Red Flag Warning - Small Fires | 2051 | 0 | 0.10007 | 0.04626 | 0.0020076 | 0.051804 | 0.035726 | 0.001415 | 0 | 5.0551e-05 | 5.0551e-05 | 0 | 0.00041807 | 0.00041807 | 0 | 0.00041807
[35 empty] | 3.15 Proactive Wires Down - REFCL | WLDFR | HFTD - Distribution - Tier 3 - 5QU CoRE ¦ 5QU LoRE | 2028 | 0.62275 | 0.011811 | 0.082583 | 0 | 0.082583 | 0.051429 | 0 | 0 | 0 | 0 | 0 | 0 | 0 | 0 | [26 empty] | WLDFR | HFTD - Distribution - Tier 2 - 4QU CoRE ¦ 1QU LoRE | Red Flag Warning - Small Fires | 2052 | 0 | 0.10007 | 0.04626 | 0.0020076 | 0.051804 | 0.035726 | 0.001415 | 0 | 5.0551e-05 | 5.0551e-05 | 0 | 0.00041807 | 0.00041807 | 0 | 0.00041807
[35 empty] | 3.15 Proactive Wires Down - REFCL | WLDFR | HFTD - Distribution - Tier 3 - 5QU CoRE ¦ 5QU LoRE | 2029 | 0.58201 | 0.011811 | 0.082583 | 0 | 0.082583 | 0.048064 | 0 | 0 | 0 | 0 | 0 | 0 | 0 | 0 | [26 empty] | WLDFR | HFTD - Distribution - Tier 2 - 4QU CoRE ¦ 1QU LoRE | Red Flag Warning - Small Fires | 2053 | 0 | 0.10489 | 0.048274 | 0.002095 | 0.054525 | 0.037602 | 0.001415 | 0 | 5.3206e-05 | 5.3206e-05 | 0 | 0.00043875 | 0.00043875 | 0 | 0.00043875
[35 empty] | 3.15 Proactive Wires Down - REFCL | WLDFR | HFTD - Distribution - Tier 3 - 5QU CoRE ¦ 5QU LoRE | 2030 | 0.54393 | 0.011811 | 0.082583 | 0 | 0.082583 | 0.04492 | 0 | 0 | 0 | 0 | 0 | 0 | 0 | 0 | [26 empty] | WLDFR | HFTD - Distribution - Tier 2 - 4QU CoRE ¦ 1QU LoRE | Red Flag Warning - Small Fires | 2054 | 0 | 0.10489 | 0.048274 | 0.002095 | 0.054525 | 0.037602 | 0.001415 | 0 | 5.3206e-05 | 5.3206e-05 | 0 | 0.00043875 | 0.00043875 | 0 | 0.00043875
[35 empty] | 3.15 Proactive Wires Down - REFCL | WLDFR | HFTD - Distribution - Tier 3 - 5QU CoRE ¦ 5QU LoRE | 2031 | 0.50835 | 0.011811 | 0.082583 | 0 | 0.082583 | 0.041981 | 0 | 0 | 0 | 0 | 0 | 0 | 0 | 0 | [26 empty] | WLDFR | HFTD - Distribution - Tier 2 - 4QU CoRE ¦ 1QU LoRE | Red Flag Warning - Small Fires | 2055 | 0 | 0.10489 | 0.048274 | 0.002095 | 0.054525 | 0.037602 | 0.001415 | 0 | 5.3206e-05 | 5.3206e-05 | 0 | 0.00043875 | 0.00043875 | 0 | 0.00043875
[35 empty] | 3.15 Proactive Wires Down - REFCL | WLDFR | HFTD - Distribution - Tier 3 - 5QU CoRE ¦ 5QU LoRE | 2032 | 0.47509 | 0.011811 | 0.082583 | 0 | 0.082583 | 0.039235 | 0 | 0 | 0 | 0 | 0 | 0 | 0 | 0 | [26 empty] | WLDFR | HFTD - Distribution - Tier 2 - 4QU CoRE ¦ 1QU LoRE | Seismic - Non-Red Flag Warning - Catastrophic Fires | 2026 | 0 | 21835.9781 | 428.6023 | 13939.561 | 7467.8148 | 5149.9993 | 6.249e-10 | 0 | 3.2182e-06 | 3.2182e-06 | 0 | 0.00043875 | 0.00043875 | 0 | 0.00043875
[35 empty] | 3.15 Proactive Wires Down - REFCL | WLDFR | HFTD - Distribution - Tier 3 - 5QU CoRE ¦ 5QU LoRE | 2033 | 0.44401 | 0.011811 | 0.086498 | 0 | 0.086498 | 0.038406 | 0 | 0 | 0 | 0 | 0 | 0 | 0 | 0 | [26 empty] | WLDFR | HFTD - Distribution - Tier 2 - 4QU CoRE ¦ 1QU LoRE | Seismic - Non-Red Flag Warning - Catastrophic Fires | 2027 | 0 | 21835.9781 | 428.6023 | 13939.561 | 7467.8148 | 5149.9993 | 6.249e-10 | 0 | 3.2182e-06 | 3.2182e-06 | 0 | 0 | 0.00043875 | 0 | 0.00043875
[35 empty] | 3.15 Proactive Wires Down - REFCL | WLDFR | HFTD - Distribution - Tier 3 - 5QU CoRE ¦ 5QU LoRE | 2034 | 0.41496 | 0.011811 | 0.086498 | 0 | 0.086498 | 0.035893 | 0 | 0 | 0 | 0 | 0 | 0 | 0 | 0 | [26 empty] | WLDFR | HFTD - Distribution - Tier 2 - 4QU CoRE ¦ 1QU LoRE | Seismic - Non-Red Flag Warning - Catastrophic Fires | 2028 | 0 | 22783.187 | 453.261 | 14531.3357 | 7798.5904 | 5378.1107 | 6.249e-10 | 0 | 3.3608e-06 | 3.3608e-06 | 0 | 4.2057e-06 | 0 | 0 | 0
[35 empty] | 3.15 Proactive Wires Down - REFCL | WLDFR | HFTD - Distribution - Tier 3 - 5QU CoRE ¦ 5QU LoRE | 2035 | 0.38782 | 0.011811 | 0.086498 | 0 | 0.086498 | 0.033545 | 0 | 0 | 0 | 0 | 0 | 0 | 0 | 0 | [26 empty] | WLDFR | HFTD - Distribution - Tier 2 - 4QU CoRE ¦ 1QU LoRE | Seismic - Non-Red Flag Warning - Catastrophic Fires | 2029 | 0 | 22783.187 | 453.261 | 14531.3357 | 7798.5904 | 5378.1107 | 6.249e-10 | 0 | 3.3608e-06 | 3.3608e-06 | 0 | 4.3938e-06 | 4.3938e-06 | 0 | 4.3938e-06
[79 empty] | WLDFR | HFTD - Distribution - Tier 2 - 4QU CoRE ¦ 1QU LoRE | Seismic - Non-Red Flag Warning - Catastrophic Fires | 2030 | 0 | 22783.187 | 453.261 | 14531.3357 | 7798.5904 | 5378.1107 | 6.249e-10 | 0 | 3.3608e-06 | 3.3608e-06 | 0 | 4.3938e-06 | 4.3938e-06 | 0 | 4.3938e-06
[79 empty] | WLDFR | HFTD - Distribution - Tier 2 - 4QU CoRE ¦ 1QU LoRE | Seismic - Non-Red Flag Warning - Catastrophic Fires | 2031 | 0 | 22783.187 | 453.261 | 14531.3357 | 7798.5904 | 5378.1107 | 6.249e-10 | 0 | 3.3608e-06 | 3.3608e-06 | 0 | 4.3938e-06 | 4.3938e-06 | 0 | 4.3938e-06
[79 empty] | WLDFR | HFTD - Distribution - Tier 2 - 4QU CoRE ¦ 1QU LoRE | Seismic - Non-Red Flag Warning - Catastrophic Fires | 2032 | 0 | 22783.187 | 453.261 | 14531.3357 | 7798.5904 | 5378.1107 | 6.249e-10 | 0 | 3.3608e-06 | 3.3608e-06 | 0 | 4.3938e-06 | 4.3938e-06 | 0 | 4.3938e-06
[79 empty] | WLDFR | HFTD - Distribution - Tier 2 - 4QU CoRE ¦ 1QU LoRE | Seismic - Non-Red Flag Warning - Catastrophic Fires | 2033 | 0 | 23835.2641 | 480.9649 | 15187.7294 | 8166.5698 | 5631.8789 | 6.249e-10 | 0 | 3.5194e-06 | 3.5194e-06 | 0 | 4.3938e-06 | 4.3938e-06 | 0 | 4.3938e-06
[79 empty] | WLDFR | HFTD - Distribution - Tier 2 - 4QU CoRE ¦ 1QU LoRE | Seismic - Non-Red Flag Warning - Catastrophic Fires | 2034 | 0 | 23835.2641 | 480.9649 | 15187.7294 | 8166.5698 | 5631.8789 | 6.249e-10 | 0 | 3.5194e-06 | 3.5194e-06 | 0 | 4.6362e-06 | 4.6362e-06 | 0 | 4.6362e-06
[79 empty] | WLDFR | HFTD - Distribution - Tier 2 - 4QU CoRE ¦ 1QU LoRE | Seismic - Non-Red Flag Warning - Catastrophic Fires | 2035 | 0 | 23835.2641 | 480.9649 | 15187.7294 | 8166.5698 | 5631.8789 | 6.249e-10 | 0 | 3.5194e-06 | 3.5194e-06 | 0 | 4.6362e-06 | 4.6362e-06 | 0 | 4.6362e-06
[79 empty] | WLDFR | HFTD - Distribution - Tier 2 - 4QU CoRE ¦ 1QU LoRE | Seismic - Non-Red Flag Warning - Catastrophic Fires | 2036 | 0 | 23835.2641 | 480.9649 | 15187.7294 | 8166.5698 | 5631.8789 | 6.249e-10 | 0 | 3.5194e-06 | 3.5194e-06 | 0 | 4.6362e-06 | 4.6362e-06 | 0 | 4.6362e-06
[79 empty] | WLDFR | HFTD - Distribution - Tier 2 - 4QU CoRE ¦ 1QU LoRE | Seismic - Non-Red Flag Warning - Catastrophic Fires | 2037 | 0 | 23835.2641 | 480.9649 | 15187.7294 | 8166.5698 | 5631.8789 | 6.249e-10 | 0 | 3.5194e-06 | 3.5194e-06 | 0 | 4.6362e-06 | 4.6362e-06 | 0 | 4.6362e-06
[79 empty] | WLDFR | HFTD - Distribution - Tier 2 - 4QU CoRE ¦ 1QU LoRE | Seismic - Non-Red Flag Warning - Catastrophic Fires | 2038 | 0 | 24976.6418 | 511.3745 | 15898.8237 | 8566.4437 | 5907.6423 | 6.249e-10 | 0 | 3.6917e-06 | 3.6917e-06 | 0 | 4.6362e-06 | 4.6362e-06 | 0 | 4.6362e-06
[79 empty] | WLDFR | HFTD - Distribution - Tier 2 - 4QU CoRE ¦ 1QU LoRE | Seismic - Non-Red Flag Warning - Catastrophic Fires | 2039 | 0 | 24976.6418 | 511.3745 | 15898.8237 | 8566.4437 | 5907.6423 | 6.249e-10 | 0 | 3.6917e-06 | 3.6917e-06 | 0 | 4.9118e-06 | 4.9118e-06 | 0 | 4.9118e-06
[79 empty] | WLDFR | HFTD - Distribution - Tier 2 - 4QU CoRE ¦ 1QU LoRE | Seismic - Non-Red Flag Warning - Catastrophic Fires | 2040 | 0 | 24976.6418 | 511.3745 | 15898.8237 | 8566.4437 | 5907.6423 | 6.249e-10 | 0 | 3.6917e-06 | 3.6917e-06 | 0 | 4.9118e-06 | 4.9118e-06 | 0 | 4.9118e-06
[79 empty] | WLDFR | HFTD - Distribution - Tier 2 - 4QU CoRE ¦ 1QU LoRE | Seismic - Non-Red Flag Warning - Catastrophic Fires | 2041 | 0 | 24976.6418 | 511.3745 | 15898.8237 | 8566.4437 | 5907.6423 | 6.249e-10 | 0 | 3.6917e-06 | 3.6917e-06 | 0 | 4.9118e-06 | 4.9118e-06 | 0 | 4.9118e-06
[79 empty] | WLDFR | HFTD - Distribution - Tier 2 - 4QU CoRE ¦ 1QU LoRE | Seismic - Non-Red Flag Warning - Catastrophic Fires | 2042 | 0 | 24976.6418 | 511.3745 | 15898.8237 | 8566.4437 | 5907.6423 | 6.249e-10 | 0 | 3.6917e-06 | 3.6917e-06 | 0 | 4.9118e-06 | 4.9118e-06 | 0 | 4.9118e-06
[79 empty] | WLDFR | HFTD - Distribution - Tier 2 - 4QU CoRE ¦ 1QU LoRE | Seismic - Non-Red Flag Warning - Catastrophic Fires | 2043 | 0 | 26191.7278 | 544.1291 | 16654.7414 | 8992.8573 | 6201.7082 | 6.249e-10 | 0 | 3.8754e-06 | 3.8754e-06 | 0 | 4.9118e-06 | 4.9118e-06 | 0 | 4.9118e-06
[79 empty] | WLDFR | HFTD - Distribution - Tier 2 - 4QU CoRE ¦ 1QU LoRE | Seismic - Non-Red Flag Warning - Catastrophic Fires | 2044 | 0 | 26191.7278 | 544.1291 | 16654.7414 | 8992.8573 | 6201.7082 | 6.249e-10 | 0 | 3.8754e-06 | 3.8754e-06 | 0 | 5.2186e-06 | 5.2186e-06 | 0 | 5.2186e-06
[79 empty] | WLDFR | HFTD - Distribution - Tier 2 - 4QU CoRE ¦ 1QU LoRE | Seismic - Non-Red Flag Warning - Catastrophic Fires | 2045 | 0 | 26191.7278 | 544.1291 | 16654.7414 | 8992.8573 | 6201.7082 | 6.249e-10 | 0 | 3.8754e-06 | 3.8754e-06 | 0 | 5.2186e-06 | 5.2186e-06 | 0 | 5.2186e-06
[79 empty] | WLDFR | HFTD - Distribution - Tier 2 - 4QU CoRE ¦ 1QU LoRE | Seismic - Non-Red Flag Warning - Catastrophic Fires | 2046 | 0 | 26191.7278 | 544.1291 | 16654.7414 | 8992.8573 | 6201.7082 | 6.249e-10 | 0 | 3.8754e-06 | 3.8754e-06 | 0 | 5.2186e-06 | 5.2186e-06 | 0 | 5.2186e-06
[79 empty] | WLDFR | HFTD - Distribution - Tier 2 - 4QU CoRE ¦ 1QU LoRE | Seismic - Non-Red Flag Warning - Catastrophic Fires | 2047 | 0 | 26191.7278 | 544.1291 | 16654.7414 | 8992.8573 | 6201.7082 | 6.249e-10 | 0 | 3.8754e-06 | 3.8754e-06 | 0 | 5.2186e-06 | 5.2186e-06 | 0 | 5.2186e-06
[79 empty] | WLDFR | HFTD - Distribution - Tier 2 - 4QU CoRE ¦ 1QU LoRE | Seismic - Non-Red Flag Warning - Catastrophic Fires | 2048 | 0 | 27464.7227 | 578.8407 | 17445.538 | 9440.3441 | 6510.3067 | 6.249e-10 | 0 | 4.0683e-06 | 4.0683e-06 | 0 | 5.2186e-06 | 5.2186e-06 | 0 | 5.2186e-06
[79 empty] | WLDFR | HFTD - Distribution - Tier 2 - 4QU CoRE ¦ 1QU LoRE | Seismic - Non-Red Flag Warning - Catastrophic Fires | 2049 | 0 | 27464.7227 | 578.8407 | 17445.538 | 9440.3441 | 6510.3067 | 6.249e-10 | 0 | 4.0683e-06 | 4.0683e-06 | 0 | 5.5542e-06 | 5.5542e-06 | 0 | 5.5542e-06
[79 empty] | WLDFR | HFTD - Distribution - Tier 2 - 4QU CoRE ¦ 1QU LoRE | Seismic - Non-Red Flag Warning - Catastrophic Fires | 2050 | 0 | 27464.7227 | 578.8407 | 17445.538 | 9440.3441 | 6510.3067 | 6.249e-10 | 0 | 4.0683e-06 | 4.0683e-06 | 0 | 5.5542e-06 | 5.5542e-06 | 0 | 5.5542e-06
[79 empty] | WLDFR | HFTD - Distribution - Tier 2 - 4QU CoRE ¦ 1QU LoRE | Seismic - Non-Red Flag Warning - Catastrophic Fires | 2051 | 0 | 27464.7227 | 578.8407 | 17445.538 | 9440.3441 | 6510.3067 | 6.249e-10 | 0 | 4.0683e-06 | 4.0683e-06 | 0 | 5.5542e-06 | 5.5542e-06 | 0 | 5.5542e-06
[79 empty] | WLDFR | HFTD - Distribution - Tier 2 - 4QU CoRE ¦ 1QU LoRE | Seismic - Non-Red Flag Warning - Catastrophic Fires | 2052 | 0 | 27464.7227 | 578.8407 | 17445.538 | 9440.3441 | 6510.3067 | 6.249e-10 | 0 | 4.0683e-06 | 4.0683e-06 | 0 | 5.5542e-06 | 5.5542e-06 | 0 | 5.5542e-06
[79 empty] | WLDFR | HFTD - Distribution - Tier 2 - 4QU CoRE ¦ 1QU LoRE | Seismic - Non-Red Flag Warning - Catastrophic Fires | 2053 | 0 | 28779.6694 | 615.0952 | 18261.2327 | 9903.3415 | 6829.6018 | 6.249e-10 | 0 | 4.2678e-06 | 4.2678e-06 | 0 | 5.5542e-06 | 5.5542e-06 | 0 | 5.5542e-06
[79 empty] | WLDFR | HFTD - Distribution - Tier 2 - 4QU CoRE ¦ 1QU LoRE | Seismic - Non-Red Flag Warning - Catastrophic Fires | 2054 | 0 | 28779.6694 | 615.0952 | 18261.2327 | 9903.3415 | 6829.6018 | 6.249e-10 | 0 | 4.2678e-06 | 4.2678e-06 | 0 | 5.9157e-06 | 5.9157e-06 | 0 | 5.9157e-06
[79 empty] | WLDFR | HFTD - Distribution - Tier 2 - 4QU CoRE ¦ 1QU LoRE | Seismic - Non-Red Flag Warning - Catastrophic Fires | 2055 | 0 | 28779.6694 | 615.0952 | 18261.2327 | 9903.3415 | 6829.6018 | 6.249e-10 | 0 | 4.2678e-06 | 4.2678e-06 | 0 | 5.9157e-06 | 5.9157e-06 | 0 | 5.9157e-06
[79 empty] | WLDFR | HFTD - Distribution - Tier 2 - 4QU CoRE ¦ 1QU LoRE | Seismic - Red Flag Warning - Catastrophic Fires | 2026 | 0 | 21835.9781 | 428.6023 | 13939.561 | 7467.8148 | 5149.9993 | 2.6945e-08 | 0 | 0.00013877 | 0.00013877 | 0 | 5.9157e-06 | 5.9157e-06 | 0 | 5.9157e-06
[79 empty] | WLDFR | HFTD - Distribution - Tier 2 - 4QU CoRE ¦ 1QU LoRE | Seismic - Red Flag Warning - Catastrophic Fires | 2027 | 0 | 21835.9781 | 428.6023 | 13939.561 | 7467.8148 | 5149.9993 | 2.6945e-08 | 0 | 0.00013877 | 0.00013877 | 0 | 5.9157e-06 | 5.9157e-06 | 0 | 5.9157e-06
[79 empty] | WLDFR | HFTD - Distribution - Tier 2 - 4QU CoRE ¦ 1QU LoRE | Seismic - Red Flag Warning - Catastrophic Fires | 2028 | 0 | 22783.187 | 453.261 | 14531.3357 | 7798.5904 | 5378.1107 | 2.6945e-08 | 0 | 0.00014492 | 0.00014492 | 0 | 0 | 5.9157e-06 | 0 | 5.9157e-06
[79 empty] | WLDFR | HFTD - Distribution - Tier 2 - 4QU CoRE ¦ 1QU LoRE | Seismic - Red Flag Warning - Catastrophic Fires | 2029 | 0 | 22783.187 | 453.261 | 14531.3357 | 7798.5904 | 5378.1107 | 2.6945e-08 | 0 | 0.00014492 | 0.00014492 | 0 | 2.5326e-05 | 0 | 0 | 0
[79 empty] | WLDFR | HFTD - Distribution - Tier 2 - 4QU CoRE ¦ 1QU LoRE | Seismic - Red Flag Warning - Catastrophic Fires | 2030 | 0 | 22783.187 | 453.261 | 14531.3357 | 7798.5904 | 5378.1107 | 2.6945e-08 | 0 | 0.00014492 | 0.00014492 | 0 | 2.6142e-05 | 2.6142e-05 | 0 | 2.6142e-05
[79 empty] | WLDFR | HFTD - Distribution - Tier 2 - 4QU CoRE ¦ 1QU LoRE | Seismic - Red Flag Warning - Catastrophic Fires | 2031 | 0 | 22783.187 | 453.261 | 14531.3357 | 7798.5904 | 5378.1107 | 2.6945e-08 | 0 | 0.00014492 | 0.00014492 | 0 | 2.6142e-05 | 2.6142e-05 | 0 | 2.6142e-05
[79 empty] | WLDFR | HFTD - Distribution - Tier 2 - 4QU CoRE ¦ 1QU LoRE | Seismic - Red Flag Warning - Catastrophic Fires | 2032 | 0 | 22783.187 | 453.261 | 14531.3357 | 7798.5904 | 5378.1107 | 2.6945e-08 | 0 | 0.00014492 | 0.00014492 | 0 | 2.6142e-05 | 2.6142e-05 | 0 | 2.6142e-05
[79 empty] | WLDFR | HFTD - Distribution - Tier 2 - 4QU CoRE ¦ 1QU LoRE | Seismic - Red Flag Warning - Catastrophic Fires | 2033 | 0 | 23835.2641 | 480.9649 | 15187.7294 | 8166.5698 | 5631.8789 | 2.6945e-08 | 0 | 0.00015175 | 0.00015175 | 0 | 2.6142e-05 | 2.6142e-05 | 0 | 2.6142e-05
[79 empty] | WLDFR | HFTD - Distribution - Tier 2 - 4QU CoRE ¦ 1QU LoRE | Seismic - Red Flag Warning - Catastrophic Fires | 2034 | 0 | 23835.2641 | 480.9649 | 15187.7294 | 8166.5698 | 5631.8789 | 2.6945e-08 | 0 | 0.00015175 | 0.00015175 | 0 | 2.6142e-05 | 2.6142e-05 | 0 | 2.6142e-05
[79 empty] | WLDFR | HFTD - Distribution - Tier 2 - 4QU CoRE ¦ 1QU LoRE | Seismic - Red Flag Warning - Catastrophic Fires | 2035 | 0 | 23835.2641 | 480.9649 | 15187.7294 | 8166.5698 | 5631.8789 | 2.6945e-08 | 0 | 0.00015175 | 0.00015175 | 0 | 2.7181e-05 | 2.7181e-05 | 0 | 2.7181e-05
[79 empty] | WLDFR | HFTD - Distribution - Tier 2 - 4QU CoRE ¦ 1QU LoRE | Seismic - Red Flag Warning - Catastrophic Fires | 2036 | 0 | 23835.2641 | 480.9649 | 15187.7294 | 8166.5698 | 5631.8789 | 2.6945e-08 | 0 | 0.00015175 | 0.00015175 | 0 | 2.7181e-05 | 2.7181e-05 | 0 | 2.7181e-05
[79 empty] | WLDFR | HFTD - Distribution - Tier 2 - 4QU CoRE ¦ 1QU LoRE | Seismic - Red Flag Warning - Catastrophic Fires | 2037 | 0 | 23835.2641 | 480.9649 | 15187.7294 | 8166.5698 | 5631.8789 | 2.6945e-08 | 0 | 0.00015175 | 0.00015175 | 0 | 2.7181e-05 | 2.7181e-05 | 0 | 2.7181e-05
[79 empty] | WLDFR | HFTD - Distribution - Tier 2 - 4QU CoRE ¦ 1QU LoRE | Seismic - Red Flag Warning - Catastrophic Fires | 2038 | 0 | 24976.6418 | 511.3745 | 15898.8237 | 8566.4437 | 5907.6423 | 2.6945e-08 | 0 | 0.00015918 | 0.00015918 | 0 | 2.7181e-05 | 2.7181e-05 | 0 | 2.7181e-05
[79 empty] | WLDFR | HFTD - Distribution - Tier 2 - 4QU CoRE ¦ 1QU LoRE | Seismic - Red Flag Warning - Catastrophic Fires | 2039 | 0 | 24976.6418 | 511.3745 | 15898.8237 | 8566.4437 | 5907.6423 | 2.6945e-08 | 0 | 0.00015918 | 0.00015918 | 0 | 2.7181e-05 | 2.7181e-05 | 0 | 2.7181e-05
[79 empty] | WLDFR | HFTD - Distribution - Tier 2 - 4QU CoRE ¦ 1QU LoRE | Seismic - Red Flag Warning - Catastrophic Fires | 2040 | 0 | 24976.6418 | 511.3745 | 15898.8237 | 8566.4437 | 5907.6423 | 2.6945e-08 | 0 | 0.00015918 | 0.00015918 | 0 | 2.8353e-05 | 2.8353e-05 | 0 | 2.8353e-05
[79 empty] | WLDFR | HFTD - Distribution - Tier 2 - 4QU CoRE ¦ 1QU LoRE | Seismic - Red Flag Warning - Catastrophic Fires | 2041 | 0 | 24976.6418 | 511.3745 | 15898.8237 | 8566.4437 | 5907.6423 | 2.6945e-08 | 0 | 0.00015918 | 0.00015918 | 0 | 2.8353e-05 | 2.8353e-05 | 0 | 2.8353e-05
[79 empty] | WLDFR | HFTD - Distribution - Tier 2 - 4QU CoRE ¦ 1QU LoRE | Seismic - Red Flag Warning - Catastrophic Fires | 2042 | 0 | 24976.6418 | 511.3745 | 15898.8237 | 8566.4437 | 5907.6423 | 2.6945e-08 | 0 | 0.00015918 | 0.00015918 | 0 | 2.8353e-05 | 2.8353e-05 | 0 | 2.8353e-05
[79 empty] | WLDFR | HFTD - Distribution - Tier 2 - 4QU CoRE ¦ 1QU LoRE | Seismic - Red Flag Warning - Catastrophic Fires | 2043 | 0 | 26191.7278 | 544.1291 | 16654.7414 | 8992.8573 | 6201.7082 | 2.6945e-08 | 0 | 0.00016711 | 0.00016711 | 0 | 2.8353e-05 | 2.8353e-05 | 0 | 2.8353e-05
[79 empty] | WLDFR | HFTD - Distribution - Tier 2 - 4QU CoRE ¦ 1QU LoRE | Seismic - Red Flag Warning - Catastrophic Fires | 2044 | 0 | 26191.7278 | 544.1291 | 16654.7414 | 8992.8573 | 6201.7082 | 2.6945e-08 | 0 | 0.00016711 | 0.00016711 | 0 | 2.8353e-05 | 2.8353e-05 | 0 | 2.8353e-05
[79 empty] | WLDFR | HFTD - Distribution - Tier 2 - 4QU CoRE ¦ 1QU LoRE | Seismic - Red Flag Warning - Catastrophic Fires | 2045 | 0 | 26191.7278 | 544.1291 | 16654.7414 | 8992.8573 | 6201.7082 | 2.6945e-08 | 0 | 0.00016711 | 0.00016711 | 0 | 2.9645e-05 | 2.9645e-05 | 0 | 2.9645e-05
[79 empty] | WLDFR | HFTD - Distribution - Tier 2 - 4QU CoRE ¦ 1QU LoRE | Seismic - Red Flag Warning - Catastrophic Fires | 2046 | 0 | 26191.7278 | 544.1291 | 16654.7414 | 8992.8573 | 6201.7082 | 2.6945e-08 | 0 | 0.00016711 | 0.00016711 | 0 | 2.9645e-05 | 2.9645e-05 | 0 | 2.9645e-05
[79 empty] | WLDFR | HFTD - Distribution - Tier 2 - 4QU CoRE ¦ 1QU LoRE | Seismic - Red Flag Warning - Catastrophic Fires | 2047 | 0 | 26191.7278 | 544.1291 | 16654.7414 | 8992.8573 | 6201.7082 | 2.6945e-08 | 0 | 0.00016711 | 0.00016711 | 0 | 2.9645e-05 | 2.9645e-05 | 0 | 2.9645e-05
[79 empty] | WLDFR | HFTD - Distribution - Tier 2 - 4QU CoRE ¦ 1QU LoRE | Seismic - Red Flag Warning - Catastrophic Fires | 2048 | 0 | 27464.7227 | 578.8407 | 17445.538 | 9440.3441 | 6510.3067 | 2.6945e-08 | 0 | 0.00017542 | 0.00017542 | 0 | 2.9645e-05 | 2.9645e-05 | 0 | 2.9645e-05
[79 empty] | WLDFR | HFTD - Distribution - Tier 2 - 4QU CoRE ¦ 1QU LoRE | Seismic - Red Flag Warning - Catastrophic Fires | 2049 | 0 | 27464.7227 | 578.8407 | 17445.538 | 9440.3441 | 6510.3067 | 2.6945e-08 | 0 | 0.00017542 | 0.00017542 | 0 | 2.9645e-05 | 2.9645e-05 | 0 | 2.9645e-05
[79 empty] | WLDFR | HFTD - Distribution - Tier 2 - 4QU CoRE ¦ 1QU LoRE | Seismic - Red Flag Warning - Catastrophic Fires | 2050 | 0 | 27464.7227 | 578.8407 | 17445.538 | 9440.3441 | 6510.3067 | 2.6945e-08 | 0 | 0.00017542 | 0.00017542 | 0 | 3.1043e-05 | 3.1043e-05 | 0 | 3.1043e-05
[79 empty] | WLDFR | HFTD - Distribution - Tier 2 - 4QU CoRE ¦ 1QU LoRE | Seismic - Red Flag Warning - Catastrophic Fires | 2051 | 0 | 27464.7227 | 578.8407 | 17445.538 | 9440.3441 | 6510.3067 | 2.6945e-08 | 0 | 0.00017542 | 0.00017542 | 0 | 3.1043e-05 | 3.1043e-05 | 0 | 3.1043e-05
[79 empty] | WLDFR | HFTD - Distribution - Tier 2 - 4QU CoRE ¦ 1QU LoRE | Seismic - Red Flag Warning - Catastrophic Fires | 2052 | 0 | 27464.7227 | 578.8407 | 17445.538 | 9440.3441 | 6510.3067 | 2.6945e-08 | 0 | 0.00017542 | 0.00017542 | 0 | 3.1043e-05 | 3.1043e-05 | 0 | 3.1043e-05
[79 empty] | WLDFR | HFTD - Distribution - Tier 2 - 4QU CoRE ¦ 1QU LoRE | Seismic - Red Flag Warning - Catastrophic Fires | 2053 | 0 | 28779.6694 | 615.0952 | 18261.2327 | 9903.3415 | 6829.6018 | 2.6945e-08 | 0 | 0.00018403 | 0.00018403 | 0 | 3.1043e-05 | 3.1043e-05 | 0 | 3.1043e-05
[79 empty] | WLDFR | HFTD - Distribution - Tier 2 - 4QU CoRE ¦ 1QU LoRE | Seismic - Red Flag Warning - Catastrophic Fires | 2054 | 0 | 28779.6694 | 615.0952 | 18261.2327 | 9903.3415 | 6829.6018 | 2.6945e-08 | 0 | 0.00018403 | 0.00018403 | 0 | 3.1043e-05 | 3.1043e-05 | 0 | 3.1043e-05
[79 empty] | WLDFR | HFTD - Distribution - Tier 2 - 4QU CoRE ¦ 1QU LoRE | Seismic - Red Flag Warning - Catastrophic Fires | 2055 | 0 | 28779.6694 | 615.0952 | 18261.2327 | 9903.3415 | 6829.6018 | 2.6945e-08 | 0 | 0.00018403 | 0.00018403 | 0 | 3.2534e-05 | 3.2534e-05 | 0 | 3.2534e-05
[79 empty] | WLDFR | HFTD - Distribution - Tier 2 - 4QU CoRE ¦ 2QU LoRE | Non-Red Flag Warning - Catastrophic Fires | 2026 | 0 | 14664.6376 | 233.2301 | 8896.516 | 5534.8915 | 3817.0051 | 7.9323e-07 | 0 | 0.0030278 | 0.0030278 | 0 | 3.2534e-05 | 3.2534e-05 | 0 | 3.2534e-05
[79 empty] | WLDFR | HFTD - Distribution - Tier 2 - 4QU CoRE ¦ 2QU LoRE | Non-Red Flag Warning - Catastrophic Fires | 2027 | 0 | 14664.6376 | 233.2301 | 8896.516 | 5534.8915 | 3817.0051 | 7.9323e-07 | 0 | 0.0030278 | 0.0030278 | 0 | 3.2534e-05 | 3.2534e-05 | 0 | 3.2534e-05
[79 empty] | WLDFR | HFTD - Distribution - Tier 2 - 4QU CoRE ¦ 2QU LoRE | Non-Red Flag Warning - Catastrophic Fires | 2028 | 0 | 15317.9909 | 247.273 | 9287.6491 | 5783.0689 | 3988.1546 | 7.9323e-07 | 0 | 0.0031635 | 0.0031635 | 0 | 3.2534e-05 | 3.2534e-05 | 0 | 3.2534e-05
[79 empty] | WLDFR | HFTD - Distribution - Tier 2 - 4QU CoRE ¦ 2QU LoRE | Non-Red Flag Warning - Catastrophic Fires | 2029 | 0 | 15317.9909 | 247.273 | 9287.6491 | 5783.0689 | 3988.1546 | 7.9323e-07 | 0 | 0.0031635 | 0.0031635 | 0 | 0 | 3.2534e-05 | 0 | 3.2534e-05
[79 empty] | WLDFR | HFTD - Distribution - Tier 2 - 4QU CoRE ¦ 2QU LoRE | Non-Red Flag Warning - Catastrophic Fires | 2030 | 0 | 15317.9909 | 247.273 | 9287.6491 | 5783.0689 | 3988.1546 | 7.9323e-07 | 0 | 0.0031635 | 0.0031635 | 0 | 0.013121 | 0 | 0 | 0
[79 empty] | WLDFR | HFTD - Distribution - Tier 2 - 4QU CoRE ¦ 2QU LoRE | Non-Red Flag Warning - Catastrophic Fires | 2031 | 0 | 15317.9909 | 247.273 | 9287.6491 | 5783.0689 | 3988.1546 | 7.9323e-07 | 0 | 0.0031635 | 0.0031635 | 0 | 0.013602 | 0.013602 | 0 | 0.013602
[79 empty] | WLDFR | HFTD - Distribution - Tier 2 - 4QU CoRE ¦ 2QU LoRE | Non-Red Flag Warning - Catastrophic Fires | 2032 | 0 | 15317.9909 | 247.273 | 9287.6491 | 5783.0689 | 3988.1546 | 7.9323e-07 | 0 | 0.0031635 | 0.0031635 | 0 | 0.013602 | 0.013602 | 0 | 0.013602
[79 empty] | WLDFR | HFTD - Distribution - Tier 2 - 4QU CoRE ¦ 2QU LoRE | Non-Red Flag Warning - Catastrophic Fires | 2033 | 0 | 16044.1264 | 263.1074 | 9721.74 | 6059.2791 | 4178.6364 | 7.9323e-07 | 0 | 0.0033146 | 0.0033146 | 0 | 0.013602 | 0.013602 | 0 | 0.013602
[79 empty] | WLDFR | HFTD - Distribution - Tier 2 - 4QU CoRE ¦ 2QU LoRE | Non-Red Flag Warning - Catastrophic Fires | 2034 | 0 | 16044.1264 | 263.1074 | 9721.74 | 6059.2791 | 4178.6364 | 7.9323e-07 | 0 | 0.0033146 | 0.0033146 | 0 | 0.013602 | 0.013602 | 0 | 0.013602
[79 empty] | WLDFR | HFTD - Distribution - Tier 2 - 4QU CoRE ¦ 2QU LoRE | Non-Red Flag Warning - Catastrophic Fires | 2035 | 0 | 16044.1264 | 263.1074 | 9721.74 | 6059.2791 | 4178.6364 | 7.9323e-07 | 0 | 0.0033146 | 0.0033146 | 0 | 0.013602 | 0.013602 | 0 | 0.013602
[79 empty] | WLDFR | HFTD - Distribution - Tier 2 - 4QU CoRE ¦ 2QU LoRE | Non-Red Flag Warning - Catastrophic Fires | 2036 | 0 | 16044.1264 | 263.1074 | 9721.74 | 6059.2791 | 4178.6364 | 7.9323e-07 | 0 | 0.0033146 | 0.0033146 | 0 | 0.014208 | 0.014208 | 0 | 0.014208
[79 empty] | WLDFR | HFTD - Distribution - Tier 2 - 4QU CoRE ¦ 2QU LoRE | Non-Red Flag Warning - Catastrophic Fires | 2037 | 0 | 16044.1264 | 263.1074 | 9721.74 | 6059.2791 | 4178.6364 | 7.9323e-07 | 0 | 0.0033146 | 0.0033146 | 0 | 0.014208 | 0.014208 | 0 | 0.014208
[79 empty] | WLDFR | HFTD - Distribution - Tier 2 - 4QU CoRE ¦ 2QU LoRE | Non-Red Flag Warning - Catastrophic Fires | 2038 | 0 | 16832.3912 | 280.5544 | 10192.2718 | 6359.5651 | 4385.7214 | 7.9323e-07 | 0 | 0.0034789 | 0.0034789 | 0 | 0.014208 | 0.014208 | 0 | 0.014208
[79 empty] | WLDFR | HFTD - Distribution - Tier 2 - 4QU CoRE ¦ 2QU LoRE | Non-Red Flag Warning - Catastrophic Fires | 2039 | 0 | 16832.3912 | 280.5544 | 10192.2718 | 6359.5651 | 4385.7214 | 7.9323e-07 | 0 | 0.0034789 | 0.0034789 | 0 | 0.014208 | 0.014208 | 0 | 0.014208
[79 empty] | WLDFR | HFTD - Distribution - Tier 2 - 4QU CoRE ¦ 2QU LoRE | Non-Red Flag Warning - Catastrophic Fires | 2040 | 0 | 16832.3912 | 280.5544 | 10192.2718 | 6359.5651 | 4385.7214 | 7.9323e-07 | 0 | 0.0034789 | 0.0034789 | 0 | 0.014208 | 0.014208 | 0 | 0.014208
[79 empty] | WLDFR | HFTD - Distribution - Tier 2 - 4QU CoRE ¦ 2QU LoRE | Non-Red Flag Warning - Catastrophic Fires | 2041 | 0 | 16832.3912 | 280.5544 | 10192.2718 | 6359.5651 | 4385.7214 | 7.9323e-07 | 0 | 0.0034789 | 0.0034789 | 0 | 0.014882 | 0.014882 | 0 | 0.014882
[79 empty] | WLDFR | HFTD - Distribution - Tier 2 - 4QU CoRE ¦ 2QU LoRE | Non-Red Flag Warning - Catastrophic Fires | 2042 | 0 | 16832.3912 | 280.5544 | 10192.2718 | 6359.5651 | 4385.7214 | 7.9323e-07 | 0 | 0.0034789 | 0.0034789 | 0 | 0.014882 | 0.014882 | 0 | 0.014882
[79 empty] | WLDFR | HFTD - Distribution - Tier 2 - 4QU CoRE ¦ 2QU LoRE | Non-Red Flag Warning - Catastrophic Fires | 2043 | 0 | 17672.0852 | 299.42 | 10692.7362 | 6679.929 | 4606.6527 | 7.9323e-07 | 0 | 0.0036541 | 0.0036541 | 0 | 0.014882 | 0.014882 | 0 | 0.014882
[79 empty] | WLDFR | HFTD - Distribution - Tier 2 - 4QU CoRE ¦ 2QU LoRE | Non-Red Flag Warning - Catastrophic Fires | 2044 | 0 | 17672.0852 | 299.42 | 10692.7362 | 6679.929 | 4606.6527 | 7.9323e-07 | 0 | 0.0036541 | 0.0036541 | 0 | 0.014882 | 0.014882 | 0 | 0.014882
[79 empty] | WLDFR | HFTD - Distribution - Tier 2 - 4QU CoRE ¦ 2QU LoRE | Non-Red Flag Warning - Catastrophic Fires | 2045 | 0 | 17672.0852 | 299.42 | 10692.7362 | 6679.929 | 4606.6527 | 7.9323e-07 | 0 | 0.0036541 | 0.0036541 | 0 | 0.014882 | 0.014882 | 0 | 0.014882
[79 empty] | WLDFR | HFTD - Distribution - Tier 2 - 4QU CoRE ¦ 2QU LoRE | Non-Red Flag Warning - Catastrophic Fires | 2046 | 0 | 17672.0852 | 299.42 | 10692.7362 | 6679.929 | 4606.6527 | 7.9323e-07 | 0 | 0.0036541 | 0.0036541 | 0 | 0.015613 | 0.015613 | 0 | 0.015613
[79 empty] | WLDFR | HFTD - Distribution - Tier 2 - 4QU CoRE ¦ 2QU LoRE | Non-Red Flag Warning - Catastrophic Fires | 2047 | 0 | 17672.0852 | 299.42 | 10692.7362 | 6679.929 | 4606.6527 | 7.9323e-07 | 0 | 0.0036541 | 0.0036541 | 0 | 0.015613 | 0.015613 | 0 | 0.015613
[79 empty] | WLDFR | HFTD - Distribution - Tier 2 - 4QU CoRE ¦ 2QU LoRE | Non-Red Flag Warning - Catastrophic Fires | 2048 | 0 | 18552.3348 | 319.4911 | 11216.5626 | 7016.281 | 4838.6098 | 7.9323e-07 | 0 | 0.0038381 | 0.0038381 | 0 | 0.015613 | 0.015613 | 0 | 0.015613
[79 empty] | WLDFR | HFTD - Distribution - Tier 2 - 4QU CoRE ¦ 2QU LoRE | Non-Red Flag Warning - Catastrophic Fires | 2049 | 0 | 18552.3348 | 319.4911 | 11216.5626 | 7016.281 | 4838.6098 | 7.9323e-07 | 0 | 0.0038381 | 0.0038381 | 0 | 0.015613 | 0.015613 | 0 | 0.015613
[79 empty] | WLDFR | HFTD - Distribution - Tier 2 - 4QU CoRE ¦ 2QU LoRE | Non-Red Flag Warning - Catastrophic Fires | 2050 | 0 | 18552.3348 | 319.4911 | 11216.5626 | 7016.281 | 4838.6098 | 7.9323e-07 | 0 | 0.0038381 | 0.0038381 | 0 | 0.015613 | 0.015613 | 0 | 0.015613
[79 empty] | WLDFR | HFTD - Distribution - Tier 2 - 4QU CoRE ¦ 2QU LoRE | Non-Red Flag Warning - Catastrophic Fires | 2051 | 0 | 18552.3348 | 319.4911 | 11216.5626 | 7016.281 | 4838.6098 | 7.9323e-07 | 0 | 0.0038381 | 0.0038381 | 0 | 0.016392 | 0.016392 | 0 | 0.016392
[79 empty] | WLDFR | HFTD - Distribution - Tier 2 - 4QU CoRE ¦ 2QU LoRE | Non-Red Flag Warning - Catastrophic Fires | 2052 | 0 | 18552.3348 | 319.4911 | 11216.5626 | 7016.281 | 4838.6098 | 7.9323e-07 | 0 | 0.0038381 | 0.0038381 | 0 | 0.016392 | 0.016392 | 0 | 0.016392
[79 empty] | WLDFR | HFTD - Distribution - Tier 2 - 4QU CoRE ¦ 2QU LoRE | Non-Red Flag Warning - Catastrophic Fires | 2053 | 0 | 19462.1283 | 340.5356 | 11757.1413 | 7364.4514 | 5078.7171 | 7.9323e-07 | 0 | 0.0040286 | 0.0040286 | 0 | 0.016392 | 0.016392 | 0 | 0.016392
[79 empty] | WLDFR | HFTD - Distribution - Tier 2 - 4QU CoRE ¦ 2QU LoRE | Non-Red Flag Warning - Catastrophic Fires | 2054 | 0 | 19462.1283 | 340.5356 | 11757.1413 | 7364.4514 | 5078.7171 | 7.9323e-07 | 0 | 0.0040286 | 0.0040286 | 0 | 0.016392 | 0.016392 | 0 | 0.016392
[79 empty] | WLDFR | HFTD - Distribution - Tier 2 - 4QU CoRE ¦ 2QU LoRE | Non-Red Flag Warning - Catastrophic Fires | 2055 | 0 | 19462.1283 | 340.5356 | 11757.1413 | 7364.4514 | 5078.7171 | 7.9323e-07 | 0 | 0.0040286 | 0.0040286 | 0 | 0.016392 | 0.016392 | 0 | 0.016392
[79 empty] | WLDFR | HFTD - Distribution - Tier 2 - 4QU CoRE ¦ 2QU LoRE | Non-Red Flag Warning - Large Fires | 2026 | 0 | 5.475 | 0.71896 | 3.0715 | 1.6846 | 1.1617 | 1.6293e-05 | 0 | 1.8928e-05 | 1.8928e-05 | 0 | 0.017208 | 0.017208 | 0 | 0.017208
[79 empty] | WLDFR | HFTD - Distribution - Tier 2 - 4QU CoRE ¦ 2QU LoRE | Non-Red Flag Warning - Large Fires | 2027 | 0 | 5.475 | 0.71896 | 3.0715 | 1.6846 | 1.1617 | 1.6293e-05 | 0 | 1.8928e-05 | 1.8928e-05 | 0 | 0.017208 | 0.017208 | 0 | 0.017208
[79 empty] | WLDFR | HFTD - Distribution - Tier 2 - 4QU CoRE ¦ 2QU LoRE | Non-Red Flag Warning - Large Fires | 2028 | 0 | 5.777 | 0.74734 | 3.238 | 1.7917 | 1.2356 | 1.6293e-05 | 0 | 2.0132e-05 | 2.0132e-05 | 0 | 0.017208 | 0.017208 | 0 | 0.017208
[79 empty] | WLDFR | HFTD - Distribution - Tier 2 - 4QU CoRE ¦ 2QU LoRE | Non-Red Flag Warning - Large Fires | 2029 | 0 | 5.777 | 0.74734 | 3.238 | 1.7917 | 1.2356 | 1.6293e-05 | 0 | 2.0132e-05 | 2.0132e-05 | 0 | 0.017208 | 0.017208 | 0 | 0.017208
[79 empty] | WLDFR | HFTD - Distribution - Tier 2 - 4QU CoRE ¦ 2QU LoRE | Non-Red Flag Warning - Large Fires | 2030 | 0 | 5.777 | 0.74734 | 3.238 | 1.7917 | 1.2356 | 1.6293e-05 | 0 | 2.0132e-05 | 2.0132e-05 | 0 | 0 | 0.017208 | 0 | 0.017208
[79 empty] | WLDFR | HFTD - Distribution - Tier 2 - 4QU CoRE ¦ 2QU LoRE | Non-Red Flag Warning - Large Fires | 2031 | 0 | 5.777 | 0.74734 | 3.238 | 1.7917 | 1.2356 | 1.6293e-05 | 0 | 2.0132e-05 | 2.0132e-05 | 0 | 0.0012642 | 0 | 0 | 0
[79 empty] | WLDFR | HFTD - Distribution - Tier 2 - 4QU CoRE ¦ 2QU LoRE | Non-Red Flag Warning - Large Fires | 2032 | 0 | 5.777 | 0.74734 | 3.238 | 1.7917 | 1.2356 | 1.6293e-05 | 0 | 2.0132e-05 | 2.0132e-05 | 0 | 0.0013104 | 0.0013104 | 0 | 0.0013104
[79 empty] | WLDFR | HFTD - Distribution - Tier 2 - 4QU CoRE ¦ 2QU LoRE | Non-Red Flag Warning - Large Fires | 2033 | 0 | 6.1205 | 0.77885 | 3.4265 | 1.9151 | 1.3207 | 1.6293e-05 | 0 | 2.1519e-05 | 2.1519e-05 | 0 | 0.0013104 | 0.0013104 | 0 | 0.0013104
[79 empty] | WLDFR | HFTD - Distribution - Tier 2 - 4QU CoRE ¦ 2QU LoRE | Non-Red Flag Warning - Large Fires | 2034 | 0 | 6.1205 | 0.77885 | 3.4265 | 1.9151 | 1.3207 | 1.6293e-05 | 0 | 2.1519e-05 | 2.1519e-05 | 0 | 0.0013104 | 0.0013104 | 0 | 0.0013104
[79 empty] | WLDFR | HFTD - Distribution - Tier 2 - 4QU CoRE ¦ 2QU LoRE | Non-Red Flag Warning - Large Fires | 2035 | 0 | 6.1205 | 0.77885 | 3.4265 | 1.9151 | 1.3207 | 1.6293e-05 | 0 | 2.1519e-05 | 2.1519e-05 | 0 | 0.0013104 | 0.0013104 | 0 | 0.0013104
[79 empty] | WLDFR | HFTD - Distribution - Tier 2 - 4QU CoRE ¦ 2QU LoRE | Non-Red Flag Warning - Large Fires | 2036 | 0 | 6.1205 | 0.77885 | 3.4265 | 1.9151 | 1.3207 | 1.6293e-05 | 0 | 2.1519e-05 | 2.1519e-05 | 0 | 0.0013104 | 0.0013104 | 0 | 0.0013104
[79 empty] | WLDFR | HFTD - Distribution - Tier 2 - 4QU CoRE ¦ 2QU LoRE | Non-Red Flag Warning - Large Fires | 2037 | 0 | 6.1205 | 0.77885 | 3.4265 | 1.9151 | 1.3207 | 1.6293e-05 | 0 | 2.1519e-05 | 2.1519e-05 | 0 | 0.0013686 | 0.0013686 | 0 | 0.0013686
[79 empty] | WLDFR | HFTD - Distribution - Tier 2 - 4QU CoRE ¦ 2QU LoRE | Non-Red Flag Warning - Large Fires | 2038 | 0 | 6.5028 | 0.81304 | 3.6355 | 2.0543 | 1.4167 | 1.6293e-05 | 0 | 2.3082e-05 | 2.3082e-05 | 0 | 0.0013686 | 0.0013686 | 0 | 0.0013686
[79 empty] | WLDFR | HFTD - Distribution - Tier 2 - 4QU CoRE ¦ 2QU LoRE | Non-Red Flag Warning - Large Fires | 2039 | 0 | 6.5028 | 0.81304 | 3.6355 | 2.0543 | 1.4167 | 1.6293e-05 | 0 | 2.3082e-05 | 2.3082e-05 | 0 | 0.0013686 | 0.0013686 | 0 | 0.0013686
[79 empty] | WLDFR | HFTD - Distribution - Tier 2 - 4QU CoRE ¦ 2QU LoRE | Non-Red Flag Warning - Large Fires | 2040 | 0 | 6.5028 | 0.81304 | 3.6355 | 2.0543 | 1.4167 | 1.6293e-05 | 0 | 2.3082e-05 | 2.3082e-05 | 0 | 0.0013686 | 0.0013686 | 0 | 0.0013686
[79 empty] | WLDFR | HFTD - Distribution - Tier 2 - 4QU CoRE ¦ 2QU LoRE | Non-Red Flag Warning - Large Fires | 2041 | 0 | 6.5028 | 0.81304 | 3.6355 | 2.0543 | 1.4167 | 1.6293e-05 | 0 | 2.3082e-05 | 2.3082e-05 | 0 | 0.0013686 | 0.0013686 | 0 | 0.0013686
[79 empty] | WLDFR | HFTD - Distribution - Tier 2 - 4QU CoRE ¦ 2QU LoRE | Non-Red Flag Warning - Large Fires | 2042 | 0 | 6.5028 | 0.81304 | 3.6355 | 2.0543 | 1.4167 | 1.6293e-05 | 0 | 2.3082e-05 | 2.3082e-05 | 0 | 0.0014331 | 0.0014331 | 0 | 0.0014331
[79 empty] | WLDFR | HFTD - Distribution - Tier 2 - 4QU CoRE ¦ 2QU LoRE | Non-Red Flag Warning - Large Fires | 2043 | 0 | 6.9209 | 0.84944 | 3.8632 | 2.2083 | 1.5229 | 1.6293e-05 | 0 | 2.4813e-05 | 2.4813e-05 | 0 | 0.0014331 | 0.0014331 | 0 | 0.0014331
[79 empty] | WLDFR | HFTD - Distribution - Tier 2 - 4QU CoRE ¦ 2QU LoRE | Non-Red Flag Warning - Large Fires | 2044 | 0 | 6.9209 | 0.84944 | 3.8632 | 2.2083 | 1.5229 | 1.6293e-05 | 0 | 2.4813e-05 | 2.4813e-05 | 0 | 0.0014331 | 0.0014331 | 0 | 0.0014331
[79 empty] | WLDFR | HFTD - Distribution - Tier 2 - 4QU CoRE ¦ 2QU LoRE | Non-Red Flag Warning - Large Fires | 2045 | 0 | 6.9209 | 0.84944 | 3.8632 | 2.2083 | 1.5229 | 1.6293e-05 | 0 | 2.4813e-05 | 2.4813e-05 | 0 | 0.0014331 | 0.0014331 | 0 | 0.0014331
[79 empty] | WLDFR | HFTD - Distribution - Tier 2 - 4QU CoRE ¦ 2QU LoRE | Non-Red Flag Warning - Large Fires | 2046 | 0 | 6.9209 | 0.84944 | 3.8632 | 2.2083 | 1.5229 | 1.6293e-05 | 0 | 2.4813e-05 | 2.4813e-05 | 0 | 0.0014331 | 0.0014331 | 0 | 0.0014331
[79 empty] | WLDFR | HFTD - Distribution - Tier 2 - 4QU CoRE ¦ 2QU LoRE | Non-Red Flag Warning - Large Fires | 2047 | 0 | 6.9209 | 0.84944 | 3.8632 | 2.2083 | 1.5229 | 1.6293e-05 | 0 | 2.4813e-05 | 2.4813e-05 | 0 | 0.0015032 | 0.0015032 | 0 | 0.0015032
[79 empty] | WLDFR | HFTD - Distribution - Tier 2 - 4QU CoRE ¦ 2QU LoRE | Non-Red Flag Warning - Large Fires | 2048 | 0 | 7.3713 | 0.88759 | 4.1075 | 2.3763 | 1.6388 | 1.6293e-05 | 0 | 2.67e-05 | 2.67e-05 | 0 | 0.0015032 | 0.0015032 | 0 | 0.0015032
[79 empty] | WLDFR | HFTD - Distribution - Tier 2 - 4QU CoRE ¦ 2QU LoRE | Non-Red Flag Warning - Large Fires | 2049 | 0 | 7.3713 | 0.88759 | 4.1075 | 2.3763 | 1.6388 | 1.6293e-05 | 0 | 2.67e-05 | 2.67e-05 | 0 | 0.0015032 | 0.0015032 | 0 | 0.0015032
[79 empty] | WLDFR | HFTD - Distribution - Tier 2 - 4QU CoRE ¦ 2QU LoRE | Non-Red Flag Warning - Large Fires | 2050 | 0 | 7.3713 | 0.88759 | 4.1075 | 2.3763 | 1.6388 | 1.6293e-05 | 0 | 2.67e-05 | 2.67e-05 | 0 | 0.0015032 | 0.0015032 | 0 | 0.0015032
[79 empty] | WLDFR | HFTD - Distribution - Tier 2 - 4QU CoRE ¦ 2QU LoRE | Non-Red Flag Warning - Large Fires | 2051 | 0 | 7.3713 | 0.88759 | 4.1075 | 2.3763 | 1.6388 | 1.6293e-05 | 0 | 2.67e-05 | 2.67e-05 | 0 | 0.0015032 | 0.0015032 | 0 | 0.0015032
[79 empty] | WLDFR | HFTD - Distribution - Tier 2 - 4QU CoRE ¦ 2QU LoRE | Non-Red Flag Warning - Large Fires | 2052 | 0 | 7.3713 | 0.88759 | 4.1075 | 2.3763 | 1.6388 | 1.6293e-05 | 0 | 2.67e-05 | 2.67e-05 | 0 | 0.0015777 | 0.0015777 | 0 | 0.0015777
[79 empty] | WLDFR | HFTD - Distribution - Tier 2 - 4QU CoRE ¦ 2QU LoRE | Non-Red Flag Warning - Large Fires | 2053 | 0 | 7.8503 | 0.92702 | 4.3664 | 2.5569 | 1.7633 | 1.6293e-05 | 0 | 2.8729e-05 | 2.8729e-05 | 0 | 0.0015777 | 0.0015777 | 0 | 0.0015777
[79 empty] | WLDFR | HFTD - Distribution - Tier 2 - 4QU CoRE ¦ 2QU LoRE | Non-Red Flag Warning - Large Fires | 2054 | 0 | 7.8503 | 0.92702 | 4.3664 | 2.5569 | 1.7633 | 1.6293e-05 | 0 | 2.8729e-05 | 2.8729e-05 | 0 | 0.0015777 | 0.0015777 | 0 | 0.0015777
[79 empty] | WLDFR | HFTD - Distribution - Tier 2 - 4QU CoRE ¦ 2QU LoRE | Non-Red Flag Warning - Large Fires | 2055 | 0 | 7.8503 | 0.92702 | 4.3664 | 2.5569 | 1.7633 | 1.6293e-05 | 0 | 2.8729e-05 | 2.8729e-05 | 0 | 0.0015777 | 0.0015777 | 0 | 0.0015777
[79 empty] | WLDFR | HFTD - Distribution - Tier 2 - 4QU CoRE ¦ 2QU LoRE | Non-Red Flag Warning - Small Fires | 2026 | 0 | 0.080408 | 0.03759 | 0.0016314 | 0.041187 | 0.028403 | 0.0054628 | 0 | 0.00015516 | 0.00015516 | 0 | 0.0015777 | 0.0015777 | 0 | 0.0015777
[79 empty] | WLDFR | HFTD - Distribution - Tier 2 - 4QU CoRE ¦ 2QU LoRE | Non-Red Flag Warning - Small Fires | 2027 | 0 | 0.080408 | 0.03759 | 0.0016314 | 0.041187 | 0.028403 | 0.0054628 | 0 | 0.00015516 | 0.00015516 | 0 | 0.0016558 | 0.0016558 | 0 | 0.0016558
[79 empty] | WLDFR | HFTD - Distribution - Tier 2 - 4QU CoRE ¦ 2QU LoRE | Non-Red Flag Warning - Small Fires | 2028 | 0 | 0.083606 | 0.039055 | 0.001695 | 0.042856 | 0.029555 | 0.0054628 | 0 | 0.00016145 | 0.00016145 | 0 | 0.0016558 | 0.0016558 | 0 | 0.0016558
[79 empty] | WLDFR | HFTD - Distribution - Tier 2 - 4QU CoRE ¦ 2QU LoRE | Non-Red Flag Warning - Small Fires | 2029 | 0 | 0.083606 | 0.039055 | 0.001695 | 0.042856 | 0.029555 | 0.0054628 | 0 | 0.00016145 | 0.00016145 | 0 | 0.0016558 | 0.0016558 | 0 | 0.0016558
[79 empty] | WLDFR | HFTD - Distribution - Tier 2 - 4QU CoRE ¦ 2QU LoRE | Non-Red Flag Warning - Small Fires | 2030 | 0 | 0.083606 | 0.039055 | 0.001695 | 0.042856 | 0.029555 | 0.0054628 | 0 | 0.00016145 | 0.00016145 | 0 | 0.0016558 | 0.0016558 | 0 | 0.0016558
[79 empty] | WLDFR | HFTD - Distribution - Tier 2 - 4QU CoRE ¦ 2QU LoRE | Non-Red Flag Warning - Small Fires | 2031 | 0 | 0.083606 | 0.039055 | 0.001695 | 0.042856 | 0.029555 | 0.0054628 | 0 | 0.00016145 | 0.00016145 | 0 | 0 | 0.0016558 | 0 | 0.0016558
[79 empty] | WLDFR | HFTD - Distribution - Tier 2 - 4QU CoRE ¦ 2QU LoRE | Non-Red Flag Warning - Small Fires | 2032 | 0 | 0.083606 | 0.039055 | 0.001695 | 0.042856 | 0.029555 | 0.0054628 | 0 | 0.00016145 | 0.00016145 | 0 | 9.3825e-06 | 0 | 0 | 0
[79 empty] | WLDFR | HFTD - Distribution - Tier 2 - 4QU CoRE ¦ 2QU LoRE | Non-Red Flag Warning - Small Fires | 2033 | 0 | 0.087211 | 0.040679 | 0.0017655 | 0.044766 | 0.030872 | 0.0054628 | 0 | 0.00016865 | 0.00016865 | 0 | 9.8023e-06 | 9.8023e-06 | 0 | 9.8023e-06
[79 empty] | WLDFR | HFTD - Distribution - Tier 2 - 4QU CoRE ¦ 2QU LoRE | Non-Red Flag Warning - Small Fires | 2034 | 0 | 0.087211 | 0.040679 | 0.0017655 | 0.044766 | 0.030872 | 0.0054628 | 0 | 0.00016865 | 0.00016865 | 0 | 9.8023e-06 | 9.8023e-06 | 0 | 9.8023e-06
[79 empty] | WLDFR | HFTD - Distribution - Tier 2 - 4QU CoRE ¦ 2QU LoRE | Non-Red Flag Warning - Small Fires | 2035 | 0 | 0.087211 | 0.040679 | 0.0017655 | 0.044766 | 0.030872 | 0.0054628 | 0 | 0.00016865 | 0.00016865 | 0 | 9.8023e-06 | 9.8023e-06 | 0 | 9.8023e-06
[79 empty] | WLDFR | HFTD - Distribution - Tier 2 - 4QU CoRE ¦ 2QU LoRE | Non-Red Flag Warning - Small Fires | 2036 | 0 | 0.087211 | 0.040679 | 0.0017655 | 0.044766 | 0.030872 | 0.0054628 | 0 | 0.00016865 | 0.00016865 | 0 | 9.8023e-06 | 9.8023e-06 | 0 | 9.8023e-06
[79 empty] | WLDFR | HFTD - Distribution - Tier 2 - 4QU CoRE ¦ 2QU LoRE | Non-Red Flag Warning - Small Fires | 2037 | 0 | 0.087211 | 0.040679 | 0.0017655 | 0.044766 | 0.030872 | 0.0054628 | 0 | 0.00016865 | 0.00016865 | 0 | 9.8023e-06 | 9.8023e-06 | 0 | 9.8023e-06
[79 empty] | WLDFR | HFTD - Distribution - Tier 2 - 4QU CoRE ¦ 2QU LoRE | Non-Red Flag Warning - Small Fires | 2038 | 0 | 0.091184 | 0.042438 | 0.0018418 | 0.046905 | 0.032347 | 0.0054628 | 0 | 0.0001767 | 0.0001767 | 0 | 1.0343e-05 | 1.0343e-05 | 0 | 1.0343e-05
[79 empty] | WLDFR | HFTD - Distribution - Tier 2 - 4QU CoRE ¦ 2QU LoRE | Non-Red Flag Warning - Small Fires | 2039 | 0 | 0.091184 | 0.042438 | 0.0018418 | 0.046905 | 0.032347 | 0.0054628 | 0 | 0.0001767 | 0.0001767 | 0 | 1.0343e-05 | 1.0343e-05 | 0 | 1.0343e-05
[79 empty] | WLDFR | HFTD - Distribution - Tier 2 - 4QU CoRE ¦ 2QU LoRE | Non-Red Flag Warning - Small Fires | 2040 | 0 | 0.091184 | 0.042438 | 0.0018418 | 0.046905 | 0.032347 | 0.0054628 | 0 | 0.0001767 | 0.0001767 | 0 | 1.0343e-05 | 1.0343e-05 | 0 | 1.0343e-05
[79 empty] | WLDFR | HFTD - Distribution - Tier 2 - 4QU CoRE ¦ 2QU LoRE | Non-Red Flag Warning - Small Fires | 2041 | 0 | 0.091184 | 0.042438 | 0.0018418 | 0.046905 | 0.032347 | 0.0054628 | 0 | 0.0001767 | 0.0001767 | 0 | 1.0343e-05 | 1.0343e-05 | 0 | 1.0343e-05
[79 empty] | WLDFR | HFTD - Distribution - Tier 2 - 4QU CoRE ¦ 2QU LoRE | Non-Red Flag Warning - Small Fires | 2042 | 0 | 0.091184 | 0.042438 | 0.0018418 | 0.046905 | 0.032347 | 0.0054628 | 0 | 0.0001767 | 0.0001767 | 0 | 1.0343e-05 | 1.0343e-05 | 0 | 1.0343e-05
[79 empty] | WLDFR | HFTD - Distribution - Tier 2 - 4QU CoRE ¦ 2QU LoRE | Non-Red Flag Warning - Small Fires | 2043 | 0 | 0.095486 | 0.044306 | 0.0019228 | 0.049257 | 0.033969 | 0.0054628 | 0 | 0.00018557 | 0.00018557 | 0 | 1.0958e-05 | 1.0958e-05 | 0 | 1.0958e-05
[79 empty] | WLDFR | HFTD - Distribution - Tier 2 - 4QU CoRE ¦ 2QU LoRE | Non-Red Flag Warning - Small Fires | 2044 | 0 | 0.095486 | 0.044306 | 0.0019228 | 0.049257 | 0.033969 | 0.0054628 | 0 | 0.00018557 | 0.00018557 | 0 | 1.0958e-05 | 1.0958e-05 | 0 | 1.0958e-05
[79 empty] | WLDFR | HFTD - Distribution - Tier 2 - 4QU CoRE ¦ 2QU LoRE | Non-Red Flag Warning - Small Fires | 2045 | 0 | 0.095486 | 0.044306 | 0.0019228 | 0.049257 | 0.033969 | 0.0054628 | 0 | 0.00018557 | 0.00018557 | 0 | 1.0958e-05 | 1.0958e-05 | 0 | 1.0958e-05
[79 empty] | WLDFR | HFTD - Distribution - Tier 2 - 4QU CoRE ¦ 2QU LoRE | Non-Red Flag Warning - Small Fires | 2046 | 0 | 0.095486 | 0.044306 | 0.0019228 | 0.049257 | 0.033969 | 0.0054628 | 0 | 0.00018557 | 0.00018557 | 0 | 1.0958e-05 | 1.0958e-05 | 0 | 1.0958e-05
[79 empty] | WLDFR | HFTD - Distribution - Tier 2 - 4QU CoRE ¦ 2QU LoRE | Non-Red Flag Warning - Small Fires | 2047 | 0 | 0.095486 | 0.044306 | 0.0019228 | 0.049257 | 0.033969 | 0.0054628 | 0 | 0.00018557 | 0.00018557 | 0 | 1.0958e-05 | 1.0958e-05 | 0 | 1.0958e-05
[79 empty] | WLDFR | HFTD - Distribution - Tier 2 - 4QU CoRE ¦ 2QU LoRE | Non-Red Flag Warning - Small Fires | 2048 | 0 | 0.10007 | 0.04626 | 0.0020076 | 0.051804 | 0.035726 | 0.0054628 | 0 | 0.00019516 | 0.00019516 | 0 | 1.1642e-05 | 1.1642e-05 | 0 | 1.1642e-05
[79 empty] | WLDFR | HFTD - Distribution - Tier 2 - 4QU CoRE ¦ 2QU LoRE | Non-Red Flag Warning - Small Fires | 2049 | 0 | 0.10007 | 0.04626 | 0.0020076 | 0.051804 | 0.035726 | 0.0054628 | 0 | 0.00019516 | 0.00019516 | 0 | 1.1642e-05 | 1.1642e-05 | 0 | 1.1642e-05
[79 empty] | WLDFR | HFTD - Distribution - Tier 2 - 4QU CoRE ¦ 2QU LoRE | Non-Red Flag Warning - Small Fires | 2050 | 0 | 0.10007 | 0.04626 | 0.0020076 | 0.051804 | 0.035726 | 0.0054628 | 0 | 0.00019516 | 0.00019516 | 0 | 1.1642e-05 | 1.1642e-05 | 0 | 1.1642e-05
[79 empty] | WLDFR | HFTD - Distribution - Tier 2 - 4QU CoRE ¦ 2QU LoRE | Non-Red Flag Warning - Small Fires | 2051 | 0 | 0.10007 | 0.04626 | 0.0020076 | 0.051804 | 0.035726 | 0.0054628 | 0 | 0.00019516 | 0.00019516 | 0 | 1.1642e-05 | 1.1642e-05 | 0 | 1.1642e-05
[79 empty] | WLDFR | HFTD - Distribution - Tier 2 - 4QU CoRE ¦ 2QU LoRE | Non-Red Flag Warning - Small Fires | 2052 | 0 | 0.10007 | 0.04626 | 0.0020076 | 0.051804 | 0.035726 | 0.0054628 | 0 | 0.00019516 | 0.00019516 | 0 | 1.1642e-05 | 1.1642e-05 | 0 | 1.1642e-05
[79 empty] | WLDFR | HFTD - Distribution - Tier 2 - 4QU CoRE ¦ 2QU LoRE | Non-Red Flag Warning - Small Fires | 2053 | 0 | 0.10489 | 0.048274 | 0.002095 | 0.054525 | 0.037602 | 0.0054628 | 0 | 0.00020541 | 0.00020541 | 0 | 1.2391e-05 | 1.2391e-05 | 0 | 1.2391e-05
[79 empty] | WLDFR | HFTD - Distribution - Tier 2 - 4QU CoRE ¦ 2QU LoRE | Non-Red Flag Warning - Small Fires | 2054 | 0 | 0.10489 | 0.048274 | 0.002095 | 0.054525 | 0.037602 | 0.0054628 | 0 | 0.00020541 | 0.00020541 | 0 | 1.2391e-05 | 1.2391e-05 | 0 | 1.2391e-05
[79 empty] | WLDFR | HFTD - Distribution - Tier 2 - 4QU CoRE ¦ 2QU LoRE | Non-Red Flag Warning - Small Fires | 2055 | 0 | 0.10489 | 0.048274 | 0.002095 | 0.054525 | 0.037602 | 0.0054628 | 0 | 0.00020541 | 0.00020541 | 0 | 1.2391e-05 | 1.2391e-05 | 0 | 1.2391e-05
[79 empty] | WLDFR | HFTD - Distribution - Tier 2 - 4QU CoRE ¦ 2QU LoRE | Red Flag Warning - Catastrophic Fires | 2026 | 0 | 14664.6376 | 233.2301 | 8896.516 | 5534.8915 | 3817.0051 | 1.2874e-05 | 0 | 0.049141 | 0.049141 | 0 | 1.2391e-05 | 1.2391e-05 | 0 | 1.2391e-05
[79 empty] | WLDFR | HFTD - Distribution - Tier 2 - 4QU CoRE ¦ 2QU LoRE | Red Flag Warning - Catastrophic Fires | 2027 | 0 | 14664.6376 | 233.2301 | 8896.516 | 5534.8915 | 3817.0051 | 1.2874e-05 | 0 | 0.049141 | 0.049141 | 0 | 1.2391e-05 | 1.2391e-05 | 0 | 1.2391e-05
[79 empty] | WLDFR | HFTD - Distribution - Tier 2 - 4QU CoRE ¦ 2QU LoRE | Red Flag Warning - Catastrophic Fires | 2028 | 0 | 15317.9909 | 247.273 | 9287.6491 | 5783.0689 | 3988.1546 | 1.2874e-05 | 0 | 0.051345 | 0.051345 | 0 | 1.3197e-05 | 1.3197e-05 | 0 | 1.3197e-05
[79 empty] | WLDFR | HFTD - Distribution - Tier 2 - 4QU CoRE ¦ 2QU LoRE | Red Flag Warning - Catastrophic Fires | 2029 | 0 | 15317.9909 | 247.273 | 9287.6491 | 5783.0689 | 3988.1546 | 1.2874e-05 | 0 | 0.051345 | 0.051345 | 0 | 1.3197e-05 | 1.3197e-05 | 0 | 1.3197e-05
[79 empty] | WLDFR | HFTD - Distribution - Tier 2 - 4QU CoRE ¦ 2QU LoRE | Red Flag Warning - Catastrophic Fires | 2030 | 0 | 15317.9909 | 247.273 | 9287.6491 | 5783.0689 | 3988.1546 | 1.2874e-05 | 0 | 0.051345 | 0.051345 | 0 | 1.3197e-05 | 1.3197e-05 | 0 | 1.3197e-05
[79 empty] | WLDFR | HFTD - Distribution - Tier 2 - 4QU CoRE ¦ 2QU LoRE | Red Flag Warning - Catastrophic Fires | 2031 | 0 | 15317.9909 | 247.273 | 9287.6491 | 5783.0689 | 3988.1546 | 1.2874e-05 | 0 | 0.051345 | 0.051345 | 0 | 1.3197e-05 | 1.3197e-05 | 0 | 1.3197e-05
[79 empty] | WLDFR | HFTD - Distribution - Tier 2 - 4QU CoRE ¦ 2QU LoRE | Red Flag Warning - Catastrophic Fires | 2032 | 0 | 15317.9909 | 247.273 | 9287.6491 | 5783.0689 | 3988.1546 | 1.2874e-05 | 0 | 0.051345 | 0.051345 | 0 | 0 | 1.3197e-05 | 0 | 1.3197e-05
[79 empty] | WLDFR | HFTD - Distribution - Tier 2 - 4QU CoRE ¦ 2QU LoRE | Red Flag Warning - Catastrophic Fires | 2033 | 0 | 16044.1264 | 263.1074 | 9721.74 | 6059.2791 | 4178.6364 | 1.2874e-05 | 0 | 0.053797 | 0.053797 | 0 | 4.2881e-06 | 0 | 0 | 0
[79 empty] | WLDFR | HFTD - Distribution - Tier 2 - 4QU CoRE ¦ 2QU LoRE | Red Flag Warning - Catastrophic Fires | 2034 | 0 | 16044.1264 | 263.1074 | 9721.74 | 6059.2791 | 4178.6364 | 1.2874e-05 | 0 | 0.053797 | 0.053797 | 0 | 4.4261e-06 | 4.4261e-06 | 0 | 4.4261e-06
[79 empty] | WLDFR | HFTD - Distribution - Tier 2 - 4QU CoRE ¦ 2QU LoRE | Red Flag Warning - Catastrophic Fires | 2035 | 0 | 16044.1264 | 263.1074 | 9721.74 | 6059.2791 | 4178.6364 | 1.2874e-05 | 0 | 0.053797 | 0.053797 | 0 | 4.4261e-06 | 4.4261e-06 | 0 | 4.4261e-06
[79 empty] | WLDFR | HFTD - Distribution - Tier 2 - 4QU CoRE ¦ 2QU LoRE | Red Flag Warning - Catastrophic Fires | 2036 | 0 | 16044.1264 | 263.1074 | 9721.74 | 6059.2791 | 4178.6364 | 1.2874e-05 | 0 | 0.053797 | 0.053797 | 0 | 4.4261e-06 | 4.4261e-06 | 0 | 4.4261e-06
[79 empty] | WLDFR | HFTD - Distribution - Tier 2 - 4QU CoRE ¦ 2QU LoRE | Red Flag Warning - Catastrophic Fires | 2037 | 0 | 16044.1264 | 263.1074 | 9721.74 | 6059.2791 | 4178.6364 | 1.2874e-05 | 0 | 0.053797 | 0.053797 | 0 | 4.4261e-06 | 4.4261e-06 | 0 | 4.4261e-06
[79 empty] | WLDFR | HFTD - Distribution - Tier 2 - 4QU CoRE ¦ 2QU LoRE | Red Flag Warning - Catastrophic Fires | 2038 | 0 | 16832.3912 | 280.5544 | 10192.2718 | 6359.5651 | 4385.7214 | 1.2874e-05 | 0 | 0.056463 | 0.056463 | 0 | 4.4261e-06 | 4.4261e-06 | 0 | 4.4261e-06
[79 empty] | WLDFR | HFTD - Distribution - Tier 2 - 4QU CoRE ¦ 2QU LoRE | Red Flag Warning - Catastrophic Fires | 2039 | 0 | 16832.3912 | 280.5544 | 10192.2718 | 6359.5651 | 4385.7214 | 1.2874e-05 | 0 | 0.056463 | 0.056463 | 0 | 4.6022e-06 | 4.6022e-06 | 0 | 4.6022e-06
[79 empty] | WLDFR | HFTD - Distribution - Tier 2 - 4QU CoRE ¦ 2QU LoRE | Red Flag Warning - Catastrophic Fires | 2040 | 0 | 16832.3912 | 280.5544 | 10192.2718 | 6359.5651 | 4385.7214 | 1.2874e-05 | 0 | 0.056463 | 0.056463 | 0 | 4.6022e-06 | 4.6022e-06 | 0 | 4.6022e-06
[79 empty] | WLDFR | HFTD - Distribution - Tier 2 - 4QU CoRE ¦ 2QU LoRE | Red Flag Warning - Catastrophic Fires | 2041 | 0 | 16832.3912 | 280.5544 | 10192.2718 | 6359.5651 | 4385.7214 | 1.2874e-05 | 0 | 0.056463 | 0.056463 | 0 | 4.6022e-06 | 4.6022e-06 | 0 | 4.6022e-06
[79 empty] | WLDFR | HFTD - Distribution - Tier 2 - 4QU CoRE ¦ 2QU LoRE | Red Flag Warning - Catastrophic Fires | 2042 | 0 | 16832.3912 | 280.5544 | 10192.2718 | 6359.5651 | 4385.7214 | 1.2874e-05 | 0 | 0.056463 | 0.056463 | 0 | 4.6022e-06 | 4.6022e-06 | 0 | 4.6022e-06
[79 empty] | WLDFR | HFTD - Distribution - Tier 2 - 4QU CoRE ¦ 2QU LoRE | Red Flag Warning - Catastrophic Fires | 2043 | 0 | 17672.0852 | 299.42 | 10692.7362 | 6679.929 | 4606.6527 | 1.2874e-05 | 0 | 0.059307 | 0.059307 | 0 | 4.6022e-06 | 4.6022e-06 | 0 | 4.6022e-06
[79 empty] | WLDFR | HFTD - Distribution - Tier 2 - 4QU CoRE ¦ 2QU LoRE | Red Flag Warning - Catastrophic Fires | 2044 | 0 | 17672.0852 | 299.42 | 10692.7362 | 6679.929 | 4606.6527 | 1.2874e-05 | 0 | 0.059307 | 0.059307 | 0 | 4.8006e-06 | 4.8006e-06 | 0 | 4.8006e-06
[79 empty] | WLDFR | HFTD - Distribution - Tier 2 - 4QU CoRE ¦ 2QU LoRE | Red Flag Warning - Catastrophic Fires | 2045 | 0 | 17672.0852 | 299.42 | 10692.7362 | 6679.929 | 4606.6527 | 1.2874e-05 | 0 | 0.059307 | 0.059307 | 0 | 4.8006e-06 | 4.8006e-06 | 0 | 4.8006e-06
[79 empty] | WLDFR | HFTD - Distribution - Tier 2 - 4QU CoRE ¦ 2QU LoRE | Red Flag Warning - Catastrophic Fires | 2046 | 0 | 17672.0852 | 299.42 | 10692.7362 | 6679.929 | 4606.6527 | 1.2874e-05 | 0 | 0.059307 | 0.059307 | 0 | 4.8006e-06 | 4.8006e-06 | 0 | 4.8006e-06
[79 empty] | WLDFR | HFTD - Distribution - Tier 2 - 4QU CoRE ¦ 2QU LoRE | Red Flag Warning - Catastrophic Fires | 2047 | 0 | 17672.0852 | 299.42 | 10692.7362 | 6679.929 | 4606.6527 | 1.2874e-05 | 0 | 0.059307 | 0.059307 | 0 | 4.8006e-06 | 4.8006e-06 | 0 | 4.8006e-06
[79 empty] | WLDFR | HFTD - Distribution - Tier 2 - 4QU CoRE ¦ 2QU LoRE | Red Flag Warning - Catastrophic Fires | 2048 | 0 | 18552.3348 | 319.4911 | 11216.5626 | 7016.281 | 4838.6098 | 1.2874e-05 | 0 | 0.062293 | 0.062293 | 0 | 4.8006e-06 | 4.8006e-06 | 0 | 4.8006e-06
[79 empty] | WLDFR | HFTD - Distribution - Tier 2 - 4QU CoRE ¦ 2QU LoRE | Red Flag Warning - Catastrophic Fires | 2049 | 0 | 18552.3348 | 319.4911 | 11216.5626 | 7016.281 | 4838.6098 | 1.2874e-05 | 0 | 0.062293 | 0.062293 | 0 | 5.0193e-06 | 5.0193e-06 | 0 | 5.0193e-06
[79 empty] | WLDFR | HFTD - Distribution - Tier 2 - 4QU CoRE ¦ 2QU LoRE | Red Flag Warning - Catastrophic Fires | 2050 | 0 | 18552.3348 | 319.4911 | 11216.5626 | 7016.281 | 4838.6098 | 1.2874e-05 | 0 | 0.062293 | 0.062293 | 0 | 5.0193e-06 | 5.0193e-06 | 0 | 5.0193e-06
[79 empty] | WLDFR | HFTD - Distribution - Tier 2 - 4QU CoRE ¦ 2QU LoRE | Red Flag Warning - Catastrophic Fires | 2051 | 0 | 18552.3348 | 319.4911 | 11216.5626 | 7016.281 | 4838.6098 | 1.2874e-05 | 0 | 0.062293 | 0.062293 | 0 | 5.0193e-06 | 5.0193e-06 | 0 | 5.0193e-06
[79 empty] | WLDFR | HFTD - Distribution - Tier 2 - 4QU CoRE ¦ 2QU LoRE | Red Flag Warning - Catastrophic Fires | 2052 | 0 | 18552.3348 | 319.4911 | 11216.5626 | 7016.281 | 4838.6098 | 1.2874e-05 | 0 | 0.062293 | 0.062293 | 0 | 5.0193e-06 | 5.0193e-06 | 0 | 5.0193e-06
[79 empty] | WLDFR | HFTD - Distribution - Tier 2 - 4QU CoRE ¦ 2QU LoRE | Red Flag Warning - Catastrophic Fires | 2053 | 0 | 19462.1283 | 340.5356 | 11757.1413 | 7364.4514 | 5078.7171 | 1.2874e-05 | 0 | 0.065385 | 0.065385 | 0 | 5.0193e-06 | 5.0193e-06 | 0 | 5.0193e-06
[79 empty] | WLDFR | HFTD - Distribution - Tier 2 - 4QU CoRE ¦ 2QU LoRE | Red Flag Warning - Catastrophic Fires | 2054 | 0 | 19462.1283 | 340.5356 | 11757.1413 | 7364.4514 | 5078.7171 | 1.2874e-05 | 0 | 0.065385 | 0.065385 | 0 | 5.2561e-06 | 5.2561e-06 | 0 | 5.2561e-06
[79 empty] | WLDFR | HFTD - Distribution - Tier 2 - 4QU CoRE ¦ 2QU LoRE | Red Flag Warning - Catastrophic Fires | 2055 | 0 | 19462.1283 | 340.5356 | 11757.1413 | 7364.4514 | 5078.7171 | 1.2874e-05 | 0 | 0.065385 | 0.065385 | 0 | 5.2561e-06 | 5.2561e-06 | 0 | 5.2561e-06
[79 empty] | WLDFR | HFTD - Distribution - Tier 2 - 4QU CoRE ¦ 2QU LoRE | Red Flag Warning - Large Fires | 2026 | 0 | 5.475 | 0.71896 | 3.0715 | 1.6846 | 1.1617 | 2.6383e-05 | 0 | 3.0649e-05 | 3.0649e-05 | 0 | 5.2561e-06 | 5.2561e-06 | 0 | 5.2561e-06
[79 empty] | WLDFR | HFTD - Distribution - Tier 2 - 4QU CoRE ¦ 2QU LoRE | Red Flag Warning - Large Fires | 2027 | 0 | 5.475 | 0.71896 | 3.0715 | 1.6846 | 1.1617 | 2.6383e-05 | 0 | 3.0649e-05 | 3.0649e-05 | 0 | 5.2561e-06 | 5.2561e-06 | 0 | 5.2561e-06
[79 empty] | WLDFR | HFTD - Distribution - Tier 2 - 4QU CoRE ¦ 2QU LoRE | Red Flag Warning - Large Fires | 2028 | 0 | 5.777 | 0.74734 | 3.238 | 1.7917 | 1.2356 | 2.6383e-05 | 0 | 3.2599e-05 | 3.2599e-05 | 0 | 5.2561e-06 | 5.2561e-06 | 0 | 5.2561e-06
[79 empty] | WLDFR | HFTD - Distribution - Tier 2 - 4QU CoRE ¦ 2QU LoRE | Red Flag Warning - Large Fires | 2029 | 0 | 5.777 | 0.74734 | 3.238 | 1.7917 | 1.2356 | 2.6383e-05 | 0 | 3.2599e-05 | 3.2599e-05 | 0 | 5.5085e-06 | 5.5085e-06 | 0 | 5.5085e-06
[79 empty] | WLDFR | HFTD - Distribution - Tier 2 - 4QU CoRE ¦ 2QU LoRE | Red Flag Warning - Large Fires | 2030 | 0 | 5.777 | 0.74734 | 3.238 | 1.7917 | 1.2356 | 2.6383e-05 | 0 | 3.2599e-05 | 3.2599e-05 | 0 | 5.5085e-06 | 5.5085e-06 | 0 | 5.5085e-06
[79 empty] | WLDFR | HFTD - Distribution - Tier 2 - 4QU CoRE ¦ 2QU LoRE | Red Flag Warning - Large Fires | 2031 | 0 | 5.777 | 0.74734 | 3.238 | 1.7917 | 1.2356 | 2.6383e-05 | 0 | 3.2599e-05 | 3.2599e-05 | 0 | 5.5085e-06 | 5.5085e-06 | 0 | 5.5085e-06
[79 empty] | WLDFR | HFTD - Distribution - Tier 2 - 4QU CoRE ¦ 2QU LoRE | Red Flag Warning - Large Fires | 2032 | 0 | 5.777 | 0.74734 | 3.238 | 1.7917 | 1.2356 | 2.6383e-05 | 0 | 3.2599e-05 | 3.2599e-05 | 0 | 5.5085e-06 | 5.5085e-06 | 0 | 5.5085e-06
[79 empty] | WLDFR | HFTD - Distribution - Tier 2 - 4QU CoRE ¦ 2QU LoRE | Red Flag Warning - Large Fires | 2033 | 0 | 6.1205 | 0.77885 | 3.4265 | 1.9151 | 1.3207 | 2.6383e-05 | 0 | 3.4844e-05 | 3.4844e-05 | 0 | 0 | 5.5085e-06 | 0 | 5.5085e-06
[79 empty] | WLDFR | HFTD - Distribution - Tier 2 - 4QU CoRE ¦ 2QU LoRE | Red Flag Warning - Large Fires | 2034 | 0 | 6.1205 | 0.77885 | 3.4265 | 1.9151 | 1.3207 | 2.6383e-05 | 0 | 3.4844e-05 | 3.4844e-05 | 0 | 0.00021288 | 0 | 0 | 0
[79 empty] | WLDFR | HFTD - Distribution - Tier 2 - 4QU CoRE ¦ 2QU LoRE | Red Flag Warning - Large Fires | 2035 | 0 | 6.1205 | 0.77885 | 3.4265 | 1.9151 | 1.3207 | 2.6383e-05 | 0 | 3.4844e-05 | 3.4844e-05 | 0 | 0.00022068 | 0.00022068 | 0 | 0.00022068
[79 empty] | WLDFR | HFTD - Distribution - Tier 2 - 4QU CoRE ¦ 2QU LoRE | Red Flag Warning - Large Fires | 2036 | 0 | 6.1205 | 0.77885 | 3.4265 | 1.9151 | 1.3207 | 2.6383e-05 | 0 | 3.4844e-05 | 3.4844e-05 | 0 | 0.00022068 | 0.00022068 | 0 | 0.00022068
[79 empty] | WLDFR | HFTD - Distribution - Tier 2 - 4QU CoRE ¦ 2QU LoRE | Red Flag Warning - Large Fires | 2037 | 0 | 6.1205 | 0.77885 | 3.4265 | 1.9151 | 1.3207 | 2.6383e-05 | 0 | 3.4844e-05 | 3.4844e-05 | 0 | 0.00022068 | 0.00022068 | 0 | 0.00022068
[79 empty] | WLDFR | HFTD - Distribution - Tier 2 - 4QU CoRE ¦ 2QU LoRE | Red Flag Warning - Large Fires | 2038 | 0 | 6.5028 | 0.81304 | 3.6355 | 2.0543 | 1.4167 | 2.6383e-05 | 0 | 3.7375e-05 | 3.7375e-05 | 0 | 0.00022068 | 0.00022068 | 0 | 0.00022068
[79 empty] | WLDFR | HFTD - Distribution - Tier 2 - 4QU CoRE ¦ 2QU LoRE | Red Flag Warning - Large Fires | 2039 | 0 | 6.5028 | 0.81304 | 3.6355 | 2.0543 | 1.4167 | 2.6383e-05 | 0 | 3.7375e-05 | 3.7375e-05 | 0 | 0.00022068 | 0.00022068 | 0 | 0.00022068
[79 empty] | WLDFR | HFTD - Distribution - Tier 2 - 4QU CoRE ¦ 2QU LoRE | Red Flag Warning - Large Fires | 2040 | 0 | 6.5028 | 0.81304 | 3.6355 | 2.0543 | 1.4167 | 2.6383e-05 | 0 | 3.7375e-05 | 3.7375e-05 | 0 | 0.00023051 | 0.00023051 | 0 | 0.00023051
[79 empty] | WLDFR | HFTD - Distribution - Tier 2 - 4QU CoRE ¦ 2QU LoRE | Red Flag Warning - Large Fires | 2041 | 0 | 6.5028 | 0.81304 | 3.6355 | 2.0543 | 1.4167 | 2.6383e-05 | 0 | 3.7375e-05 | 3.7375e-05 | 0 | 0.00023051 | 0.00023051 | 0 | 0.00023051
[79 empty] | WLDFR | HFTD - Distribution - Tier 2 - 4QU CoRE ¦ 2QU LoRE | Red Flag Warning - Large Fires | 2042 | 0 | 6.5028 | 0.81304 | 3.6355 | 2.0543 | 1.4167 | 2.6383e-05 | 0 | 3.7375e-05 | 3.7375e-05 | 0 | 0.00023051 | 0.00023051 | 0 | 0.00023051
[79 empty] | WLDFR | HFTD - Distribution - Tier 2 - 4QU CoRE ¦ 2QU LoRE | Red Flag Warning - Large Fires | 2043 | 0 | 6.9209 | 0.84944 | 3.8632 | 2.2083 | 1.5229 | 2.6383e-05 | 0 | 4.0178e-05 | 4.0178e-05 | 0 | 0.00023051 | 0.00023051 | 0 | 0.00023051
[79 empty] | WLDFR | HFTD - Distribution - Tier 2 - 4QU CoRE ¦ 2QU LoRE | Red Flag Warning - Large Fires | 2044 | 0 | 6.9209 | 0.84944 | 3.8632 | 2.2083 | 1.5229 | 2.6383e-05 | 0 | 4.0178e-05 | 4.0178e-05 | 0 | 0.00023051 | 0.00023051 | 0 | 0.00023051
[79 empty] | WLDFR | HFTD - Distribution - Tier 2 - 4QU CoRE ¦ 2QU LoRE | Red Flag Warning - Large Fires | 2045 | 0 | 6.9209 | 0.84944 | 3.8632 | 2.2083 | 1.5229 | 2.6383e-05 | 0 | 4.0178e-05 | 4.0178e-05 | 0 | 0.00024144 | 0.00024144 | 0 | 0.00024144
[79 empty] | WLDFR | HFTD - Distribution - Tier 2 - 4QU CoRE ¦ 2QU LoRE | Red Flag Warning - Large Fires | 2046 | 0 | 6.9209 | 0.84944 | 3.8632 | 2.2083 | 1.5229 | 2.6383e-05 | 0 | 4.0178e-05 | 4.0178e-05 | 0 | 0.00024144 | 0.00024144 | 0 | 0.00024144
[79 empty] | WLDFR | HFTD - Distribution - Tier 2 - 4QU CoRE ¦ 2QU LoRE | Red Flag Warning - Large Fires | 2047 | 0 | 6.9209 | 0.84944 | 3.8632 | 2.2083 | 1.5229 | 2.6383e-05 | 0 | 4.0178e-05 | 4.0178e-05 | 0 | 0.00024144 | 0.00024144 | 0 | 0.00024144
[79 empty] | WLDFR | HFTD - Distribution - Tier 2 - 4QU CoRE ¦ 2QU LoRE | Red Flag Warning - Large Fires | 2048 | 0 | 7.3713 | 0.88759 | 4.1075 | 2.3763 | 1.6388 | 2.6383e-05 | 0 | 4.3235e-05 | 4.3235e-05 | 0 | 0.00024144 | 0.00024144 | 0 | 0.00024144
[79 empty] | WLDFR | HFTD - Distribution - Tier 2 - 4QU CoRE ¦ 2QU LoRE | Red Flag Warning - Large Fires | 2049 | 0 | 7.3713 | 0.88759 | 4.1075 | 2.3763 | 1.6388 | 2.6383e-05 | 0 | 4.3235e-05 | 4.3235e-05 | 0 | 0.00024144 | 0.00024144 | 0 | 0.00024144
[79 empty] | WLDFR | HFTD - Distribution - Tier 2 - 4QU CoRE ¦ 2QU LoRE | Red Flag Warning - Large Fires | 2050 | 0 | 7.3713 | 0.88759 | 4.1075 | 2.3763 | 1.6388 | 2.6383e-05 | 0 | 4.3235e-05 | 4.3235e-05 | 0 | 0.0002533 | 0.0002533 | 0 | 0.0002533
[79 empty] | WLDFR | HFTD - Distribution - Tier 2 - 4QU CoRE ¦ 2QU LoRE | Red Flag Warning - Large Fires | 2051 | 0 | 7.3713 | 0.88759 | 4.1075 | 2.3763 | 1.6388 | 2.6383e-05 | 0 | 4.3235e-05 | 4.3235e-05 | 0 | 0.0002533 | 0.0002533 | 0 | 0.0002533
[79 empty] | WLDFR | HFTD - Distribution - Tier 2 - 4QU CoRE ¦ 2QU LoRE | Red Flag Warning - Large Fires | 2052 | 0 | 7.3713 | 0.88759 | 4.1075 | 2.3763 | 1.6388 | 2.6383e-05 | 0 | 4.3235e-05 | 4.3235e-05 | 0 | 0.0002533 | 0.0002533 | 0 | 0.0002533
[79 empty] | WLDFR | HFTD - Distribution - Tier 2 - 4QU CoRE ¦ 2QU LoRE | Red Flag Warning - Large Fires | 2053 | 0 | 7.8503 | 0.92702 | 4.3664 | 2.5569 | 1.7633 | 2.6383e-05 | 0 | 4.652e-05 | 4.652e-05 | 0 | 0.0002533 | 0.0002533 | 0 | 0.0002533
[79 empty] | WLDFR | HFTD - Distribution - Tier 2 - 4QU CoRE ¦ 2QU LoRE | Red Flag Warning - Large Fires | 2054 | 0 | 7.8503 | 0.92702 | 4.3664 | 2.5569 | 1.7633 | 2.6383e-05 | 0 | 4.652e-05 | 4.652e-05 | 0 | 0.0002533 | 0.0002533 | 0 | 0.0002533
[79 empty] | WLDFR | HFTD - Distribution - Tier 2 - 4QU CoRE ¦ 2QU LoRE | Red Flag Warning - Large Fires | 2055 | 0 | 7.8503 | 0.92702 | 4.3664 | 2.5569 | 1.7633 | 2.6383e-05 | 0 | 4.652e-05 | 4.652e-05 | 0 | 0.00026594 | 0.00026594 | 0 | 0.00026594
[79 empty] | WLDFR | HFTD - Distribution - Tier 2 - 4QU CoRE ¦ 2QU LoRE | Red Flag Warning - Small Fires | 2026 | 0 | 0.080408 | 0.03759 | 0.0016314 | 0.041187 | 0.028403 | 0.00072686 | 0 | 2.0645e-05 | 2.0645e-05 | 0 | 0.00026594 | 0.00026594 | 0 | 0.00026594
[79 empty] | WLDFR | HFTD - Distribution - Tier 2 - 4QU CoRE ¦ 2QU LoRE | Red Flag Warning - Small Fires | 2027 | 0 | 0.080408 | 0.03759 | 0.0016314 | 0.041187 | 0.028403 | 0.00072686 | 0 | 2.0645e-05 | 2.0645e-05 | 0 | 0.00026594 | 0.00026594 | 0 | 0.00026594
[79 empty] | WLDFR | HFTD - Distribution - Tier 2 - 4QU CoRE ¦ 2QU LoRE | Red Flag Warning - Small Fires | 2028 | 0 | 0.083606 | 0.039055 | 0.001695 | 0.042856 | 0.029555 | 0.00072686 | 0 | 2.1482e-05 | 2.1482e-05 | 0 | 0.00026594 | 0.00026594 | 0 | 0.00026594
[79 empty] | WLDFR | HFTD - Distribution - Tier 2 - 4QU CoRE ¦ 2QU LoRE | Red Flag Warning - Small Fires | 2029 | 0 | 0.083606 | 0.039055 | 0.001695 | 0.042856 | 0.029555 | 0.00072686 | 0 | 2.1482e-05 | 2.1482e-05 | 0 | 0.00026594 | 0.00026594 | 0 | 0.00026594
[79 empty] | WLDFR | HFTD - Distribution - Tier 2 - 4QU CoRE ¦ 2QU LoRE | Red Flag Warning - Small Fires | 2030 | 0 | 0.083606 | 0.039055 | 0.001695 | 0.042856 | 0.029555 | 0.00072686 | 0 | 2.1482e-05 | 2.1482e-05 | 0 | 0.00027919 | 0.00027919 | 0 | 0.00027919
[79 empty] | WLDFR | HFTD - Distribution - Tier 2 - 4QU CoRE ¦ 2QU LoRE | Red Flag Warning - Small Fires | 2031 | 0 | 0.083606 | 0.039055 | 0.001695 | 0.042856 | 0.029555 | 0.00072686 | 0 | 2.1482e-05 | 2.1482e-05 | 0 | 0.00027919 | 0.00027919 | 0 | 0.00027919
[79 empty] | WLDFR | HFTD - Distribution - Tier 2 - 4QU CoRE ¦ 2QU LoRE | Red Flag Warning - Small Fires | 2032 | 0 | 0.083606 | 0.039055 | 0.001695 | 0.042856 | 0.029555 | 0.00072686 | 0 | 2.1482e-05 | 2.1482e-05 | 0 | 0.00027919 | 0.00027919 | 0 | 0.00027919
[79 empty] | WLDFR | HFTD - Distribution - Tier 2 - 4QU CoRE ¦ 2QU LoRE | Red Flag Warning - Small Fires | 2033 | 0 | 0.087211 | 0.040679 | 0.0017655 | 0.044766 | 0.030872 | 0.00072686 | 0 | 2.244e-05 | 2.244e-05 | 0 | 0.00027919 | 0.00027919 | 0 | 0.00027919
[79 empty] | WLDFR | HFTD - Distribution - Tier 2 - 4QU CoRE ¦ 2QU LoRE | Red Flag Warning - Small Fires | 2034 | 0 | 0.087211 | 0.040679 | 0.0017655 | 0.044766 | 0.030872 | 0.00072686 | 0 | 2.244e-05 | 2.244e-05 | 0 | 0 | 0.00027919 | 0 | 0.00027919
[79 empty] | WLDFR | HFTD - Distribution - Tier 2 - 4QU CoRE ¦ 2QU LoRE | Red Flag Warning - Small Fires | 2035 | 0 | 0.087211 | 0.040679 | 0.0017655 | 0.044766 | 0.030872 | 0.00072686 | 0 | 2.244e-05 | 2.244e-05 | 0 | 0.00020542 | 0 | 0 | 0
[79 empty] | WLDFR | HFTD - Distribution - Tier 2 - 4QU CoRE ¦ 2QU LoRE | Red Flag Warning - Small Fires | 2036 | 0 | 0.087211 | 0.040679 | 0.0017655 | 0.044766 | 0.030872 | 0.00072686 | 0 | 2.244e-05 | 2.244e-05 | 0 | 0.00021292 | 0.00021292 | 0 | 0.00021292
[79 empty] | WLDFR | HFTD - Distribution - Tier 2 - 4QU CoRE ¦ 2QU LoRE | Red Flag Warning - Small Fires | 2037 | 0 | 0.087211 | 0.040679 | 0.0017655 | 0.044766 | 0.030872 | 0.00072686 | 0 | 2.244e-05 | 2.244e-05 | 0 | 0.00021292 | 0.00021292 | 0 | 0.00021292
[79 empty] | WLDFR | HFTD - Distribution - Tier 2 - 4QU CoRE ¦ 2QU LoRE | Red Flag Warning - Small Fires | 2038 | 0 | 0.091184 | 0.042438 | 0.0018418 | 0.046905 | 0.032347 | 0.00072686 | 0 | 2.3512e-05 | 2.3512e-05 | 0 | 0.00021292 | 0.00021292 | 0 | 0.00021292
[79 empty] | WLDFR | HFTD - Distribution - Tier 2 - 4QU CoRE ¦ 2QU LoRE | Red Flag Warning - Small Fires | 2039 | 0 | 0.091184 | 0.042438 | 0.0018418 | 0.046905 | 0.032347 | 0.00072686 | 0 | 2.3512e-05 | 2.3512e-05 | 0 | 0.00021292 | 0.00021292 | 0 | 0.00021292
[79 empty] | WLDFR | HFTD - Distribution - Tier 2 - 4QU CoRE ¦ 2QU LoRE | Red Flag Warning - Small Fires | 2040 | 0 | 0.091184 | 0.042438 | 0.0018418 | 0.046905 | 0.032347 | 0.00072686 | 0 | 2.3512e-05 | 2.3512e-05 | 0 | 0.00021292 | 0.00021292 | 0 | 0.00021292
[79 empty] | WLDFR | HFTD - Distribution - Tier 2 - 4QU CoRE ¦ 2QU LoRE | Red Flag Warning - Small Fires | 2041 | 0 | 0.091184 | 0.042438 | 0.0018418 | 0.046905 | 0.032347 | 0.00072686 | 0 | 2.3512e-05 | 2.3512e-05 | 0 | 0.00022237 | 0.00022237 | 0 | 0.00022237
[79 empty] | WLDFR | HFTD - Distribution - Tier 2 - 4QU CoRE ¦ 2QU LoRE | Red Flag Warning - Small Fires | 2042 | 0 | 0.091184 | 0.042438 | 0.0018418 | 0.046905 | 0.032347 | 0.00072686 | 0 | 2.3512e-05 | 2.3512e-05 | 0 | 0.00022237 | 0.00022237 | 0 | 0.00022237
[79 empty] | WLDFR | HFTD - Distribution - Tier 2 - 4QU CoRE ¦ 2QU LoRE | Red Flag Warning - Small Fires | 2043 | 0 | 0.095486 | 0.044306 | 0.0019228 | 0.049257 | 0.033969 | 0.00072686 | 0 | 2.469e-05 | 2.469e-05 | 0 | 0.00022237 | 0.00022237 | 0 | 0.00022237
[79 empty] | WLDFR | HFTD - Distribution - Tier 2 - 4QU CoRE ¦ 2QU LoRE | Red Flag Warning - Small Fires | 2044 | 0 | 0.095486 | 0.044306 | 0.0019228 | 0.049257 | 0.033969 | 0.00072686 | 0 | 2.469e-05 | 2.469e-05 | 0 | 0.00022237 | 0.00022237 | 0 | 0.00022237
[79 empty] | WLDFR | HFTD - Distribution - Tier 2 - 4QU CoRE ¦ 2QU LoRE | Red Flag Warning - Small Fires | 2045 | 0 | 0.095486 | 0.044306 | 0.0019228 | 0.049257 | 0.033969 | 0.00072686 | 0 | 2.469e-05 | 2.469e-05 | 0 | 0.00022237 | 0.00022237 | 0 | 0.00022237
[79 empty] | WLDFR | HFTD - Distribution - Tier 2 - 4QU CoRE ¦ 2QU LoRE | Red Flag Warning - Small Fires | 2046 | 0 | 0.095486 | 0.044306 | 0.0019228 | 0.049257 | 0.033969 | 0.00072686 | 0 | 2.469e-05 | 2.469e-05 | 0 | 0.00023287 | 0.00023287 | 0 | 0.00023287
[79 empty] | WLDFR | HFTD - Distribution - Tier 2 - 4QU CoRE ¦ 2QU LoRE | Red Flag Warning - Small Fires | 2047 | 0 | 0.095486 | 0.044306 | 0.0019228 | 0.049257 | 0.033969 | 0.00072686 | 0 | 2.469e-05 | 2.469e-05 | 0 | 0.00023287 | 0.00023287 | 0 | 0.00023287
[79 empty] | WLDFR | HFTD - Distribution - Tier 2 - 4QU CoRE ¦ 2QU LoRE | Red Flag Warning - Small Fires | 2048 | 0 | 0.10007 | 0.04626 | 0.0020076 | 0.051804 | 0.035726 | 0.00072686 | 0 | 2.5967e-05 | 2.5967e-05 | 0 | 0.00023287 | 0.00023287 | 0 | 0.00023287
[79 empty] | WLDFR | HFTD - Distribution - Tier 2 - 4QU CoRE ¦ 2QU LoRE | Red Flag Warning - Small Fires | 2049 | 0 | 0.10007 | 0.04626 | 0.0020076 | 0.051804 | 0.035726 | 0.00072686 | 0 | 2.5967e-05 | 2.5967e-05 | 0 | 0.00023287 | 0.00023287 | 0 | 0.00023287
[79 empty] | WLDFR | HFTD - Distribution - Tier 2 - 4QU CoRE ¦ 2QU LoRE | Red Flag Warning - Small Fires | 2050 | 0 | 0.10007 | 0.04626 | 0.0020076 | 0.051804 | 0.035726 | 0.00072686 | 0 | 2.5967e-05 | 2.5967e-05 | 0 | 0.00023287 | 0.00023287 | 0 | 0.00023287
[79 empty] | WLDFR | HFTD - Distribution - Tier 2 - 4QU CoRE ¦ 2QU LoRE | Red Flag Warning - Small Fires | 2051 | 0 | 0.10007 | 0.04626 | 0.0020076 | 0.051804 | 0.035726 | 0.00072686 | 0 | 2.5967e-05 | 2.5967e-05 | 0 | 0.00024425 | 0.00024425 | 0 | 0.00024425
[79 empty] | WLDFR | HFTD - Distribution - Tier 2 - 4QU CoRE ¦ 2QU LoRE | Red Flag Warning - Small Fires | 2052 | 0 | 0.10007 | 0.04626 | 0.0020076 | 0.051804 | 0.035726 | 0.00072686 | 0 | 2.5967e-05 | 2.5967e-05 | 0 | 0.00024425 | 0.00024425 | 0 | 0.00024425
[79 empty] | WLDFR | HFTD - Distribution - Tier 2 - 4QU CoRE ¦ 2QU LoRE | Red Flag Warning - Small Fires | 2053 | 0 | 0.10489 | 0.048274 | 0.002095 | 0.054525 | 0.037602 | 0.00072686 | 0 | 2.7331e-05 | 2.7331e-05 | 0 | 0.00024425 | 0.00024425 | 0 | 0.00024425
[79 empty] | WLDFR | HFTD - Distribution - Tier 2 - 4QU CoRE ¦ 2QU LoRE | Red Flag Warning - Small Fires | 2054 | 0 | 0.10489 | 0.048274 | 0.002095 | 0.054525 | 0.037602 | 0.00072686 | 0 | 2.7331e-05 | 2.7331e-05 | 0 | 0.00024425 | 0.00024425 | 0 | 0.00024425
[79 empty] | WLDFR | HFTD - Distribution - Tier 2 - 4QU CoRE ¦ 2QU LoRE | Red Flag Warning - Small Fires | 2055 | 0 | 0.10489 | 0.048274 | 0.002095 | 0.054525 | 0.037602 | 0.00072686 | 0 | 2.7331e-05 | 2.7331e-05 | 0 | 0.00024425 | 0.00024425 | 0 | 0.00024425
[79 empty] | WLDFR | HFTD - Distribution - Tier 2 - 4QU CoRE ¦ 2QU LoRE | Seismic - Non-Red Flag Warning - Catastrophic Fires | 2026 | 0 | 21835.9781 | 428.6023 | 13939.561 | 7467.8148 | 5149.9993 | 2.07e-10 | 0 | 1.0661e-06 | 1.0661e-06 | 0 | 0.00025636 | 0.00025636 | 0 | 0.00025636
[79 empty] | WLDFR | HFTD - Distribution - Tier 2 - 4QU CoRE ¦ 2QU LoRE | Seismic - Non-Red Flag Warning - Catastrophic Fires | 2027 | 0 | 21835.9781 | 428.6023 | 13939.561 | 7467.8148 | 5149.9993 | 2.07e-10 | 0 | 1.0661e-06 | 1.0661e-06 | 0 | 0.00025636 | 0.00025636 | 0 | 0.00025636
[79 empty] | WLDFR | HFTD - Distribution - Tier 2 - 4QU CoRE ¦ 2QU LoRE | Seismic - Non-Red Flag Warning - Catastrophic Fires | 2028 | 0 | 22783.187 | 453.261 | 14531.3357 | 7798.5904 | 5378.1107 | 2.07e-10 | 0 | 1.1133e-06 | 1.1133e-06 | 0 | 0.00025636 | 0.00025636 | 0 | 0.00025636
[79 empty] | WLDFR | HFTD - Distribution - Tier 2 - 4QU CoRE ¦ 2QU LoRE | Seismic - Non-Red Flag Warning - Catastrophic Fires | 2029 | 0 | 22783.187 | 453.261 | 14531.3357 | 7798.5904 | 5378.1107 | 2.07e-10 | 0 | 1.1133e-06 | 1.1133e-06 | 0 | 0.00025636 | 0.00025636 | 0 | 0.00025636
[79 empty] | WLDFR | HFTD - Distribution - Tier 2 - 4QU CoRE ¦ 2QU LoRE | Seismic - Non-Red Flag Warning - Catastrophic Fires | 2030 | 0 | 22783.187 | 453.261 | 14531.3357 | 7798.5904 | 5378.1107 | 2.07e-10 | 0 | 1.1133e-06 | 1.1133e-06 | 0 | 0.00025636 | 0.00025636 | 0 | 0.00025636
[79 empty] | WLDFR | HFTD - Distribution - Tier 2 - 4QU CoRE ¦ 2QU LoRE | Seismic - Non-Red Flag Warning - Catastrophic Fires | 2031 | 0 | 22783.187 | 453.261 | 14531.3357 | 7798.5904 | 5378.1107 | 2.07e-10 | 0 | 1.1133e-06 | 1.1133e-06 | 0 | 0.00026904 | 0.00026904 | 0 | 0.00026904
[79 empty] | WLDFR | HFTD - Distribution - Tier 2 - 4QU CoRE ¦ 2QU LoRE | Seismic - Non-Red Flag Warning - Catastrophic Fires | 2032 | 0 | 22783.187 | 453.261 | 14531.3357 | 7798.5904 | 5378.1107 | 2.07e-10 | 0 | 1.1133e-06 | 1.1133e-06 | 0 | 0.00026904 | 0.00026904 | 0 | 0.00026904
[79 empty] | WLDFR | HFTD - Distribution - Tier 2 - 4QU CoRE ¦ 2QU LoRE | Seismic - Non-Red Flag Warning - Catastrophic Fires | 2033 | 0 | 23835.2641 | 480.9649 | 15187.7294 | 8166.5698 | 5631.8789 | 2.07e-10 | 0 | 1.1658e-06 | 1.1658e-06 | 0 | 0.00026904 | 0.00026904 | 0 | 0.00026904
[79 empty] | WLDFR | HFTD - Distribution - Tier 2 - 4QU CoRE ¦ 2QU LoRE | Seismic - Non-Red Flag Warning - Catastrophic Fires | 2034 | 0 | 23835.2641 | 480.9649 | 15187.7294 | 8166.5698 | 5631.8789 | 2.07e-10 | 0 | 1.1658e-06 | 1.1658e-06 | 0 | 0.00026904 | 0.00026904 | 0 | 0.00026904
[79 empty] | WLDFR | HFTD - Distribution - Tier 2 - 4QU CoRE ¦ 2QU LoRE | Seismic - Non-Red Flag Warning - Catastrophic Fires | 2035 | 0 | 23835.2641 | 480.9649 | 15187.7294 | 8166.5698 | 5631.8789 | 2.07e-10 | 0 | 1.1658e-06 | 1.1658e-06 | 0 | 0 | 0.00026904 | 0 | 0.00026904
[79 empty] | WLDFR | HFTD - Distribution - Tier 2 - 4QU CoRE ¦ 2QU LoRE | Seismic - Non-Red Flag Warning - Catastrophic Fires | 2036 | 0 | 23835.2641 | 480.9649 | 15187.7294 | 8166.5698 | 5631.8789 | 2.07e-10 | 0 | 1.1658e-06 | 1.1658e-06 | 0 | 2.7574e-06 | 0 | 0 | 0
[79 empty] | WLDFR | HFTD - Distribution - Tier 2 - 4QU CoRE ¦ 2QU LoRE | Seismic - Non-Red Flag Warning - Catastrophic Fires | 2037 | 0 | 23835.2641 | 480.9649 | 15187.7294 | 8166.5698 | 5631.8789 | 2.07e-10 | 0 | 1.1658e-06 | 1.1658e-06 | 0 | 2.8807e-06 | 2.8807e-06 | 0 | 2.8807e-06
[79 empty] | WLDFR | HFTD - Distribution - Tier 2 - 4QU CoRE ¦ 2QU LoRE | Seismic - Non-Red Flag Warning - Catastrophic Fires | 2038 | 0 | 24976.6418 | 511.3745 | 15898.8237 | 8566.4437 | 5907.6423 | 2.07e-10 | 0 | 1.2229e-06 | 1.2229e-06 | 0 | 2.8807e-06 | 2.8807e-06 | 0 | 2.8807e-06
[79 empty] | WLDFR | HFTD - Distribution - Tier 2 - 4QU CoRE ¦ 2QU LoRE | Seismic - Non-Red Flag Warning - Catastrophic Fires | 2039 | 0 | 24976.6418 | 511.3745 | 15898.8237 | 8566.4437 | 5907.6423 | 2.07e-10 | 0 | 1.2229e-06 | 1.2229e-06 | 0 | 2.8807e-06 | 2.8807e-06 | 0 | 2.8807e-06
[79 empty] | WLDFR | HFTD - Distribution - Tier 2 - 4QU CoRE ¦ 2QU LoRE | Seismic - Non-Red Flag Warning - Catastrophic Fires | 2040 | 0 | 24976.6418 | 511.3745 | 15898.8237 | 8566.4437 | 5907.6423 | 2.07e-10 | 0 | 1.2229e-06 | 1.2229e-06 | 0 | 2.8807e-06 | 2.8807e-06 | 0 | 2.8807e-06
[79 empty] | WLDFR | HFTD - Distribution - Tier 2 - 4QU CoRE ¦ 2QU LoRE | Seismic - Non-Red Flag Warning - Catastrophic Fires | 2041 | 0 | 24976.6418 | 511.3745 | 15898.8237 | 8566.4437 | 5907.6423 | 2.07e-10 | 0 | 1.2229e-06 | 1.2229e-06 | 0 | 2.8807e-06 | 2.8807e-06 | 0 | 2.8807e-06
[79 empty] | WLDFR | HFTD - Distribution - Tier 2 - 4QU CoRE ¦ 2QU LoRE | Seismic - Non-Red Flag Warning - Catastrophic Fires | 2042 | 0 | 24976.6418 | 511.3745 | 15898.8237 | 8566.4437 | 5907.6423 | 2.07e-10 | 0 | 1.2229e-06 | 1.2229e-06 | 0 | 3.0396e-06 | 3.0396e-06 | 0 | 3.0396e-06
[79 empty] | WLDFR | HFTD - Distribution - Tier 2 - 4QU CoRE ¦ 2QU LoRE | Seismic - Non-Red Flag Warning - Catastrophic Fires | 2043 | 0 | 26191.7278 | 544.1291 | 16654.7414 | 8992.8573 | 6201.7082 | 2.07e-10 | 0 | 1.2838e-06 | 1.2838e-06 | 0 | 3.0396e-06 | 3.0396e-06 | 0 | 3.0396e-06
[79 empty] | WLDFR | HFTD - Distribution - Tier 2 - 4QU CoRE ¦ 2QU LoRE | Seismic - Non-Red Flag Warning - Catastrophic Fires | 2044 | 0 | 26191.7278 | 544.1291 | 16654.7414 | 8992.8573 | 6201.7082 | 2.07e-10 | 0 | 1.2838e-06 | 1.2838e-06 | 0 | 3.0396e-06 | 3.0396e-06 | 0 | 3.0396e-06
[79 empty] | WLDFR | HFTD - Distribution - Tier 2 - 4QU CoRE ¦ 2QU LoRE | Seismic - Non-Red Flag Warning - Catastrophic Fires | 2045 | 0 | 26191.7278 | 544.1291 | 16654.7414 | 8992.8573 | 6201.7082 | 2.07e-10 | 0 | 1.2838e-06 | 1.2838e-06 | 0 | 3.0396e-06 | 3.0396e-06 | 0 | 3.0396e-06
[79 empty] | WLDFR | HFTD - Distribution - Tier 2 - 4QU CoRE ¦ 2QU LoRE | Seismic - Non-Red Flag Warning - Catastrophic Fires | 2046 | 0 | 26191.7278 | 544.1291 | 16654.7414 | 8992.8573 | 6201.7082 | 2.07e-10 | 0 | 1.2838e-06 | 1.2838e-06 | 0 | 3.0396e-06 | 3.0396e-06 | 0 | 3.0396e-06
[79 empty] | WLDFR | HFTD - Distribution - Tier 2 - 4QU CoRE ¦ 2QU LoRE | Seismic - Non-Red Flag Warning - Catastrophic Fires | 2047 | 0 | 26191.7278 | 544.1291 | 16654.7414 | 8992.8573 | 6201.7082 | 2.07e-10 | 0 | 1.2838e-06 | 1.2838e-06 | 0 | 3.2204e-06 | 3.2204e-06 | 0 | 3.2204e-06
[79 empty] | WLDFR | HFTD - Distribution - Tier 2 - 4QU CoRE ¦ 2QU LoRE | Seismic - Non-Red Flag Warning - Catastrophic Fires | 2048 | 0 | 27464.7227 | 578.8407 | 17445.538 | 9440.3441 | 6510.3067 | 2.07e-10 | 0 | 1.3476e-06 | 1.3476e-06 | 0 | 3.2204e-06 | 3.2204e-06 | 0 | 3.2204e-06
[79 empty] | WLDFR | HFTD - Distribution - Tier 2 - 4QU CoRE ¦ 2QU LoRE | Seismic - Non-Red Flag Warning - Catastrophic Fires | 2049 | 0 | 27464.7227 | 578.8407 | 17445.538 | 9440.3441 | 6510.3067 | 2.07e-10 | 0 | 1.3476e-06 | 1.3476e-06 | 0 | 3.2204e-06 | 3.2204e-06 | 0 | 3.2204e-06
[79 empty] | WLDFR | HFTD - Distribution - Tier 2 - 4QU CoRE ¦ 2QU LoRE | Seismic - Non-Red Flag Warning - Catastrophic Fires | 2050 | 0 | 27464.7227 | 578.8407 | 17445.538 | 9440.3441 | 6510.3067 | 2.07e-10 | 0 | 1.3476e-06 | 1.3476e-06 | 0 | 3.2204e-06 | 3.2204e-06 | 0 | 3.2204e-06
[79 empty] | WLDFR | HFTD - Distribution - Tier 2 - 4QU CoRE ¦ 2QU LoRE | Seismic - Non-Red Flag Warning - Catastrophic Fires | 2051 | 0 | 27464.7227 | 578.8407 | 17445.538 | 9440.3441 | 6510.3067 | 2.07e-10 | 0 | 1.3476e-06 | 1.3476e-06 | 0 | 3.2204e-06 | 3.2204e-06 | 0 | 3.2204e-06
[79 empty] | WLDFR | HFTD - Distribution - Tier 2 - 4QU CoRE ¦ 2QU LoRE | Seismic - Non-Red Flag Warning - Catastrophic Fires | 2052 | 0 | 27464.7227 | 578.8407 | 17445.538 | 9440.3441 | 6510.3067 | 2.07e-10 | 0 | 1.3476e-06 | 1.3476e-06 | 0 | 3.4215e-06 | 3.4215e-06 | 0 | 3.4215e-06
[79 empty] | WLDFR | HFTD - Distribution - Tier 2 - 4QU CoRE ¦ 2QU LoRE | Seismic - Non-Red Flag Warning - Catastrophic Fires | 2053 | 0 | 28779.6694 | 615.0952 | 18261.2327 | 9903.3415 | 6829.6018 | 2.07e-10 | 0 | 1.4137e-06 | 1.4137e-06 | 0 | 3.4215e-06 | 3.4215e-06 | 0 | 3.4215e-06
[79 empty] | WLDFR | HFTD - Distribution - Tier 2 - 4QU CoRE ¦ 2QU LoRE | Seismic - Non-Red Flag Warning - Catastrophic Fires | 2054 | 0 | 28779.6694 | 615.0952 | 18261.2327 | 9903.3415 | 6829.6018 | 2.07e-10 | 0 | 1.4137e-06 | 1.4137e-06 | 0 | 3.4215e-06 | 3.4215e-06 | 0 | 3.4215e-06
[79 empty] | WLDFR | HFTD - Distribution - Tier 2 - 4QU CoRE ¦ 2QU LoRE | Seismic - Non-Red Flag Warning - Catastrophic Fires | 2055 | 0 | 28779.6694 | 615.0952 | 18261.2327 | 9903.3415 | 6829.6018 | 2.07e-10 | 0 | 1.4137e-06 | 1.4137e-06 | 0 | 3.4215e-06 | 3.4215e-06 | 0 | 3.4215e-06
[79 empty] | WLDFR | HFTD - Distribution - Tier 2 - 4QU CoRE ¦ 2QU LoRE | Seismic - Red Flag Warning - Catastrophic Fires | 2026 | 0 | 21835.9781 | 428.6023 | 13939.561 | 7467.8148 | 5149.9993 | 8.9258e-09 | 0 | 4.5968e-05 | 4.5968e-05 | 0 | 3.4215e-06 | 3.4215e-06 | 0 | 3.4215e-06
[79 empty] | WLDFR | HFTD - Distribution - Tier 2 - 4QU CoRE ¦ 2QU LoRE | Seismic - Red Flag Warning - Catastrophic Fires | 2027 | 0 | 21835.9781 | 428.6023 | 13939.561 | 7467.8148 | 5149.9993 | 8.9258e-09 | 0 | 4.5968e-05 | 4.5968e-05 | 0 | 3.6415e-06 | 3.6415e-06 | 0 | 3.6415e-06
[79 empty] | WLDFR | HFTD - Distribution - Tier 2 - 4QU CoRE ¦ 2QU LoRE | Seismic - Red Flag Warning - Catastrophic Fires | 2028 | 0 | 22783.187 | 453.261 | 14531.3357 | 7798.5904 | 5378.1107 | 8.9258e-09 | 0 | 4.8004e-05 | 4.8004e-05 | 0 | 3.6415e-06 | 3.6415e-06 | 0 | 3.6415e-06
[79 empty] | WLDFR | HFTD - Distribution - Tier 2 - 4QU CoRE ¦ 2QU LoRE | Seismic - Red Flag Warning - Catastrophic Fires | 2029 | 0 | 22783.187 | 453.261 | 14531.3357 | 7798.5904 | 5378.1107 | 8.9258e-09 | 0 | 4.8004e-05 | 4.8004e-05 | 0 | 3.6415e-06 | 3.6415e-06 | 0 | 3.6415e-06
[79 empty] | WLDFR | HFTD - Distribution - Tier 2 - 4QU CoRE ¦ 2QU LoRE | Seismic - Red Flag Warning - Catastrophic Fires | 2030 | 0 | 22783.187 | 453.261 | 14531.3357 | 7798.5904 | 5378.1107 | 8.9258e-09 | 0 | 4.8004e-05 | 4.8004e-05 | 0 | 3.6415e-06 | 3.6415e-06 | 0 | 3.6415e-06
[79 empty] | WLDFR | HFTD - Distribution - Tier 2 - 4QU CoRE ¦ 2QU LoRE | Seismic - Red Flag Warning - Catastrophic Fires | 2031 | 0 | 22783.187 | 453.261 | 14531.3357 | 7798.5904 | 5378.1107 | 8.9258e-09 | 0 | 4.8004e-05 | 4.8004e-05 | 0 | 3.6415e-06 | 3.6415e-06 | 0 | 3.6415e-06
[79 empty] | WLDFR | HFTD - Distribution - Tier 2 - 4QU CoRE ¦ 2QU LoRE | Seismic - Red Flag Warning - Catastrophic Fires | 2032 | 0 | 22783.187 | 453.261 | 14531.3357 | 7798.5904 | 5378.1107 | 8.9258e-09 | 0 | 4.8004e-05 | 4.8004e-05 | 0 | 3.8785e-06 | 3.8785e-06 | 0 | 3.8785e-06
[79 empty] | WLDFR | HFTD - Distribution - Tier 2 - 4QU CoRE ¦ 2QU LoRE | Seismic - Red Flag Warning - Catastrophic Fires | 2033 | 0 | 23835.2641 | 480.9649 | 15187.7294 | 8166.5698 | 5631.8789 | 8.9258e-09 | 0 | 5.0269e-05 | 5.0269e-05 | 0 | 3.8785e-06 | 3.8785e-06 | 0 | 3.8785e-06
[79 empty] | WLDFR | HFTD - Distribution - Tier 2 - 4QU CoRE ¦ 2QU LoRE | Seismic - Red Flag Warning - Catastrophic Fires | 2034 | 0 | 23835.2641 | 480.9649 | 15187.7294 | 8166.5698 | 5631.8789 | 8.9258e-09 | 0 | 5.0269e-05 | 5.0269e-05 | 0 | 3.8785e-06 | 3.8785e-06 | 0 | 3.8785e-06
[79 empty] | WLDFR | HFTD - Distribution - Tier 2 - 4QU CoRE ¦ 2QU LoRE | Seismic - Red Flag Warning - Catastrophic Fires | 2035 | 0 | 23835.2641 | 480.9649 | 15187.7294 | 8166.5698 | 5631.8789 | 8.9258e-09 | 0 | 5.0269e-05 | 5.0269e-05 | 0 | 3.8785e-06 | 3.8785e-06 | 0 | 3.8785e-06
[79 empty] | WLDFR | HFTD - Distribution - Tier 2 - 4QU CoRE ¦ 2QU LoRE | Seismic - Red Flag Warning - Catastrophic Fires | 2036 | 0 | 23835.2641 | 480.9649 | 15187.7294 | 8166.5698 | 5631.8789 | 8.9258e-09 | 0 | 5.0269e-05 | 5.0269e-05 | 0 | 0 | 3.8785e-06 | 0 | 3.8785e-06
[79 empty] | WLDFR | HFTD - Distribution - Tier 2 - 4QU CoRE ¦ 2QU LoRE | Seismic - Red Flag Warning - Catastrophic Fires | 2037 | 0 | 23835.2641 | 480.9649 | 15187.7294 | 8166.5698 | 5631.8789 | 8.9258e-09 | 0 | 5.0269e-05 | 5.0269e-05 | 0 | 1.8349e-05 | 0 | 0 | 0
[79 empty] | WLDFR | HFTD - Distribution - Tier 2 - 4QU CoRE ¦ 2QU LoRE | Seismic - Red Flag Warning - Catastrophic Fires | 2038 | 0 | 24976.6418 | 511.3745 | 15898.8237 | 8566.4437 | 5907.6423 | 8.9258e-09 | 0 | 5.273e-05 | 5.273e-05 | 0 | 1.894e-05 | 1.894e-05 | 0 | 1.894e-05
[79 empty] | WLDFR | HFTD - Distribution - Tier 2 - 4QU CoRE ¦ 2QU LoRE | Seismic - Red Flag Warning - Catastrophic Fires | 2039 | 0 | 24976.6418 | 511.3745 | 15898.8237 | 8566.4437 | 5907.6423 | 8.9258e-09 | 0 | 5.273e-05 | 5.273e-05 | 0 | 1.894e-05 | 1.894e-05 | 0 | 1.894e-05
[79 empty] | WLDFR | HFTD - Distribution - Tier 2 - 4QU CoRE ¦ 2QU LoRE | Seismic - Red Flag Warning - Catastrophic Fires | 2040 | 0 | 24976.6418 | 511.3745 | 15898.8237 | 8566.4437 | 5907.6423 | 8.9258e-09 | 0 | 5.273e-05 | 5.273e-05 | 0 | 1.894e-05 | 1.894e-05 | 0 | 1.894e-05
[79 empty] | WLDFR | HFTD - Distribution - Tier 2 - 4QU CoRE ¦ 2QU LoRE | Seismic - Red Flag Warning - Catastrophic Fires | 2041 | 0 | 24976.6418 | 511.3745 | 15898.8237 | 8566.4437 | 5907.6423 | 8.9258e-09 | 0 | 5.273e-05 | 5.273e-05 | 0 | 1.894e-05 | 1.894e-05 | 0 | 1.894e-05
[79 empty] | WLDFR | HFTD - Distribution - Tier 2 - 4QU CoRE ¦ 2QU LoRE | Seismic - Red Flag Warning - Catastrophic Fires | 2042 | 0 | 24976.6418 | 511.3745 | 15898.8237 | 8566.4437 | 5907.6423 | 8.9258e-09 | 0 | 5.273e-05 | 5.273e-05 | 0 | 1.894e-05 | 1.894e-05 | 0 | 1.894e-05
[79 empty] | WLDFR | HFTD - Distribution - Tier 2 - 4QU CoRE ¦ 2QU LoRE | Seismic - Red Flag Warning - Catastrophic Fires | 2043 | 0 | 26191.7278 | 544.1291 | 16654.7414 | 8992.8573 | 6201.7082 | 8.9258e-09 | 0 | 5.5355e-05 | 5.5355e-05 | 0 | 1.9693e-05 | 1.9693e-05 | 0 | 1.9693e-05
[79 empty] | WLDFR | HFTD - Distribution - Tier 2 - 4QU CoRE ¦ 2QU LoRE | Seismic - Red Flag Warning - Catastrophic Fires | 2044 | 0 | 26191.7278 | 544.1291 | 16654.7414 | 8992.8573 | 6201.7082 | 8.9258e-09 | 0 | 5.5355e-05 | 5.5355e-05 | 0 | 1.9693e-05 | 1.9693e-05 | 0 | 1.9693e-05
[79 empty] | WLDFR | HFTD - Distribution - Tier 2 - 4QU CoRE ¦ 2QU LoRE | Seismic - Red Flag Warning - Catastrophic Fires | 2045 | 0 | 26191.7278 | 544.1291 | 16654.7414 | 8992.8573 | 6201.7082 | 8.9258e-09 | 0 | 5.5355e-05 | 5.5355e-05 | 0 | 1.9693e-05 | 1.9693e-05 | 0 | 1.9693e-05
[79 empty] | WLDFR | HFTD - Distribution - Tier 2 - 4QU CoRE ¦ 2QU LoRE | Seismic - Red Flag Warning - Catastrophic Fires | 2046 | 0 | 26191.7278 | 544.1291 | 16654.7414 | 8992.8573 | 6201.7082 | 8.9258e-09 | 0 | 5.5355e-05 | 5.5355e-05 | 0 | 1.9693e-05 | 1.9693e-05 | 0 | 1.9693e-05
[79 empty] | WLDFR | HFTD - Distribution - Tier 2 - 4QU CoRE ¦ 2QU LoRE | Seismic - Red Flag Warning - Catastrophic Fires | 2047 | 0 | 26191.7278 | 544.1291 | 16654.7414 | 8992.8573 | 6201.7082 | 8.9258e-09 | 0 | 5.5355e-05 | 5.5355e-05 | 0 | 1.9693e-05 | 1.9693e-05 | 0 | 1.9693e-05
[79 empty] | WLDFR | HFTD - Distribution - Tier 2 - 4QU CoRE ¦ 2QU LoRE | Seismic - Red Flag Warning - Catastrophic Fires | 2048 | 0 | 27464.7227 | 578.8407 | 17445.538 | 9440.3441 | 6510.3067 | 8.9258e-09 | 0 | 5.8109e-05 | 5.8109e-05 | 0 | 2.0542e-05 | 2.0542e-05 | 0 | 2.0542e-05
[79 empty] | WLDFR | HFTD - Distribution - Tier 2 - 4QU CoRE ¦ 2QU LoRE | Seismic - Red Flag Warning - Catastrophic Fires | 2049 | 0 | 27464.7227 | 578.8407 | 17445.538 | 9440.3441 | 6510.3067 | 8.9258e-09 | 0 | 5.8109e-05 | 5.8109e-05 | 0 | 2.0542e-05 | 2.0542e-05 | 0 | 2.0542e-05
[79 empty] | WLDFR | HFTD - Distribution - Tier 2 - 4QU CoRE ¦ 2QU LoRE | Seismic - Red Flag Warning - Catastrophic Fires | 2050 | 0 | 27464.7227 | 578.8407 | 17445.538 | 9440.3441 | 6510.3067 | 8.9258e-09 | 0 | 5.8109e-05 | 5.8109e-05 | 0 | 2.0542e-05 | 2.0542e-05 | 0 | 2.0542e-05
[79 empty] | WLDFR | HFTD - Distribution - Tier 2 - 4QU CoRE ¦ 2QU LoRE | Seismic - Red Flag Warning - Catastrophic Fires | 2051 | 0 | 27464.7227 | 578.8407 | 17445.538 | 9440.3441 | 6510.3067 | 8.9258e-09 | 0 | 5.8109e-05 | 5.8109e-05 | 0 | 2.0542e-05 | 2.0542e-05 | 0 | 2.0542e-05
[79 empty] | WLDFR | HFTD - Distribution - Tier 2 - 4QU CoRE ¦ 2QU LoRE | Seismic - Red Flag Warning - Catastrophic Fires | 2052 | 0 | 27464.7227 | 578.8407 | 17445.538 | 9440.3441 | 6510.3067 | 8.9258e-09 | 0 | 5.8109e-05 | 5.8109e-05 | 0 | 2.0542e-05 | 2.0542e-05 | 0 | 2.0542e-05
[79 empty] | WLDFR | HFTD - Distribution - Tier 2 - 4QU CoRE ¦ 2QU LoRE | Seismic - Red Flag Warning - Catastrophic Fires | 2053 | 0 | 28779.6694 | 615.0952 | 18261.2327 | 9903.3415 | 6829.6018 | 8.9258e-09 | 0 | 6.0959e-05 | 6.0959e-05 | 0 | 2.1478e-05 | 2.1478e-05 | 0 | 2.1478e-05
[79 empty] | WLDFR | HFTD - Distribution - Tier 2 - 4QU CoRE ¦ 2QU LoRE | Seismic - Red Flag Warning - Catastrophic Fires | 2054 | 0 | 28779.6694 | 615.0952 | 18261.2327 | 9903.3415 | 6829.6018 | 8.9258e-09 | 0 | 6.0959e-05 | 6.0959e-05 | 0 | 2.1478e-05 | 2.1478e-05 | 0 | 2.1478e-05
[79 empty] | WLDFR | HFTD - Distribution - Tier 2 - 4QU CoRE ¦ 2QU LoRE | Seismic - Red Flag Warning - Catastrophic Fires | 2055 | 0 | 28779.6694 | 615.0952 | 18261.2327 | 9903.3415 | 6829.6018 | 8.9258e-09 | 0 | 6.0959e-05 | 6.0959e-05 | 0 | 2.1478e-05 | 2.1478e-05 | 0 | 2.1478e-05
[79 empty] | WLDFR | HFTD - Distribution - Tier 2 - 4QU CoRE ¦ 3QU LoRE | Non-Red Flag Warning - Catastrophic Fires | 2026 | 0 | 14664.6376 | 233.2301 | 8896.516 | 5534.8915 | 3817.0051 | 5.2177e-07 | 0 | 0.0019916 | 0.0019916 | 0 | 2.1478e-05 | 2.1478e-05 | 0 | 2.1478e-05
[79 empty] | WLDFR | HFTD - Distribution - Tier 2 - 4QU CoRE ¦ 3QU LoRE | Non-Red Flag Warning - Catastrophic Fires | 2027 | 0 | 14664.6376 | 233.2301 | 8896.516 | 5534.8915 | 3817.0051 | 5.2177e-07 | 0 | 0.0019916 | 0.0019916 | 0 | 2.1478e-05 | 2.1478e-05 | 0 | 2.1478e-05
[79 empty] | WLDFR | HFTD - Distribution - Tier 2 - 4QU CoRE ¦ 3QU LoRE | Non-Red Flag Warning - Catastrophic Fires | 2028 | 0 | 15317.9909 | 247.273 | 9287.6491 | 5783.0689 | 3988.1546 | 5.2177e-07 | 0 | 0.0020809 | 0.0020809 | 0 | 2.2491e-05 | 2.2491e-05 | 0 | 2.2491e-05
[79 empty] | WLDFR | HFTD - Distribution - Tier 2 - 4QU CoRE ¦ 3QU LoRE | Non-Red Flag Warning - Catastrophic Fires | 2029 | 0 | 15317.9909 | 247.273 | 9287.6491 | 5783.0689 | 3988.1546 | 5.2177e-07 | 0 | 0.0020809 | 0.0020809 | 0 | 2.2491e-05 | 2.2491e-05 | 0 | 2.2491e-05
[79 empty] | WLDFR | HFTD - Distribution - Tier 2 - 4QU CoRE ¦ 3QU LoRE | Non-Red Flag Warning - Catastrophic Fires | 2030 | 0 | 15317.9909 | 247.273 | 9287.6491 | 5783.0689 | 3988.1546 | 5.2177e-07 | 0 | 0.0020809 | 0.0020809 | 0 | 2.2491e-05 | 2.2491e-05 | 0 | 2.2491e-05
[79 empty] | WLDFR | HFTD - Distribution - Tier 2 - 4QU CoRE ¦ 3QU LoRE | Non-Red Flag Warning - Catastrophic Fires | 2031 | 0 | 15317.9909 | 247.273 | 9287.6491 | 5783.0689 | 3988.1546 | 5.2177e-07 | 0 | 0.0020809 | 0.0020809 | 0 | 2.2491e-05 | 2.2491e-05 | 0 | 2.2491e-05
[79 empty] | WLDFR | HFTD - Distribution - Tier 2 - 4QU CoRE ¦ 3QU LoRE | Non-Red Flag Warning - Catastrophic Fires | 2032 | 0 | 15317.9909 | 247.273 | 9287.6491 | 5783.0689 | 3988.1546 | 5.2177e-07 | 0 | 0.0020809 | 0.0020809 | 0 | 2.2491e-05 | 2.2491e-05 | 0 | 2.2491e-05
[79 empty] | WLDFR | HFTD - Distribution - Tier 2 - 4QU CoRE ¦ 3QU LoRE | Non-Red Flag Warning - Catastrophic Fires | 2033 | 0 | 16044.1264 | 263.1074 | 9721.74 | 6059.2791 | 4178.6364 | 5.2177e-07 | 0 | 0.0021803 | 0.0021803 | 0 | 2.3572e-05 | 2.3572e-05 | 0 | 2.3572e-05
[79 empty] | WLDFR | HFTD - Distribution - Tier 2 - 4QU CoRE ¦ 3QU LoRE | Non-Red Flag Warning - Catastrophic Fires | 2034 | 0 | 16044.1264 | 263.1074 | 9721.74 | 6059.2791 | 4178.6364 | 5.2177e-07 | 0 | 0.0021803 | 0.0021803 | 0 | 2.3572e-05 | 2.3572e-05 | 0 | 2.3572e-05
[79 empty] | WLDFR | HFTD - Distribution - Tier 2 - 4QU CoRE ¦ 3QU LoRE | Non-Red Flag Warning - Catastrophic Fires | 2035 | 0 | 16044.1264 | 263.1074 | 9721.74 | 6059.2791 | 4178.6364 | 5.2177e-07 | 0 | 0.0021803 | 0.0021803 | 0 | 2.3572e-05 | 2.3572e-05 | 0 | 2.3572e-05
[79 empty] | WLDFR | HFTD - Distribution - Tier 2 - 4QU CoRE ¦ 3QU LoRE | Non-Red Flag Warning - Catastrophic Fires | 2036 | 0 | 16044.1264 | 263.1074 | 9721.74 | 6059.2791 | 4178.6364 | 5.2177e-07 | 0 | 0.0021803 | 0.0021803 | 0 | 2.3572e-05 | 2.3572e-05 | 0 | 2.3572e-05
[79 empty] | WLDFR | HFTD - Distribution - Tier 2 - 4QU CoRE ¦ 3QU LoRE | Non-Red Flag Warning - Catastrophic Fires | 2037 | 0 | 16044.1264 | 263.1074 | 9721.74 | 6059.2791 | 4178.6364 | 5.2177e-07 | 0 | 0.0021803 | 0.0021803 | 0 | 0 | 2.3572e-05 | 0 | 2.3572e-05
[79 empty] | WLDFR | HFTD - Distribution - Tier 2 - 4QU CoRE ¦ 3QU LoRE | Non-Red Flag Warning - Catastrophic Fires | 2038 | 0 | 16832.3912 | 280.5544 | 10192.2718 | 6359.5651 | 4385.7214 | 5.2177e-07 | 0 | 0.0022883 | 0.0022883 | 0 | 0.0081282 | 0 | 0 | 0
[79 empty] | WLDFR | HFTD - Distribution - Tier 2 - 4QU CoRE ¦ 3QU LoRE | Non-Red Flag Warning - Catastrophic Fires | 2039 | 0 | 16832.3912 | 280.5544 | 10192.2718 | 6359.5651 | 4385.7214 | 5.2177e-07 | 0 | 0.0022883 | 0.0022883 | 0 | 0.0084261 | 0.0084261 | 0 | 0.0084261
[79 empty] | WLDFR | HFTD - Distribution - Tier 2 - 4QU CoRE ¦ 3QU LoRE | Non-Red Flag Warning - Catastrophic Fires | 2040 | 0 | 16832.3912 | 280.5544 | 10192.2718 | 6359.5651 | 4385.7214 | 5.2177e-07 | 0 | 0.0022883 | 0.0022883 | 0 | 0.0084261 | 0.0084261 | 0 | 0.0084261
[79 empty] | WLDFR | HFTD - Distribution - Tier 2 - 4QU CoRE ¦ 3QU LoRE | Non-Red Flag Warning - Catastrophic Fires | 2041 | 0 | 16832.3912 | 280.5544 | 10192.2718 | 6359.5651 | 4385.7214 | 5.2177e-07 | 0 | 0.0022883 | 0.0022883 | 0 | 0.0084261 | 0.0084261 | 0 | 0.0084261
[79 empty] | WLDFR | HFTD - Distribution - Tier 2 - 4QU CoRE ¦ 3QU LoRE | Non-Red Flag Warning - Catastrophic Fires | 2042 | 0 | 16832.3912 | 280.5544 | 10192.2718 | 6359.5651 | 4385.7214 | 5.2177e-07 | 0 | 0.0022883 | 0.0022883 | 0 | 0.0084261 | 0.0084261 | 0 | 0.0084261
[79 empty] | WLDFR | HFTD - Distribution - Tier 2 - 4QU CoRE ¦ 3QU LoRE | Non-Red Flag Warning - Catastrophic Fires | 2043 | 0 | 17672.0852 | 299.42 | 10692.7362 | 6679.929 | 4606.6527 | 5.2177e-07 | 0 | 0.0024036 | 0.0024036 | 0 | 0.0084261 | 0.0084261 | 0 | 0.0084261
[79 empty] | WLDFR | HFTD - Distribution - Tier 2 - 4QU CoRE ¦ 3QU LoRE | Non-Red Flag Warning - Catastrophic Fires | 2044 | 0 | 17672.0852 | 299.42 | 10692.7362 | 6679.929 | 4606.6527 | 5.2177e-07 | 0 | 0.0024036 | 0.0024036 | 0 | 0.0088015 | 0.0088015 | 0 | 0.0088015
[79 empty] | WLDFR | HFTD - Distribution - Tier 2 - 4QU CoRE ¦ 3QU LoRE | Non-Red Flag Warning - Catastrophic Fires | 2045 | 0 | 17672.0852 | 299.42 | 10692.7362 | 6679.929 | 4606.6527 | 5.2177e-07 | 0 | 0.0024036 | 0.0024036 | 0 | 0.0088015 | 0.0088015 | 0 | 0.0088015
[79 empty] | WLDFR | HFTD - Distribution - Tier 2 - 4QU CoRE ¦ 3QU LoRE | Non-Red Flag Warning - Catastrophic Fires | 2046 | 0 | 17672.0852 | 299.42 | 10692.7362 | 6679.929 | 4606.6527 | 5.2177e-07 | 0 | 0.0024036 | 0.0024036 | 0 | 0.0088015 | 0.0088015 | 0 | 0.0088015
[79 empty] | WLDFR | HFTD - Distribution - Tier 2 - 4QU CoRE ¦ 3QU LoRE | Non-Red Flag Warning - Catastrophic Fires | 2047 | 0 | 17672.0852 | 299.42 | 10692.7362 | 6679.929 | 4606.6527 | 5.2177e-07 | 0 | 0.0024036 | 0.0024036 | 0 | 0.0088015 | 0.0088015 | 0 | 0.0088015
[79 empty] | WLDFR | HFTD - Distribution - Tier 2 - 4QU CoRE ¦ 3QU LoRE | Non-Red Flag Warning - Catastrophic Fires | 2048 | 0 | 18552.3348 | 319.4911 | 11216.5626 | 7016.281 | 4838.6098 | 5.2177e-07 | 0 | 0.0025246 | 0.0025246 | 0 | 0.0088015 | 0.0088015 | 0 | 0.0088015
[79 empty] | WLDFR | HFTD - Distribution - Tier 2 - 4QU CoRE ¦ 3QU LoRE | Non-Red Flag Warning - Catastrophic Fires | 2049 | 0 | 18552.3348 | 319.4911 | 11216.5626 | 7016.281 | 4838.6098 | 5.2177e-07 | 0 | 0.0025246 | 0.0025246 | 0 | 0.0092187 | 0.0092187 | 0 | 0.0092187
[79 empty] | WLDFR | HFTD - Distribution - Tier 2 - 4QU CoRE ¦ 3QU LoRE | Non-Red Flag Warning - Catastrophic Fires | 2050 | 0 | 18552.3348 | 319.4911 | 11216.5626 | 7016.281 | 4838.6098 | 5.2177e-07 | 0 | 0.0025246 | 0.0025246 | 0 | 0.0092187 | 0.0092187 | 0 | 0.0092187
[79 empty] | WLDFR | HFTD - Distribution - Tier 2 - 4QU CoRE ¦ 3QU LoRE | Non-Red Flag Warning - Catastrophic Fires | 2051 | 0 | 18552.3348 | 319.4911 | 11216.5626 | 7016.281 | 4838.6098 | 5.2177e-07 | 0 | 0.0025246 | 0.0025246 | 0 | 0.0092187 | 0.0092187 | 0 | 0.0092187
[79 empty] | WLDFR | HFTD - Distribution - Tier 2 - 4QU CoRE ¦ 3QU LoRE | Non-Red Flag Warning - Catastrophic Fires | 2052 | 0 | 18552.3348 | 319.4911 | 11216.5626 | 7016.281 | 4838.6098 | 5.2177e-07 | 0 | 0.0025246 | 0.0025246 | 0 | 0.0092187 | 0.0092187 | 0 | 0.0092187
[79 empty] | WLDFR | HFTD - Distribution - Tier 2 - 4QU CoRE ¦ 3QU LoRE | Non-Red Flag Warning - Catastrophic Fires | 2053 | 0 | 19462.1283 | 340.5356 | 11757.1413 | 7364.4514 | 5078.7171 | 5.2177e-07 | 0 | 0.0026499 | 0.0026499 | 0 | 0.0092187 | 0.0092187 | 0 | 0.0092187
[79 empty] | WLDFR | HFTD - Distribution - Tier 2 - 4QU CoRE ¦ 3QU LoRE | Non-Red Flag Warning - Catastrophic Fires | 2054 | 0 | 19462.1283 | 340.5356 | 11757.1413 | 7364.4514 | 5078.7171 | 5.2177e-07 | 0 | 0.0026499 | 0.0026499 | 0 | 0.0096717 | 0.0096717 | 0 | 0.0096717
[79 empty] | WLDFR | HFTD - Distribution - Tier 2 - 4QU CoRE ¦ 3QU LoRE | Non-Red Flag Warning - Catastrophic Fires | 2055 | 0 | 19462.1283 | 340.5356 | 11757.1413 | 7364.4514 | 5078.7171 | 5.2177e-07 | 0 | 0.0026499 | 0.0026499 | 0 | 0.0096717 | 0.0096717 | 0 | 0.0096717
[79 empty] | WLDFR | HFTD - Distribution - Tier 2 - 4QU CoRE ¦ 3QU LoRE | Non-Red Flag Warning - Large Fires | 2026 | 0 | 5.475 | 0.71896 | 3.0715 | 1.6846 | 1.1617 | 1.372e-05 | 0 | 1.5939e-05 | 1.5939e-05 | 0 | 0.0096717 | 0.0096717 | 0 | 0.0096717
[79 empty] | WLDFR | HFTD - Distribution - Tier 2 - 4QU CoRE ¦ 3QU LoRE | Non-Red Flag Warning - Large Fires | 2027 | 0 | 5.475 | 0.71896 | 3.0715 | 1.6846 | 1.1617 | 1.372e-05 | 0 | 1.5939e-05 | 1.5939e-05 | 0 | 0.0096717 | 0.0096717 | 0 | 0.0096717
[79 empty] | WLDFR | HFTD - Distribution - Tier 2 - 4QU CoRE ¦ 3QU LoRE | Non-Red Flag Warning - Large Fires | 2028 | 0 | 5.777 | 0.74734 | 3.238 | 1.7917 | 1.2356 | 1.372e-05 | 0 | 1.6953e-05 | 1.6953e-05 | 0 | 0.0096717 | 0.0096717 | 0 | 0.0096717
[79 empty] | WLDFR | HFTD - Distribution - Tier 2 - 4QU CoRE ¦ 3QU LoRE | Non-Red Flag Warning - Large Fires | 2029 | 0 | 5.777 | 0.74734 | 3.238 | 1.7917 | 1.2356 | 1.372e-05 | 0 | 1.6953e-05 | 1.6953e-05 | 0 | 0.010154 | 0.010154 | 0 | 0.010154
[79 empty] | WLDFR | HFTD - Distribution - Tier 2 - 4QU CoRE ¦ 3QU LoRE | Non-Red Flag Warning - Large Fires | 2030 | 0 | 5.777 | 0.74734 | 3.238 | 1.7917 | 1.2356 | 1.372e-05 | 0 | 1.6953e-05 | 1.6953e-05 | 0 | 0.010154 | 0.010154 | 0 | 0.010154
[79 empty] | WLDFR | HFTD - Distribution - Tier 2 - 4QU CoRE ¦ 3QU LoRE | Non-Red Flag Warning - Large Fires | 2031 | 0 | 5.777 | 0.74734 | 3.238 | 1.7917 | 1.2356 | 1.372e-05 | 0 | 1.6953e-05 | 1.6953e-05 | 0 | 0.010154 | 0.010154 | 0 | 0.010154
[79 empty] | WLDFR | HFTD - Distribution - Tier 2 - 4QU CoRE ¦ 3QU LoRE | Non-Red Flag Warning - Large Fires | 2032 | 0 | 5.777 | 0.74734 | 3.238 | 1.7917 | 1.2356 | 1.372e-05 | 0 | 1.6953e-05 | 1.6953e-05 | 0 | 0.010154 | 0.010154 | 0 | 0.010154
[79 empty] | WLDFR | HFTD - Distribution - Tier 2 - 4QU CoRE ¦ 3QU LoRE | Non-Red Flag Warning - Large Fires | 2033 | 0 | 6.1205 | 0.77885 | 3.4265 | 1.9151 | 1.3207 | 1.372e-05 | 0 | 1.8121e-05 | 1.8121e-05 | 0 | 0.010154 | 0.010154 | 0 | 0.010154
[79 empty] | WLDFR | HFTD - Distribution - Tier 2 - 4QU CoRE ¦ 3QU LoRE | Non-Red Flag Warning - Large Fires | 2034 | 0 | 6.1205 | 0.77885 | 3.4265 | 1.9151 | 1.3207 | 1.372e-05 | 0 | 1.8121e-05 | 1.8121e-05 | 0 | 0.01066 | 0.01066 | 0 | 0.01066
[79 empty] | WLDFR | HFTD - Distribution - Tier 2 - 4QU CoRE ¦ 3QU LoRE | Non-Red Flag Warning - Large Fires | 2035 | 0 | 6.1205 | 0.77885 | 3.4265 | 1.9151 | 1.3207 | 1.372e-05 | 0 | 1.8121e-05 | 1.8121e-05 | 0 | 0.01066 | 0.01066 | 0 | 0.01066
[79 empty] | WLDFR | HFTD - Distribution - Tier 2 - 4QU CoRE ¦ 3QU LoRE | Non-Red Flag Warning - Large Fires | 2036 | 0 | 6.1205 | 0.77885 | 3.4265 | 1.9151 | 1.3207 | 1.372e-05 | 0 | 1.8121e-05 | 1.8121e-05 | 0 | 0.01066 | 0.01066 | 0 | 0.01066
[79 empty] | WLDFR | HFTD - Distribution - Tier 2 - 4QU CoRE ¦ 3QU LoRE | Non-Red Flag Warning - Large Fires | 2037 | 0 | 6.1205 | 0.77885 | 3.4265 | 1.9151 | 1.3207 | 1.372e-05 | 0 | 1.8121e-05 | 1.8121e-05 | 0 | 0.01066 | 0.01066 | 0 | 0.01066
[79 empty] | WLDFR | HFTD - Distribution - Tier 2 - 4QU CoRE ¦ 3QU LoRE | Non-Red Flag Warning - Large Fires | 2038 | 0 | 6.5028 | 0.81304 | 3.6355 | 2.0543 | 1.4167 | 1.372e-05 | 0 | 1.9437e-05 | 1.9437e-05 | 0 | 0 | 0.01066 | 0 | 0.01066
[79 empty] | WLDFR | HFTD - Distribution - Tier 2 - 4QU CoRE ¦ 3QU LoRE | Non-Red Flag Warning - Large Fires | 2039 | 0 | 6.5028 | 0.81304 | 3.6355 | 2.0543 | 1.4167 | 1.372e-05 | 0 | 1.9437e-05 | 1.9437e-05 | 0 | 0.00077647 | 0 | 0 | 0
[79 empty] | WLDFR | HFTD - Distribution - Tier 2 - 4QU CoRE ¦ 3QU LoRE | Non-Red Flag Warning - Large Fires | 2040 | 0 | 6.5028 | 0.81304 | 3.6355 | 2.0543 | 1.4167 | 1.372e-05 | 0 | 1.9437e-05 | 1.9437e-05 | 0 | 0.00080484 | 0.00080484 | 0 | 0.00080484
[79 empty] | WLDFR | HFTD - Distribution - Tier 2 - 4QU CoRE ¦ 3QU LoRE | Non-Red Flag Warning - Large Fires | 2041 | 0 | 6.5028 | 0.81304 | 3.6355 | 2.0543 | 1.4167 | 1.372e-05 | 0 | 1.9437e-05 | 1.9437e-05 | 0 | 0.00080484 | 0.00080484 | 0 | 0.00080484
[79 empty] | WLDFR | HFTD - Distribution - Tier 2 - 4QU CoRE ¦ 3QU LoRE | Non-Red Flag Warning - Large Fires | 2042 | 0 | 6.5028 | 0.81304 | 3.6355 | 2.0543 | 1.4167 | 1.372e-05 | 0 | 1.9437e-05 | 1.9437e-05 | 0 | 0.00080484 | 0.00080484 | 0 | 0.00080484
[79 empty] | WLDFR | HFTD - Distribution - Tier 2 - 4QU CoRE ¦ 3QU LoRE | Non-Red Flag Warning - Large Fires | 2043 | 0 | 6.9209 | 0.84944 | 3.8632 | 2.2083 | 1.5229 | 1.372e-05 | 0 | 2.0894e-05 | 2.0894e-05 | 0 | 0.00080484 | 0.00080484 | 0 | 0.00080484
[79 empty] | WLDFR | HFTD - Distribution - Tier 2 - 4QU CoRE ¦ 3QU LoRE | Non-Red Flag Warning - Large Fires | 2044 | 0 | 6.9209 | 0.84944 | 3.8632 | 2.2083 | 1.5229 | 1.372e-05 | 0 | 2.0894e-05 | 2.0894e-05 | 0 | 0.00080484 | 0.00080484 | 0 | 0.00080484
[79 empty] | WLDFR | HFTD - Distribution - Tier 2 - 4QU CoRE ¦ 3QU LoRE | Non-Red Flag Warning - Large Fires | 2045 | 0 | 6.9209 | 0.84944 | 3.8632 | 2.2083 | 1.5229 | 1.372e-05 | 0 | 2.0894e-05 | 2.0894e-05 | 0 | 0.00084056 | 0.00084056 | 0 | 0.00084056
[79 empty] | WLDFR | HFTD - Distribution - Tier 2 - 4QU CoRE ¦ 3QU LoRE | Non-Red Flag Warning - Large Fires | 2046 | 0 | 6.9209 | 0.84944 | 3.8632 | 2.2083 | 1.5229 | 1.372e-05 | 0 | 2.0894e-05 | 2.0894e-05 | 0 | 0.00084056 | 0.00084056 | 0 | 0.00084056
[79 empty] | WLDFR | HFTD - Distribution - Tier 2 - 4QU CoRE ¦ 3QU LoRE | Non-Red Flag Warning - Large Fires | 2047 | 0 | 6.9209 | 0.84944 | 3.8632 | 2.2083 | 1.5229 | 1.372e-05 | 0 | 2.0894e-05 | 2.0894e-05 | 0 | 0.00084056 | 0.00084056 | 0 | 0.00084056
[79 empty] | WLDFR | HFTD - Distribution - Tier 2 - 4QU CoRE ¦ 3QU LoRE | Non-Red Flag Warning - Large Fires | 2048 | 0 | 7.3713 | 0.88759 | 4.1075 | 2.3763 | 1.6388 | 1.372e-05 | 0 | 2.2484e-05 | 2.2484e-05 | 0 | 0.00084056 | 0.00084056 | 0 | 0.00084056
[79 empty] | WLDFR | HFTD - Distribution - Tier 2 - 4QU CoRE ¦ 3QU LoRE | Non-Red Flag Warning - Large Fires | 2049 | 0 | 7.3713 | 0.88759 | 4.1075 | 2.3763 | 1.6388 | 1.372e-05 | 0 | 2.2484e-05 | 2.2484e-05 | 0 | 0.00084056 | 0.00084056 | 0 | 0.00084056
[79 empty] | WLDFR | HFTD - Distribution - Tier 2 - 4QU CoRE ¦ 3QU LoRE | Non-Red Flag Warning - Large Fires | 2050 | 0 | 7.3713 | 0.88759 | 4.1075 | 2.3763 | 1.6388 | 1.372e-05 | 0 | 2.2484e-05 | 2.2484e-05 | 0 | 0.00088022 | 0.00088022 | 0 | 0.00088022
[79 empty] | WLDFR | HFTD - Distribution - Tier 2 - 4QU CoRE ¦ 3QU LoRE | Non-Red Flag Warning - Large Fires | 2051 | 0 | 7.3713 | 0.88759 | 4.1075 | 2.3763 | 1.6388 | 1.372e-05 | 0 | 2.2484e-05 | 2.2484e-05 | 0 | 0.00088022 | 0.00088022 | 0 | 0.00088022
[79 empty] | WLDFR | HFTD - Distribution - Tier 2 - 4QU CoRE ¦ 3QU LoRE | Non-Red Flag Warning - Large Fires | 2052 | 0 | 7.3713 | 0.88759 | 4.1075 | 2.3763 | 1.6388 | 1.372e-05 | 0 | 2.2484e-05 | 2.2484e-05 | 0 | 0.00088022 | 0.00088022 | 0 | 0.00088022
[79 empty] | WLDFR | HFTD - Distribution - Tier 2 - 4QU CoRE ¦ 3QU LoRE | Non-Red Flag Warning - Large Fires | 2053 | 0 | 7.8503 | 0.92702 | 4.3664 | 2.5569 | 1.7633 | 1.372e-05 | 0 | 2.4192e-05 | 2.4192e-05 | 0 | 0.00088022 | 0.00088022 | 0 | 0.00088022
[79 empty] | WLDFR | HFTD - Distribution - Tier 2 - 4QU CoRE ¦ 3QU LoRE | Non-Red Flag Warning - Large Fires | 2054 | 0 | 7.8503 | 0.92702 | 4.3664 | 2.5569 | 1.7633 | 1.372e-05 | 0 | 2.4192e-05 | 2.4192e-05 | 0 | 0.00088022 | 0.00088022 | 0 | 0.00088022
[79 empty] | WLDFR | HFTD - Distribution - Tier 2 - 4QU CoRE ¦ 3QU LoRE | Non-Red Flag Warning - Large Fires | 2055 | 0 | 7.8503 | 0.92702 | 4.3664 | 2.5569 | 1.7633 | 1.372e-05 | 0 | 2.4192e-05 | 2.4192e-05 | 0 | 0.00092324 | 0.00092324 | 0 | 0.00092324
[79 empty] | WLDFR | HFTD - Distribution - Tier 2 - 4QU CoRE ¦ 3QU LoRE | Non-Red Flag Warning - Small Fires | 2026 | 0 | 0.080408 | 0.03759 | 0.0016314 | 0.041187 | 0.028403 | 0.0043561 | 0 | 0.00012373 | 0.00012373 | 0 | 0.00092324 | 0.00092324 | 0 | 0.00092324
[79 empty] | WLDFR | HFTD - Distribution - Tier 2 - 4QU CoRE ¦ 3QU LoRE | Non-Red Flag Warning - Small Fires | 2027 | 0 | 0.080408 | 0.03759 | 0.0016314 | 0.041187 | 0.028403 | 0.0043561 | 0 | 0.00012373 | 0.00012373 | 0 | 0.00092324 | 0.00092324 | 0 | 0.00092324
[79 empty] | WLDFR | HFTD - Distribution - Tier 2 - 4QU CoRE ¦ 3QU LoRE | Non-Red Flag Warning - Small Fires | 2028 | 0 | 0.083606 | 0.039055 | 0.001695 | 0.042856 | 0.029555 | 0.0043561 | 0 | 0.00012874 | 0.00012874 | 0 | 0.00092324 | 0.00092324 | 0 | 0.00092324
[79 empty] | WLDFR | HFTD - Distribution - Tier 2 - 4QU CoRE ¦ 3QU LoRE | Non-Red Flag Warning - Small Fires | 2029 | 0 | 0.083606 | 0.039055 | 0.001695 | 0.042856 | 0.029555 | 0.0043561 | 0 | 0.00012874 | 0.00012874 | 0 | 0.00092324 | 0.00092324 | 0 | 0.00092324
[79 empty] | WLDFR | HFTD - Distribution - Tier 2 - 4QU CoRE ¦ 3QU LoRE | Non-Red Flag Warning - Small Fires | 2030 | 0 | 0.083606 | 0.039055 | 0.001695 | 0.042856 | 0.029555 | 0.0043561 | 0 | 0.00012874 | 0.00012874 | 0 | 0.00096902 | 0.00096902 | 0 | 0.00096902
[79 empty] | WLDFR | HFTD - Distribution - Tier 2 - 4QU CoRE ¦ 3QU LoRE | Non-Red Flag Warning - Small Fires | 2031 | 0 | 0.083606 | 0.039055 | 0.001695 | 0.042856 | 0.029555 | 0.0043561 | 0 | 0.00012874 | 0.00012874 | 0 | 0.00096902 | 0.00096902 | 0 | 0.00096902
[79 empty] | WLDFR | HFTD - Distribution - Tier 2 - 4QU CoRE ¦ 3QU LoRE | Non-Red Flag Warning - Small Fires | 2032 | 0 | 0.083606 | 0.039055 | 0.001695 | 0.042856 | 0.029555 | 0.0043561 | 0 | 0.00012874 | 0.00012874 | 0 | 0.00096902 | 0.00096902 | 0 | 0.00096902
[79 empty] | WLDFR | HFTD - Distribution - Tier 2 - 4QU CoRE ¦ 3QU LoRE | Non-Red Flag Warning - Small Fires | 2033 | 0 | 0.087211 | 0.040679 | 0.0017655 | 0.044766 | 0.030872 | 0.0043561 | 0 | 0.00013448 | 0.00013448 | 0 | 0.00096902 | 0.00096902 | 0 | 0.00096902
[79 empty] | WLDFR | HFTD - Distribution - Tier 2 - 4QU CoRE ¦ 3QU LoRE | Non-Red Flag Warning - Small Fires | 2034 | 0 | 0.087211 | 0.040679 | 0.0017655 | 0.044766 | 0.030872 | 0.0043561 | 0 | 0.00013448 | 0.00013448 | 0 | 0.00096902 | 0.00096902 | 0 | 0.00096902
[79 empty] | WLDFR | HFTD - Distribution - Tier 2 - 4QU CoRE ¦ 3QU LoRE | Non-Red Flag Warning - Small Fires | 2035 | 0 | 0.087211 | 0.040679 | 0.0017655 | 0.044766 | 0.030872 | 0.0043561 | 0 | 0.00013448 | 0.00013448 | 0 | 0.001017 | 0.001017 | 0 | 0.001017
[79 empty] | WLDFR | HFTD - Distribution - Tier 2 - 4QU CoRE ¦ 3QU LoRE | Non-Red Flag Warning - Small Fires | 2036 | 0 | 0.087211 | 0.040679 | 0.0017655 | 0.044766 | 0.030872 | 0.0043561 | 0 | 0.00013448 | 0.00013448 | 0 | 0.001017 | 0.001017 | 0 | 0.001017
[79 empty] | WLDFR | HFTD - Distribution - Tier 2 - 4QU CoRE ¦ 3QU LoRE | Non-Red Flag Warning - Small Fires | 2037 | 0 | 0.087211 | 0.040679 | 0.0017655 | 0.044766 | 0.030872 | 0.0043561 | 0 | 0.00013448 | 0.00013448 | 0 | 0.001017 | 0.001017 | 0 | 0.001017
[79 empty] | WLDFR | HFTD - Distribution - Tier 2 - 4QU CoRE ¦ 3QU LoRE | Non-Red Flag Warning - Small Fires | 2038 | 0 | 0.091184 | 0.042438 | 0.0018418 | 0.046905 | 0.032347 | 0.0043561 | 0 | 0.00014091 | 0.00014091 | 0 | 0.001017 | 0.001017 | 0 | 0.001017
[79 empty] | WLDFR | HFTD - Distribution - Tier 2 - 4QU CoRE ¦ 3QU LoRE | Non-Red Flag Warning - Small Fires | 2039 | 0 | 0.091184 | 0.042438 | 0.0018418 | 0.046905 | 0.032347 | 0.0043561 | 0 | 0.00014091 | 0.00014091 | 0 | 0 | 0.001017 | 0 | 0.001017
[79 empty] | WLDFR | HFTD - Distribution - Tier 2 - 4QU CoRE ¦ 3QU LoRE | Non-Red Flag Warning - Small Fires | 2040 | 0 | 0.091184 | 0.042438 | 0.0018418 | 0.046905 | 0.032347 | 0.0043561 | 0 | 0.00014091 | 0.00014091 | 0 | 6.3387e-06 | 0 | 0 | 0
[79 empty] | WLDFR | HFTD - Distribution - Tier 2 - 4QU CoRE ¦ 3QU LoRE | Non-Red Flag Warning - Small Fires | 2041 | 0 | 0.091184 | 0.042438 | 0.0018418 | 0.046905 | 0.032347 | 0.0043561 | 0 | 0.00014091 | 0.00014091 | 0 | 6.6223e-06 | 6.6223e-06 | 0 | 6.6223e-06
[79 empty] | WLDFR | HFTD - Distribution - Tier 2 - 4QU CoRE ¦ 3QU LoRE | Non-Red Flag Warning - Small Fires | 2042 | 0 | 0.091184 | 0.042438 | 0.0018418 | 0.046905 | 0.032347 | 0.0043561 | 0 | 0.00014091 | 0.00014091 | 0 | 6.6223e-06 | 6.6223e-06 | 0 | 6.6223e-06
[79 empty] | WLDFR | HFTD - Distribution - Tier 2 - 4QU CoRE ¦ 3QU LoRE | Non-Red Flag Warning - Small Fires | 2043 | 0 | 0.095486 | 0.044306 | 0.0019228 | 0.049257 | 0.033969 | 0.0043561 | 0 | 0.00014797 | 0.00014797 | 0 | 6.6223e-06 | 6.6223e-06 | 0 | 6.6223e-06
[79 empty] | WLDFR | HFTD - Distribution - Tier 2 - 4QU CoRE ¦ 3QU LoRE | Non-Red Flag Warning - Small Fires | 2044 | 0 | 0.095486 | 0.044306 | 0.0019228 | 0.049257 | 0.033969 | 0.0043561 | 0 | 0.00014797 | 0.00014797 | 0 | 6.6223e-06 | 6.6223e-06 | 0 | 6.6223e-06
[79 empty] | WLDFR | HFTD - Distribution - Tier 2 - 4QU CoRE ¦ 3QU LoRE | Non-Red Flag Warning - Small Fires | 2045 | 0 | 0.095486 | 0.044306 | 0.0019228 | 0.049257 | 0.033969 | 0.0043561 | 0 | 0.00014797 | 0.00014797 | 0 | 6.6223e-06 | 6.6223e-06 | 0 | 6.6223e-06
[79 empty] | WLDFR | HFTD - Distribution - Tier 2 - 4QU CoRE ¦ 3QU LoRE | Non-Red Flag Warning - Small Fires | 2046 | 0 | 0.095486 | 0.044306 | 0.0019228 | 0.049257 | 0.033969 | 0.0043561 | 0 | 0.00014797 | 0.00014797 | 0 | 6.9875e-06 | 6.9875e-06 | 0 | 6.9875e-06
[79 empty] | WLDFR | HFTD - Distribution - Tier 2 - 4QU CoRE ¦ 3QU LoRE | Non-Red Flag Warning - Small Fires | 2047 | 0 | 0.095486 | 0.044306 | 0.0019228 | 0.049257 | 0.033969 | 0.0043561 | 0 | 0.00014797 | 0.00014797 | 0 | 6.9875e-06 | 6.9875e-06 | 0 | 6.9875e-06
[79 empty] | WLDFR | HFTD - Distribution - Tier 2 - 4QU CoRE ¦ 3QU LoRE | Non-Red Flag Warning - Small Fires | 2048 | 0 | 0.10007 | 0.04626 | 0.0020076 | 0.051804 | 0.035726 | 0.0043561 | 0 | 0.00015562 | 0.00015562 | 0 | 6.9875e-06 | 6.9875e-06 | 0 | 6.9875e-06
[79 empty] | WLDFR | HFTD - Distribution - Tier 2 - 4QU CoRE ¦ 3QU LoRE | Non-Red Flag Warning - Small Fires | 2049 | 0 | 0.10007 | 0.04626 | 0.0020076 | 0.051804 | 0.035726 | 0.0043561 | 0 | 0.00015562 | 0.00015562 | 0 | 6.9875e-06 | 6.9875e-06 | 0 | 6.9875e-06
[79 empty] | WLDFR | HFTD - Distribution - Tier 2 - 4QU CoRE ¦ 3QU LoRE | Non-Red Flag Warning - Small Fires | 2050 | 0 | 0.10007 | 0.04626 | 0.0020076 | 0.051804 | 0.035726 | 0.0043561 | 0 | 0.00015562 | 0.00015562 | 0 | 6.9875e-06 | 6.9875e-06 | 0 | 6.9875e-06
[79 empty] | WLDFR | HFTD - Distribution - Tier 2 - 4QU CoRE ¦ 3QU LoRE | Non-Red Flag Warning - Small Fires | 2051 | 0 | 0.10007 | 0.04626 | 0.0020076 | 0.051804 | 0.035726 | 0.0043561 | 0 | 0.00015562 | 0.00015562 | 0 | 7.403e-06 | 7.403e-06 | 0 | 7.403e-06
[79 empty] | WLDFR | HFTD - Distribution - Tier 2 - 4QU CoRE ¦ 3QU LoRE | Non-Red Flag Warning - Small Fires | 2052 | 0 | 0.10007 | 0.04626 | 0.0020076 | 0.051804 | 0.035726 | 0.0043561 | 0 | 0.00015562 | 0.00015562 | 0 | 7.403e-06 | 7.403e-06 | 0 | 7.403e-06
[79 empty] | WLDFR | HFTD - Distribution - Tier 2 - 4QU CoRE ¦ 3QU LoRE | Non-Red Flag Warning - Small Fires | 2053 | 0 | 0.10489 | 0.048274 | 0.002095 | 0.054525 | 0.037602 | 0.0043561 | 0 | 0.0001638 | 0.0001638 | 0 | 7.403e-06 | 7.403e-06 | 0 | 7.403e-06
[79 empty] | WLDFR | HFTD - Distribution - Tier 2 - 4QU CoRE ¦ 3QU LoRE | Non-Red Flag Warning - Small Fires | 2054 | 0 | 0.10489 | 0.048274 | 0.002095 | 0.054525 | 0.037602 | 0.0043561 | 0 | 0.0001638 | 0.0001638 | 0 | 7.403e-06 | 7.403e-06 | 0 | 7.403e-06
[79 empty] | WLDFR | HFTD - Distribution - Tier 2 - 4QU CoRE ¦ 3QU LoRE | Non-Red Flag Warning - Small Fires | 2055 | 0 | 0.10489 | 0.048274 | 0.002095 | 0.054525 | 0.037602 | 0.0043561 | 0 | 0.0001638 | 0.0001638 | 0 | 7.403e-06 | 7.403e-06 | 0 | 7.403e-06
[79 empty] | WLDFR | HFTD - Distribution - Tier 2 - 4QU CoRE ¦ 3QU LoRE | Red Flag Warning - Catastrophic Fires | 2026 | 0 | 14664.6376 | 233.2301 | 8896.516 | 5534.8915 | 3817.0051 | 1.0125e-05 | 0 | 0.038647 | 0.038647 | 0 | 7.8654e-06 | 7.8654e-06 | 0 | 7.8654e-06
[79 empty] | WLDFR | HFTD - Distribution - Tier 2 - 4QU CoRE ¦ 3QU LoRE | Red Flag Warning - Catastrophic Fires | 2027 | 0 | 14664.6376 | 233.2301 | 8896.516 | 5534.8915 | 3817.0051 | 1.0125e-05 | 0 | 0.038647 | 0.038647 | 0 | 7.8654e-06 | 7.8654e-06 | 0 | 7.8654e-06
[79 empty] | WLDFR | HFTD - Distribution - Tier 2 - 4QU CoRE ¦ 3QU LoRE | Red Flag Warning - Catastrophic Fires | 2028 | 0 | 15317.9909 | 247.273 | 9287.6491 | 5783.0689 | 3988.1546 | 1.0125e-05 | 0 | 0.04038 | 0.04038 | 0 | 7.8654e-06 | 7.8654e-06 | 0 | 7.8654e-06
[79 empty] | WLDFR | HFTD - Distribution - Tier 2 - 4QU CoRE ¦ 3QU LoRE | Red Flag Warning - Catastrophic Fires | 2029 | 0 | 15317.9909 | 247.273 | 9287.6491 | 5783.0689 | 3988.1546 | 1.0125e-05 | 0 | 0.04038 | 0.04038 | 0 | 7.8654e-06 | 7.8654e-06 | 0 | 7.8654e-06
[79 empty] | WLDFR | HFTD - Distribution - Tier 2 - 4QU CoRE ¦ 3QU LoRE | Red Flag Warning - Catastrophic Fires | 2030 | 0 | 15317.9909 | 247.273 | 9287.6491 | 5783.0689 | 3988.1546 | 1.0125e-05 | 0 | 0.04038 | 0.04038 | 0 | 7.8654e-06 | 7.8654e-06 | 0 | 7.8654e-06
[79 empty] | WLDFR | HFTD - Distribution - Tier 2 - 4QU CoRE ¦ 3QU LoRE | Red Flag Warning - Catastrophic Fires | 2031 | 0 | 15317.9909 | 247.273 | 9287.6491 | 5783.0689 | 3988.1546 | 1.0125e-05 | 0 | 0.04038 | 0.04038 | 0 | 8.3711e-06 | 8.3711e-06 | 0 | 8.3711e-06
[79 empty] | WLDFR | HFTD - Distribution - Tier 2 - 4QU CoRE ¦ 3QU LoRE | Red Flag Warning - Catastrophic Fires | 2032 | 0 | 15317.9909 | 247.273 | 9287.6491 | 5783.0689 | 3988.1546 | 1.0125e-05 | 0 | 0.04038 | 0.04038 | 0 | 8.3711e-06 | 8.3711e-06 | 0 | 8.3711e-06
[79 empty] | WLDFR | HFTD - Distribution - Tier 2 - 4QU CoRE ¦ 3QU LoRE | Red Flag Warning - Catastrophic Fires | 2033 | 0 | 16044.1264 | 263.1074 | 9721.74 | 6059.2791 | 4178.6364 | 1.0125e-05 | 0 | 0.042309 | 0.042309 | 0 | 8.3711e-06 | 8.3711e-06 | 0 | 8.3711e-06
[79 empty] | WLDFR | HFTD - Distribution - Tier 2 - 4QU CoRE ¦ 3QU LoRE | Red Flag Warning - Catastrophic Fires | 2034 | 0 | 16044.1264 | 263.1074 | 9721.74 | 6059.2791 | 4178.6364 | 1.0125e-05 | 0 | 0.042309 | 0.042309 | 0 | 8.3711e-06 | 8.3711e-06 | 0 | 8.3711e-06
[79 empty] | WLDFR | HFTD - Distribution - Tier 2 - 4QU CoRE ¦ 3QU LoRE | Red Flag Warning - Catastrophic Fires | 2035 | 0 | 16044.1264 | 263.1074 | 9721.74 | 6059.2791 | 4178.6364 | 1.0125e-05 | 0 | 0.042309 | 0.042309 | 0 | 8.3711e-06 | 8.3711e-06 | 0 | 8.3711e-06
[79 empty] | WLDFR | HFTD - Distribution - Tier 2 - 4QU CoRE ¦ 3QU LoRE | Red Flag Warning - Catastrophic Fires | 2036 | 0 | 16044.1264 | 263.1074 | 9721.74 | 6059.2791 | 4178.6364 | 1.0125e-05 | 0 | 0.042309 | 0.042309 | 0 | 8.9159e-06 | 8.9159e-06 | 0 | 8.9159e-06
[79 empty] | WLDFR | HFTD - Distribution - Tier 2 - 4QU CoRE ¦ 3QU LoRE | Red Flag Warning - Catastrophic Fires | 2037 | 0 | 16044.1264 | 263.1074 | 9721.74 | 6059.2791 | 4178.6364 | 1.0125e-05 | 0 | 0.042309 | 0.042309 | 0 | 8.9159e-06 | 8.9159e-06 | 0 | 8.9159e-06
[79 empty] | WLDFR | HFTD - Distribution - Tier 2 - 4QU CoRE ¦ 3QU LoRE | Red Flag Warning - Catastrophic Fires | 2038 | 0 | 16832.3912 | 280.5544 | 10192.2718 | 6359.5651 | 4385.7214 | 1.0125e-05 | 0 | 0.044406 | 0.044406 | 0 | 8.9159e-06 | 8.9159e-06 | 0 | 8.9159e-06
[79 empty] | WLDFR | HFTD - Distribution - Tier 2 - 4QU CoRE ¦ 3QU LoRE | Red Flag Warning - Catastrophic Fires | 2039 | 0 | 16832.3912 | 280.5544 | 10192.2718 | 6359.5651 | 4385.7214 | 1.0125e-05 | 0 | 0.044406 | 0.044406 | 0 | 8.9159e-06 | 8.9159e-06 | 0 | 8.9159e-06
[79 empty] | WLDFR | HFTD - Distribution - Tier 2 - 4QU CoRE ¦ 3QU LoRE | Red Flag Warning - Catastrophic Fires | 2040 | 0 | 16832.3912 | 280.5544 | 10192.2718 | 6359.5651 | 4385.7214 | 1.0125e-05 | 0 | 0.044406 | 0.044406 | 0 | 0 | 8.9159e-06 | 0 | 8.9159e-06
[79 empty] | WLDFR | HFTD - Distribution - Tier 2 - 4QU CoRE ¦ 3QU LoRE | Red Flag Warning - Catastrophic Fires | 2041 | 0 | 16832.3912 | 280.5544 | 10192.2718 | 6359.5651 | 4385.7214 | 1.0125e-05 | 0 | 0.044406 | 0.044406 | 0 | 2.3318e-06 | 0 | 0 | 0
[79 empty] | WLDFR | HFTD - Distribution - Tier 2 - 4QU CoRE ¦ 3QU LoRE | Red Flag Warning - Catastrophic Fires | 2042 | 0 | 16832.3912 | 280.5544 | 10192.2718 | 6359.5651 | 4385.7214 | 1.0125e-05 | 0 | 0.044406 | 0.044406 | 0 | 2.4069e-06 | 2.4069e-06 | 0 | 2.4069e-06
[79 empty] | WLDFR | HFTD - Distribution - Tier 2 - 4QU CoRE ¦ 3QU LoRE | Red Flag Warning - Catastrophic Fires | 2043 | 0 | 17672.0852 | 299.42 | 10692.7362 | 6679.929 | 4606.6527 | 1.0125e-05 | 0 | 0.046643 | 0.046643 | 0 | 2.4069e-06 | 2.4069e-06 | 0 | 2.4069e-06
[79 empty] | WLDFR | HFTD - Distribution - Tier 2 - 4QU CoRE ¦ 3QU LoRE | Red Flag Warning - Catastrophic Fires | 2044 | 0 | 17672.0852 | 299.42 | 10692.7362 | 6679.929 | 4606.6527 | 1.0125e-05 | 0 | 0.046643 | 0.046643 | 0 | 2.4069e-06 | 2.4069e-06 | 0 | 2.4069e-06
[79 empty] | WLDFR | HFTD - Distribution - Tier 2 - 4QU CoRE ¦ 3QU LoRE | Red Flag Warning - Catastrophic Fires | 2045 | 0 | 17672.0852 | 299.42 | 10692.7362 | 6679.929 | 4606.6527 | 1.0125e-05 | 0 | 0.046643 | 0.046643 | 0 | 2.4069e-06 | 2.4069e-06 | 0 | 2.4069e-06
[79 empty] | WLDFR | HFTD - Distribution - Tier 2 - 4QU CoRE ¦ 3QU LoRE | Red Flag Warning - Catastrophic Fires | 2046 | 0 | 17672.0852 | 299.42 | 10692.7362 | 6679.929 | 4606.6527 | 1.0125e-05 | 0 | 0.046643 | 0.046643 | 0 | 2.4069e-06 | 2.4069e-06 | 0 | 2.4069e-06
[79 empty] | WLDFR | HFTD - Distribution - Tier 2 - 4QU CoRE ¦ 3QU LoRE | Red Flag Warning - Catastrophic Fires | 2047 | 0 | 17672.0852 | 299.42 | 10692.7362 | 6679.929 | 4606.6527 | 1.0125e-05 | 0 | 0.046643 | 0.046643 | 0 | 2.5026e-06 | 2.5026e-06 | 0 | 2.5026e-06
[79 empty] | WLDFR | HFTD - Distribution - Tier 2 - 4QU CoRE ¦ 3QU LoRE | Red Flag Warning - Catastrophic Fires | 2048 | 0 | 18552.3348 | 319.4911 | 11216.5626 | 7016.281 | 4838.6098 | 1.0125e-05 | 0 | 0.048991 | 0.048991 | 0 | 2.5026e-06 | 2.5026e-06 | 0 | 2.5026e-06
[79 empty] | WLDFR | HFTD - Distribution - Tier 2 - 4QU CoRE ¦ 3QU LoRE | Red Flag Warning - Catastrophic Fires | 2049 | 0 | 18552.3348 | 319.4911 | 11216.5626 | 7016.281 | 4838.6098 | 1.0125e-05 | 0 | 0.048991 | 0.048991 | 0 | 2.5026e-06 | 2.5026e-06 | 0 | 2.5026e-06
[79 empty] | WLDFR | HFTD - Distribution - Tier 2 - 4QU CoRE ¦ 3QU LoRE | Red Flag Warning - Catastrophic Fires | 2050 | 0 | 18552.3348 | 319.4911 | 11216.5626 | 7016.281 | 4838.6098 | 1.0125e-05 | 0 | 0.048991 | 0.048991 | 0 | 2.5026e-06 | 2.5026e-06 | 0 | 2.5026e-06
[79 empty] | WLDFR | HFTD - Distribution - Tier 2 - 4QU CoRE ¦ 3QU LoRE | Red Flag Warning - Catastrophic Fires | 2051 | 0 | 18552.3348 | 319.4911 | 11216.5626 | 7016.281 | 4838.6098 | 1.0125e-05 | 0 | 0.048991 | 0.048991 | 0 | 2.5026e-06 | 2.5026e-06 | 0 | 2.5026e-06
[79 empty] | WLDFR | HFTD - Distribution - Tier 2 - 4QU CoRE ¦ 3QU LoRE | Red Flag Warning - Catastrophic Fires | 2052 | 0 | 18552.3348 | 319.4911 | 11216.5626 | 7016.281 | 4838.6098 | 1.0125e-05 | 0 | 0.048991 | 0.048991 | 0 | 2.6105e-06 | 2.6105e-06 | 0 | 2.6105e-06
[79 empty] | WLDFR | HFTD - Distribution - Tier 2 - 4QU CoRE ¦ 3QU LoRE | Red Flag Warning - Catastrophic Fires | 2053 | 0 | 19462.1283 | 340.5356 | 11757.1413 | 7364.4514 | 5078.7171 | 1.0125e-05 | 0 | 0.051422 | 0.051422 | 0 | 2.6105e-06 | 2.6105e-06 | 0 | 2.6105e-06
[79 empty] | WLDFR | HFTD - Distribution - Tier 2 - 4QU CoRE ¦ 3QU LoRE | Red Flag Warning - Catastrophic Fires | 2054 | 0 | 19462.1283 | 340.5356 | 11757.1413 | 7364.4514 | 5078.7171 | 1.0125e-05 | 0 | 0.051422 | 0.051422 | 0 | 2.6105e-06 | 2.6105e-06 | 0 | 2.6105e-06
[79 empty] | WLDFR | HFTD - Distribution - Tier 2 - 4QU CoRE ¦ 3QU LoRE | Red Flag Warning - Catastrophic Fires | 2055 | 0 | 19462.1283 | 340.5356 | 11757.1413 | 7364.4514 | 5078.7171 | 1.0125e-05 | 0 | 0.051422 | 0.051422 | 0 | 2.6105e-06 | 2.6105e-06 | 0 | 2.6105e-06
[79 empty] | WLDFR | HFTD - Distribution - Tier 2 - 4QU CoRE ¦ 3QU LoRE | Red Flag Warning - Large Fires | 2026 | 0 | 5.475 | 0.71896 | 3.0715 | 1.6846 | 1.1617 | 2.41e-05 | 0 | 2.7998e-05 | 2.7998e-05 | 0 | 2.6105e-06 | 2.6105e-06 | 0 | 2.6105e-06
[79 empty] | WLDFR | HFTD - Distribution - Tier 2 - 4QU CoRE ¦ 3QU LoRE | Red Flag Warning - Large Fires | 2027 | 0 | 5.475 | 0.71896 | 3.0715 | 1.6846 | 1.1617 | 2.41e-05 | 0 | 2.7998e-05 | 2.7998e-05 | 0 | 2.7294e-06 | 2.7294e-06 | 0 | 2.7294e-06
[79 empty] | WLDFR | HFTD - Distribution - Tier 2 - 4QU CoRE ¦ 3QU LoRE | Red Flag Warning - Large Fires | 2028 | 0 | 5.777 | 0.74734 | 3.238 | 1.7917 | 1.2356 | 2.41e-05 | 0 | 2.9779e-05 | 2.9779e-05 | 0 | 2.7294e-06 | 2.7294e-06 | 0 | 2.7294e-06
[79 empty] | WLDFR | HFTD - Distribution - Tier 2 - 4QU CoRE ¦ 3QU LoRE | Red Flag Warning - Large Fires | 2029 | 0 | 5.777 | 0.74734 | 3.238 | 1.7917 | 1.2356 | 2.41e-05 | 0 | 2.9779e-05 | 2.9779e-05 | 0 | 2.7294e-06 | 2.7294e-06 | 0 | 2.7294e-06
[79 empty] | WLDFR | HFTD - Distribution - Tier 2 - 4QU CoRE ¦ 3QU LoRE | Red Flag Warning - Large Fires | 2030 | 0 | 5.777 | 0.74734 | 3.238 | 1.7917 | 1.2356 | 2.41e-05 | 0 | 2.9779e-05 | 2.9779e-05 | 0 | 2.7294e-06 | 2.7294e-06 | 0 | 2.7294e-06
[79 empty] | WLDFR | HFTD - Distribution - Tier 2 - 4QU CoRE ¦ 3QU LoRE | Red Flag Warning - Large Fires | 2031 | 0 | 5.777 | 0.74734 | 3.238 | 1.7917 | 1.2356 | 2.41e-05 | 0 | 2.9779e-05 | 2.9779e-05 | 0 | 2.7294e-06 | 2.7294e-06 | 0 | 2.7294e-06
[79 empty] | WLDFR | HFTD - Distribution - Tier 2 - 4QU CoRE ¦ 3QU LoRE | Red Flag Warning - Large Fires | 2032 | 0 | 5.777 | 0.74734 | 3.238 | 1.7917 | 1.2356 | 2.41e-05 | 0 | 2.9779e-05 | 2.9779e-05 | 0 | 2.8582e-06 | 2.8582e-06 | 0 | 2.8582e-06
[79 empty] | WLDFR | HFTD - Distribution - Tier 2 - 4QU CoRE ¦ 3QU LoRE | Red Flag Warning - Large Fires | 2033 | 0 | 6.1205 | 0.77885 | 3.4265 | 1.9151 | 1.3207 | 2.41e-05 | 0 | 3.183e-05 | 3.183e-05 | 0 | 2.8582e-06 | 2.8582e-06 | 0 | 2.8582e-06
[79 empty] | WLDFR | HFTD - Distribution - Tier 2 - 4QU CoRE ¦ 3QU LoRE | Red Flag Warning - Large Fires | 2034 | 0 | 6.1205 | 0.77885 | 3.4265 | 1.9151 | 1.3207 | 2.41e-05 | 0 | 3.183e-05 | 3.183e-05 | 0 | 2.8582e-06 | 2.8582e-06 | 0 | 2.8582e-06
[79 empty] | WLDFR | HFTD - Distribution - Tier 2 - 4QU CoRE ¦ 3QU LoRE | Red Flag Warning - Large Fires | 2035 | 0 | 6.1205 | 0.77885 | 3.4265 | 1.9151 | 1.3207 | 2.41e-05 | 0 | 3.183e-05 | 3.183e-05 | 0 | 2.8582e-06 | 2.8582e-06 | 0 | 2.8582e-06
[79 empty] | WLDFR | HFTD - Distribution - Tier 2 - 4QU CoRE ¦ 3QU LoRE | Red Flag Warning - Large Fires | 2036 | 0 | 6.1205 | 0.77885 | 3.4265 | 1.9151 | 1.3207 | 2.41e-05 | 0 | 3.183e-05 | 3.183e-05 | 0 | 2.8582e-06 | 2.8582e-06 | 0 | 2.8582e-06
[79 empty] | WLDFR | HFTD - Distribution - Tier 2 - 4QU CoRE ¦ 3QU LoRE | Red Flag Warning - Large Fires | 2037 | 0 | 6.1205 | 0.77885 | 3.4265 | 1.9151 | 1.3207 | 2.41e-05 | 0 | 3.183e-05 | 3.183e-05 | 0 | 2.9955e-06 | 2.9955e-06 | 0 | 2.9955e-06
[79 empty] | WLDFR | HFTD - Distribution - Tier 2 - 4QU CoRE ¦ 3QU LoRE | Red Flag Warning - Large Fires | 2038 | 0 | 6.5028 | 0.81304 | 3.6355 | 2.0543 | 1.4167 | 2.41e-05 | 0 | 3.4142e-05 | 3.4142e-05 | 0 | 2.9955e-06 | 2.9955e-06 | 0 | 2.9955e-06
[79 empty] | WLDFR | HFTD - Distribution - Tier 2 - 4QU CoRE ¦ 3QU LoRE | Red Flag Warning - Large Fires | 2039 | 0 | 6.5028 | 0.81304 | 3.6355 | 2.0543 | 1.4167 | 2.41e-05 | 0 | 3.4142e-05 | 3.4142e-05 | 0 | 2.9955e-06 | 2.9955e-06 | 0 | 2.9955e-06
[79 empty] | WLDFR | HFTD - Distribution - Tier 2 - 4QU CoRE ¦ 3QU LoRE | Red Flag Warning - Large Fires | 2040 | 0 | 6.5028 | 0.81304 | 3.6355 | 2.0543 | 1.4167 | 2.41e-05 | 0 | 3.4142e-05 | 3.4142e-05 | 0 | 2.9955e-06 | 2.9955e-06 | 0 | 2.9955e-06
[79 empty] | WLDFR | HFTD - Distribution - Tier 2 - 4QU CoRE ¦ 3QU LoRE | Red Flag Warning - Large Fires | 2041 | 0 | 6.5028 | 0.81304 | 3.6355 | 2.0543 | 1.4167 | 2.41e-05 | 0 | 3.4142e-05 | 3.4142e-05 | 0 | 0 | 2.9955e-06 | 0 | 2.9955e-06
[79 empty] | WLDFR | HFTD - Distribution - Tier 2 - 4QU CoRE ¦ 3QU LoRE | Red Flag Warning - Large Fires | 2042 | 0 | 6.5028 | 0.81304 | 3.6355 | 2.0543 | 1.4167 | 2.41e-05 | 0 | 3.4142e-05 | 3.4142e-05 | 0 | 0.00014332 | 0 | 0 | 0
[79 empty] | WLDFR | HFTD - Distribution - Tier 2 - 4QU CoRE ¦ 3QU LoRE | Red Flag Warning - Large Fires | 2043 | 0 | 6.9209 | 0.84944 | 3.8632 | 2.2083 | 1.5229 | 2.41e-05 | 0 | 3.6703e-05 | 3.6703e-05 | 0 | 0.00014857 | 0.00014857 | 0 | 0.00014857
[79 empty] | WLDFR | HFTD - Distribution - Tier 2 - 4QU CoRE ¦ 3QU LoRE | Red Flag Warning - Large Fires | 2044 | 0 | 6.9209 | 0.84944 | 3.8632 | 2.2083 | 1.5229 | 2.41e-05 | 0 | 3.6703e-05 | 3.6703e-05 | 0 | 0.00014857 | 0.00014857 | 0 | 0.00014857
[79 empty] | WLDFR | HFTD - Distribution - Tier 2 - 4QU CoRE ¦ 3QU LoRE | Red Flag Warning - Large Fires | 2045 | 0 | 6.9209 | 0.84944 | 3.8632 | 2.2083 | 1.5229 | 2.41e-05 | 0 | 3.6703e-05 | 3.6703e-05 | 0 | 0.00014857 | 0.00014857 | 0 | 0.00014857
[79 empty] | WLDFR | HFTD - Distribution - Tier 2 - 4QU CoRE ¦ 3QU LoRE | Red Flag Warning - Large Fires | 2046 | 0 | 6.9209 | 0.84944 | 3.8632 | 2.2083 | 1.5229 | 2.41e-05 | 0 | 3.6703e-05 | 3.6703e-05 | 0 | 0.00014857 | 0.00014857 | 0 | 0.00014857
[79 empty] | WLDFR | HFTD - Distribution - Tier 2 - 4QU CoRE ¦ 3QU LoRE | Red Flag Warning - Large Fires | 2047 | 0 | 6.9209 | 0.84944 | 3.8632 | 2.2083 | 1.5229 | 2.41e-05 | 0 | 3.6703e-05 | 3.6703e-05 | 0 | 0.00014857 | 0.00014857 | 0 | 0.00014857
[79 empty] | WLDFR | HFTD - Distribution - Tier 2 - 4QU CoRE ¦ 3QU LoRE | Red Flag Warning - Large Fires | 2048 | 0 | 7.3713 | 0.88759 | 4.1075 | 2.3763 | 1.6388 | 2.41e-05 | 0 | 3.9495e-05 | 3.9495e-05 | 0 | 0.00015519 | 0.00015519 | 0 | 0.00015519
[79 empty] | WLDFR | HFTD - Distribution - Tier 2 - 4QU CoRE ¦ 3QU LoRE | Red Flag Warning - Large Fires | 2049 | 0 | 7.3713 | 0.88759 | 4.1075 | 2.3763 | 1.6388 | 2.41e-05 | 0 | 3.9495e-05 | 3.9495e-05 | 0 | 0.00015519 | 0.00015519 | 0 | 0.00015519
[79 empty] | WLDFR | HFTD - Distribution - Tier 2 - 4QU CoRE ¦ 3QU LoRE | Red Flag Warning - Large Fires | 2050 | 0 | 7.3713 | 0.88759 | 4.1075 | 2.3763 | 1.6388 | 2.41e-05 | 0 | 3.9495e-05 | 3.9495e-05 | 0 | 0.00015519 | 0.00015519 | 0 | 0.00015519
[79 empty] | WLDFR | HFTD - Distribution - Tier 2 - 4QU CoRE ¦ 3QU LoRE | Red Flag Warning - Large Fires | 2051 | 0 | 7.3713 | 0.88759 | 4.1075 | 2.3763 | 1.6388 | 2.41e-05 | 0 | 3.9495e-05 | 3.9495e-05 | 0 | 0.00015519 | 0.00015519 | 0 | 0.00015519
[79 empty] | WLDFR | HFTD - Distribution - Tier 2 - 4QU CoRE ¦ 3QU LoRE | Red Flag Warning - Large Fires | 2052 | 0 | 7.3713 | 0.88759 | 4.1075 | 2.3763 | 1.6388 | 2.41e-05 | 0 | 3.9495e-05 | 3.9495e-05 | 0 | 0.00015519 | 0.00015519 | 0 | 0.00015519
[79 empty] | WLDFR | HFTD - Distribution - Tier 2 - 4QU CoRE ¦ 3QU LoRE | Red Flag Warning - Large Fires | 2053 | 0 | 7.8503 | 0.92702 | 4.3664 | 2.5569 | 1.7633 | 2.41e-05 | 0 | 4.2496e-05 | 4.2496e-05 | 0 | 0.00016255 | 0.00016255 | 0 | 0.00016255
[79 empty] | WLDFR | HFTD - Distribution - Tier 2 - 4QU CoRE ¦ 3QU LoRE | Red Flag Warning - Large Fires | 2054 | 0 | 7.8503 | 0.92702 | 4.3664 | 2.5569 | 1.7633 | 2.41e-05 | 0 | 4.2496e-05 | 4.2496e-05 | 0 | 0.00016255 | 0.00016255 | 0 | 0.00016255
[79 empty] | WLDFR | HFTD - Distribution - Tier 2 - 4QU CoRE ¦ 3QU LoRE | Red Flag Warning - Large Fires | 2055 | 0 | 7.8503 | 0.92702 | 4.3664 | 2.5569 | 1.7633 | 2.41e-05 | 0 | 4.2496e-05 | 4.2496e-05 | 0 | 0.00016255 | 0.00016255 | 0 | 0.00016255
[79 empty] | WLDFR | HFTD - Distribution - Tier 2 - 4QU CoRE ¦ 3QU LoRE | Red Flag Warning - Small Fires | 2026 | 0 | 0.080408 | 0.03759 | 0.0016314 | 0.041187 | 0.028403 | 0.00060434 | 0 | 1.7165e-05 | 1.7165e-05 | 0 | 0.00016255 | 0.00016255 | 0 | 0.00016255
[79 empty] | WLDFR | HFTD - Distribution - Tier 2 - 4QU CoRE ¦ 3QU LoRE | Red Flag Warning - Small Fires | 2027 | 0 | 0.080408 | 0.03759 | 0.0016314 | 0.041187 | 0.028403 | 0.00060434 | 0 | 1.7165e-05 | 1.7165e-05 | 0 | 0.00016255 | 0.00016255 | 0 | 0.00016255
[79 empty] | WLDFR | HFTD - Distribution - Tier 2 - 4QU CoRE ¦ 3QU LoRE | Red Flag Warning - Small Fires | 2028 | 0 | 0.083606 | 0.039055 | 0.001695 | 0.042856 | 0.029555 | 0.00060434 | 0 | 1.7861e-05 | 1.7861e-05 | 0 | 0.00017054 | 0.00017054 | 0 | 0.00017054
[79 empty] | WLDFR | HFTD - Distribution - Tier 2 - 4QU CoRE ¦ 3QU LoRE | Red Flag Warning - Small Fires | 2029 | 0 | 0.083606 | 0.039055 | 0.001695 | 0.042856 | 0.029555 | 0.00060434 | 0 | 1.7861e-05 | 1.7861e-05 | 0 | 0.00017054 | 0.00017054 | 0 | 0.00017054
[79 empty] | WLDFR | HFTD - Distribution - Tier 2 - 4QU CoRE ¦ 3QU LoRE | Red Flag Warning - Small Fires | 2030 | 0 | 0.083606 | 0.039055 | 0.001695 | 0.042856 | 0.029555 | 0.00060434 | 0 | 1.7861e-05 | 1.7861e-05 | 0 | 0.00017054 | 0.00017054 | 0 | 0.00017054
[79 empty] | WLDFR | HFTD - Distribution - Tier 2 - 4QU CoRE ¦ 3QU LoRE | Red Flag Warning - Small Fires | 2031 | 0 | 0.083606 | 0.039055 | 0.001695 | 0.042856 | 0.029555 | 0.00060434 | 0 | 1.7861e-05 | 1.7861e-05 | 0 | 0.00017054 | 0.00017054 | 0 | 0.00017054
[79 empty] | WLDFR | HFTD - Distribution - Tier 2 - 4QU CoRE ¦ 3QU LoRE | Red Flag Warning - Small Fires | 2032 | 0 | 0.083606 | 0.039055 | 0.001695 | 0.042856 | 0.029555 | 0.00060434 | 0 | 1.7861e-05 | 1.7861e-05 | 0 | 0.00017054 | 0.00017054 | 0 | 0.00017054
[79 empty] | WLDFR | HFTD - Distribution - Tier 2 - 4QU CoRE ¦ 3QU LoRE | Red Flag Warning - Small Fires | 2033 | 0 | 0.087211 | 0.040679 | 0.0017655 | 0.044766 | 0.030872 | 0.00060434 | 0 | 1.8657e-05 | 1.8657e-05 | 0 | 0.00017904 | 0.00017904 | 0 | 0.00017904
[79 empty] | WLDFR | HFTD - Distribution - Tier 2 - 4QU CoRE ¦ 3QU LoRE | Red Flag Warning - Small Fires | 2034 | 0 | 0.087211 | 0.040679 | 0.0017655 | 0.044766 | 0.030872 | 0.00060434 | 0 | 1.8657e-05 | 1.8657e-05 | 0 | 0.00017904 | 0.00017904 | 0 | 0.00017904
[79 empty] | WLDFR | HFTD - Distribution - Tier 2 - 4QU CoRE ¦ 3QU LoRE | Red Flag Warning - Small Fires | 2035 | 0 | 0.087211 | 0.040679 | 0.0017655 | 0.044766 | 0.030872 | 0.00060434 | 0 | 1.8657e-05 | 1.8657e-05 | 0 | 0.00017904 | 0.00017904 | 0 | 0.00017904
[79 empty] | WLDFR | HFTD - Distribution - Tier 2 - 4QU CoRE ¦ 3QU LoRE | Red Flag Warning - Small Fires | 2036 | 0 | 0.087211 | 0.040679 | 0.0017655 | 0.044766 | 0.030872 | 0.00060434 | 0 | 1.8657e-05 | 1.8657e-05 | 0 | 0.00017904 | 0.00017904 | 0 | 0.00017904
[79 empty] | WLDFR | HFTD - Distribution - Tier 2 - 4QU CoRE ¦ 3QU LoRE | Red Flag Warning - Small Fires | 2037 | 0 | 0.087211 | 0.040679 | 0.0017655 | 0.044766 | 0.030872 | 0.00060434 | 0 | 1.8657e-05 | 1.8657e-05 | 0 | 0.00017904 | 0.00017904 | 0 | 0.00017904
[79 empty] | WLDFR | HFTD - Distribution - Tier 2 - 4QU CoRE ¦ 3QU LoRE | Red Flag Warning - Small Fires | 2038 | 0 | 0.091184 | 0.042438 | 0.0018418 | 0.046905 | 0.032347 | 0.00060434 | 0 | 1.9549e-05 | 1.9549e-05 | 0 | 0.00018796 | 0.00018796 | 0 | 0.00018796
[79 empty] | WLDFR | HFTD - Distribution - Tier 2 - 4QU CoRE ¦ 3QU LoRE | Red Flag Warning - Small Fires | 2039 | 0 | 0.091184 | 0.042438 | 0.0018418 | 0.046905 | 0.032347 | 0.00060434 | 0 | 1.9549e-05 | 1.9549e-05 | 0 | 0.00018796 | 0.00018796 | 0 | 0.00018796
[79 empty] | WLDFR | HFTD - Distribution - Tier 2 - 4QU CoRE ¦ 3QU LoRE | Red Flag Warning - Small Fires | 2040 | 0 | 0.091184 | 0.042438 | 0.0018418 | 0.046905 | 0.032347 | 0.00060434 | 0 | 1.9549e-05 | 1.9549e-05 | 0 | 0.00018796 | 0.00018796 | 0 | 0.00018796
[79 empty] | WLDFR | HFTD - Distribution - Tier 2 - 4QU CoRE ¦ 3QU LoRE | Red Flag Warning - Small Fires | 2041 | 0 | 0.091184 | 0.042438 | 0.0018418 | 0.046905 | 0.032347 | 0.00060434 | 0 | 1.9549e-05 | 1.9549e-05 | 0 | 0.00018796 | 0.00018796 | 0 | 0.00018796
[79 empty] | WLDFR | HFTD - Distribution - Tier 2 - 4QU CoRE ¦ 3QU LoRE | Red Flag Warning - Small Fires | 2042 | 0 | 0.091184 | 0.042438 | 0.0018418 | 0.046905 | 0.032347 | 0.00060434 | 0 | 1.9549e-05 | 1.9549e-05 | 0 | 0 | 0.00018796 | 0 | 0.00018796
[79 empty] | WLDFR | HFTD - Distribution - Tier 2 - 4QU CoRE ¦ 3QU LoRE | Red Flag Warning - Small Fires | 2043 | 0 | 0.095486 | 0.044306 | 0.0019228 | 0.049257 | 0.033969 | 0.00060434 | 0 | 2.0529e-05 | 2.0529e-05 | 0 | 0.00015488 | 0 | 0 | 0
[79 empty] | WLDFR | HFTD - Distribution - Tier 2 - 4QU CoRE ¦ 3QU LoRE | Red Flag Warning - Small Fires | 2044 | 0 | 0.095486 | 0.044306 | 0.0019228 | 0.049257 | 0.033969 | 0.00060434 | 0 | 2.0529e-05 | 2.0529e-05 | 0 | 0.00016054 | 0.00016054 | 0 | 0.00016054
[79 empty] | WLDFR | HFTD - Distribution - Tier 2 - 4QU CoRE ¦ 3QU LoRE | Red Flag Warning - Small Fires | 2045 | 0 | 0.095486 | 0.044306 | 0.0019228 | 0.049257 | 0.033969 | 0.00060434 | 0 | 2.0529e-05 | 2.0529e-05 | 0 | 0.00016054 | 0.00016054 | 0 | 0.00016054
[79 empty] | WLDFR | HFTD - Distribution - Tier 2 - 4QU CoRE ¦ 3QU LoRE | Red Flag Warning - Small Fires | 2046 | 0 | 0.095486 | 0.044306 | 0.0019228 | 0.049257 | 0.033969 | 0.00060434 | 0 | 2.0529e-05 | 2.0529e-05 | 0 | 0.00016054 | 0.00016054 | 0 | 0.00016054
[79 empty] | WLDFR | HFTD - Distribution - Tier 2 - 4QU CoRE ¦ 3QU LoRE | Red Flag Warning - Small Fires | 2047 | 0 | 0.095486 | 0.044306 | 0.0019228 | 0.049257 | 0.033969 | 0.00060434 | 0 | 2.0529e-05 | 2.0529e-05 | 0 | 0.00016054 | 0.00016054 | 0 | 0.00016054
[79 empty] | WLDFR | HFTD - Distribution - Tier 2 - 4QU CoRE ¦ 3QU LoRE | Red Flag Warning - Small Fires | 2048 | 0 | 0.10007 | 0.04626 | 0.0020076 | 0.051804 | 0.035726 | 0.00060434 | 0 | 2.159e-05 | 2.159e-05 | 0 | 0.00016054 | 0.00016054 | 0 | 0.00016054
[79 empty] | WLDFR | HFTD - Distribution - Tier 2 - 4QU CoRE ¦ 3QU LoRE | Red Flag Warning - Small Fires | 2049 | 0 | 0.10007 | 0.04626 | 0.0020076 | 0.051804 | 0.035726 | 0.00060434 | 0 | 2.159e-05 | 2.159e-05 | 0 | 0.00016767 | 0.00016767 | 0 | 0.00016767
[79 empty] | WLDFR | HFTD - Distribution - Tier 2 - 4QU CoRE ¦ 3QU LoRE | Red Flag Warning - Small Fires | 2050 | 0 | 0.10007 | 0.04626 | 0.0020076 | 0.051804 | 0.035726 | 0.00060434 | 0 | 2.159e-05 | 2.159e-05 | 0 | 0.00016767 | 0.00016767 | 0 | 0.00016767
[79 empty] | WLDFR | HFTD - Distribution - Tier 2 - 4QU CoRE ¦ 3QU LoRE | Red Flag Warning - Small Fires | 2051 | 0 | 0.10007 | 0.04626 | 0.0020076 | 0.051804 | 0.035726 | 0.00060434 | 0 | 2.159e-05 | 2.159e-05 | 0 | 0.00016767 | 0.00016767 | 0 | 0.00016767
[79 empty] | WLDFR | HFTD - Distribution - Tier 2 - 4QU CoRE ¦ 3QU LoRE | Red Flag Warning - Small Fires | 2052 | 0 | 0.10007 | 0.04626 | 0.0020076 | 0.051804 | 0.035726 | 0.00060434 | 0 | 2.159e-05 | 2.159e-05 | 0 | 0.00016767 | 0.00016767 | 0 | 0.00016767
[79 empty] | WLDFR | HFTD - Distribution - Tier 2 - 4QU CoRE ¦ 3QU LoRE | Red Flag Warning - Small Fires | 2053 | 0 | 0.10489 | 0.048274 | 0.002095 | 0.054525 | 0.037602 | 0.00060434 | 0 | 2.2724e-05 | 2.2724e-05 | 0 | 0.00016767 | 0.00016767 | 0 | 0.00016767
[79 empty] | WLDFR | HFTD - Distribution - Tier 2 - 4QU CoRE ¦ 3QU LoRE | Red Flag Warning - Small Fires | 2054 | 0 | 0.10489 | 0.048274 | 0.002095 | 0.054525 | 0.037602 | 0.00060434 | 0 | 2.2724e-05 | 2.2724e-05 | 0 | 0.00017558 | 0.00017558 | 0 | 0.00017558
[79 empty] | WLDFR | HFTD - Distribution - Tier 2 - 4QU CoRE ¦ 3QU LoRE | Red Flag Warning - Small Fires | 2055 | 0 | 0.10489 | 0.048274 | 0.002095 | 0.054525 | 0.037602 | 0.00060434 | 0 | 2.2724e-05 | 2.2724e-05 | 0 | 0.00017558 | 0.00017558 | 0 | 0.00017558
[79 empty] | WLDFR | HFTD - Distribution - Tier 2 - 4QU CoRE ¦ 3QU LoRE | Seismic - Non-Red Flag Warning - Catastrophic Fires | 2026 | 0 | 21835.9781 | 428.6023 | 13939.561 | 7467.8148 | 5149.9993 | 2.5341e-10 | 0 | 1.3051e-06 | 1.3051e-06 | 0 | 0.00017558 | 0.00017558 | 0 | 0.00017558
[79 empty] | WLDFR | HFTD - Distribution - Tier 2 - 4QU CoRE ¦ 3QU LoRE | Seismic - Non-Red Flag Warning - Catastrophic Fires | 2027 | 0 | 21835.9781 | 428.6023 | 13939.561 | 7467.8148 | 5149.9993 | 2.5341e-10 | 0 | 1.3051e-06 | 1.3051e-06 | 0 | 0.00017558 | 0.00017558 | 0 | 0.00017558
[79 empty] | WLDFR | HFTD - Distribution - Tier 2 - 4QU CoRE ¦ 3QU LoRE | Seismic - Non-Red Flag Warning - Catastrophic Fires | 2028 | 0 | 22783.187 | 453.261 | 14531.3357 | 7798.5904 | 5378.1107 | 2.5341e-10 | 0 | 1.3629e-06 | 1.3629e-06 | 0 | 0.00017558 | 0.00017558 | 0 | 0.00017558
[79 empty] | WLDFR | HFTD - Distribution - Tier 2 - 4QU CoRE ¦ 3QU LoRE | Seismic - Non-Red Flag Warning - Catastrophic Fires | 2029 | 0 | 22783.187 | 453.261 | 14531.3357 | 7798.5904 | 5378.1107 | 2.5341e-10 | 0 | 1.3629e-06 | 1.3629e-06 | 0 | 0.00018416 | 0.00018416 | 0 | 0.00018416
[79 empty] | WLDFR | HFTD - Distribution - Tier 2 - 4QU CoRE ¦ 3QU LoRE | Seismic - Non-Red Flag Warning - Catastrophic Fires | 2030 | 0 | 22783.187 | 453.261 | 14531.3357 | 7798.5904 | 5378.1107 | 2.5341e-10 | 0 | 1.3629e-06 | 1.3629e-06 | 0 | 0.00018416 | 0.00018416 | 0 | 0.00018416
[79 empty] | WLDFR | HFTD - Distribution - Tier 2 - 4QU CoRE ¦ 3QU LoRE | Seismic - Non-Red Flag Warning - Catastrophic Fires | 2031 | 0 | 22783.187 | 453.261 | 14531.3357 | 7798.5904 | 5378.1107 | 2.5341e-10 | 0 | 1.3629e-06 | 1.3629e-06 | 0 | 0.00018416 | 0.00018416 | 0 | 0.00018416
[79 empty] | WLDFR | HFTD - Distribution - Tier 2 - 4QU CoRE ¦ 3QU LoRE | Seismic - Non-Red Flag Warning - Catastrophic Fires | 2032 | 0 | 22783.187 | 453.261 | 14531.3357 | 7798.5904 | 5378.1107 | 2.5341e-10 | 0 | 1.3629e-06 | 1.3629e-06 | 0 | 0.00018416 | 0.00018416 | 0 | 0.00018416
[79 empty] | WLDFR | HFTD - Distribution - Tier 2 - 4QU CoRE ¦ 3QU LoRE | Seismic - Non-Red Flag Warning - Catastrophic Fires | 2033 | 0 | 23835.2641 | 480.9649 | 15187.7294 | 8166.5698 | 5631.8789 | 2.5341e-10 | 0 | 1.4272e-06 | 1.4272e-06 | 0 | 0.00018416 | 0.00018416 | 0 | 0.00018416
[79 empty] | WLDFR | HFTD - Distribution - Tier 2 - 4QU CoRE ¦ 3QU LoRE | Seismic - Non-Red Flag Warning - Catastrophic Fires | 2034 | 0 | 23835.2641 | 480.9649 | 15187.7294 | 8166.5698 | 5631.8789 | 2.5341e-10 | 0 | 1.4272e-06 | 1.4272e-06 | 0 | 0.00019329 | 0.00019329 | 0 | 0.00019329
[79 empty] | WLDFR | HFTD - Distribution - Tier 2 - 4QU CoRE ¦ 3QU LoRE | Seismic - Non-Red Flag Warning - Catastrophic Fires | 2035 | 0 | 23835.2641 | 480.9649 | 15187.7294 | 8166.5698 | 5631.8789 | 2.5341e-10 | 0 | 1.4272e-06 | 1.4272e-06 | 0 | 0.00019329 | 0.00019329 | 0 | 0.00019329
[79 empty] | WLDFR | HFTD - Distribution - Tier 2 - 4QU CoRE ¦ 3QU LoRE | Seismic - Non-Red Flag Warning - Catastrophic Fires | 2036 | 0 | 23835.2641 | 480.9649 | 15187.7294 | 8166.5698 | 5631.8789 | 2.5341e-10 | 0 | 1.4272e-06 | 1.4272e-06 | 0 | 0.00019329 | 0.00019329 | 0 | 0.00019329
[79 empty] | WLDFR | HFTD - Distribution - Tier 2 - 4QU CoRE ¦ 3QU LoRE | Seismic - Non-Red Flag Warning - Catastrophic Fires | 2037 | 0 | 23835.2641 | 480.9649 | 15187.7294 | 8166.5698 | 5631.8789 | 2.5341e-10 | 0 | 1.4272e-06 | 1.4272e-06 | 0 | 0.00019329 | 0.00019329 | 0 | 0.00019329
[79 empty] | WLDFR | HFTD - Distribution - Tier 2 - 4QU CoRE ¦ 3QU LoRE | Seismic - Non-Red Flag Warning - Catastrophic Fires | 2038 | 0 | 24976.6418 | 511.3745 | 15898.8237 | 8566.4437 | 5907.6423 | 2.5341e-10 | 0 | 1.497e-06 | 1.497e-06 | 0 | 0.00019329 | 0.00019329 | 0 | 0.00019329
[79 empty] | WLDFR | HFTD - Distribution - Tier 2 - 4QU CoRE ¦ 3QU LoRE | Seismic - Non-Red Flag Warning - Catastrophic Fires | 2039 | 0 | 24976.6418 | 511.3745 | 15898.8237 | 8566.4437 | 5907.6423 | 2.5341e-10 | 0 | 1.497e-06 | 1.497e-06 | 0 | 0.00020286 | 0.00020286 | 0 | 0.00020286
[79 empty] | WLDFR | HFTD - Distribution - Tier 2 - 4QU CoRE ¦ 3QU LoRE | Seismic - Non-Red Flag Warning - Catastrophic Fires | 2040 | 0 | 24976.6418 | 511.3745 | 15898.8237 | 8566.4437 | 5907.6423 | 2.5341e-10 | 0 | 1.497e-06 | 1.497e-06 | 0 | 0.00020286 | 0.00020286 | 0 | 0.00020286
[79 empty] | WLDFR | HFTD - Distribution - Tier 2 - 4QU CoRE ¦ 3QU LoRE | Seismic - Non-Red Flag Warning - Catastrophic Fires | 2041 | 0 | 24976.6418 | 511.3745 | 15898.8237 | 8566.4437 | 5907.6423 | 2.5341e-10 | 0 | 1.497e-06 | 1.497e-06 | 0 | 0.00020286 | 0.00020286 | 0 | 0.00020286
[79 empty] | WLDFR | HFTD - Distribution - Tier 2 - 4QU CoRE ¦ 3QU LoRE | Seismic - Non-Red Flag Warning - Catastrophic Fires | 2042 | 0 | 24976.6418 | 511.3745 | 15898.8237 | 8566.4437 | 5907.6423 | 2.5341e-10 | 0 | 1.497e-06 | 1.497e-06 | 0 | 0.00020286 | 0.00020286 | 0 | 0.00020286
[79 empty] | WLDFR | HFTD - Distribution - Tier 2 - 4QU CoRE ¦ 3QU LoRE | Seismic - Non-Red Flag Warning - Catastrophic Fires | 2043 | 0 | 26191.7278 | 544.1291 | 16654.7414 | 8992.8573 | 6201.7082 | 2.5341e-10 | 0 | 1.5716e-06 | 1.5716e-06 | 0 | 0 | 0.00020286 | 0 | 0.00020286
[79 empty] | WLDFR | HFTD - Distribution - Tier 2 - 4QU CoRE ¦ 3QU LoRE | Seismic - Non-Red Flag Warning - Catastrophic Fires | 2044 | 0 | 26191.7278 | 544.1291 | 16654.7414 | 8992.8573 | 6201.7082 | 2.5341e-10 | 0 | 1.5716e-06 | 1.5716e-06 | 0 | 2.4238e-06 | 0 | 0 | 0
[79 empty] | WLDFR | HFTD - Distribution - Tier 2 - 4QU CoRE ¦ 3QU LoRE | Seismic - Non-Red Flag Warning - Catastrophic Fires | 2045 | 0 | 26191.7278 | 544.1291 | 16654.7414 | 8992.8573 | 6201.7082 | 2.5341e-10 | 0 | 1.5716e-06 | 1.5716e-06 | 0 | 2.5322e-06 | 2.5322e-06 | 0 | 2.5322e-06
[79 empty] | WLDFR | HFTD - Distribution - Tier 2 - 4QU CoRE ¦ 3QU LoRE | Seismic - Non-Red Flag Warning - Catastrophic Fires | 2046 | 0 | 26191.7278 | 544.1291 | 16654.7414 | 8992.8573 | 6201.7082 | 2.5341e-10 | 0 | 1.5716e-06 | 1.5716e-06 | 0 | 2.5322e-06 | 2.5322e-06 | 0 | 2.5322e-06
[79 empty] | WLDFR | HFTD - Distribution - Tier 2 - 4QU CoRE ¦ 3QU LoRE | Seismic - Non-Red Flag Warning - Catastrophic Fires | 2047 | 0 | 26191.7278 | 544.1291 | 16654.7414 | 8992.8573 | 6201.7082 | 2.5341e-10 | 0 | 1.5716e-06 | 1.5716e-06 | 0 | 2.5322e-06 | 2.5322e-06 | 0 | 2.5322e-06
[79 empty] | WLDFR | HFTD - Distribution - Tier 2 - 4QU CoRE ¦ 3QU LoRE | Seismic - Non-Red Flag Warning - Catastrophic Fires | 2048 | 0 | 27464.7227 | 578.8407 | 17445.538 | 9440.3441 | 6510.3067 | 2.5341e-10 | 0 | 1.6498e-06 | 1.6498e-06 | 0 | 2.5322e-06 | 2.5322e-06 | 0 | 2.5322e-06
[79 empty] | WLDFR | HFTD - Distribution - Tier 2 - 4QU CoRE ¦ 3QU LoRE | Seismic - Non-Red Flag Warning - Catastrophic Fires | 2049 | 0 | 27464.7227 | 578.8407 | 17445.538 | 9440.3441 | 6510.3067 | 2.5341e-10 | 0 | 1.6498e-06 | 1.6498e-06 | 0 | 2.5322e-06 | 2.5322e-06 | 0 | 2.5322e-06
[79 empty] | WLDFR | HFTD - Distribution - Tier 2 - 4QU CoRE ¦ 3QU LoRE | Seismic - Non-Red Flag Warning - Catastrophic Fires | 2050 | 0 | 27464.7227 | 578.8407 | 17445.538 | 9440.3441 | 6510.3067 | 2.5341e-10 | 0 | 1.6498e-06 | 1.6498e-06 | 0 | 2.6719e-06 | 2.6719e-06 | 0 | 2.6719e-06
[79 empty] | WLDFR | HFTD - Distribution - Tier 2 - 4QU CoRE ¦ 3QU LoRE | Seismic - Non-Red Flag Warning - Catastrophic Fires | 2051 | 0 | 27464.7227 | 578.8407 | 17445.538 | 9440.3441 | 6510.3067 | 2.5341e-10 | 0 | 1.6498e-06 | 1.6498e-06 | 0 | 2.6719e-06 | 2.6719e-06 | 0 | 2.6719e-06
[79 empty] | WLDFR | HFTD - Distribution - Tier 2 - 4QU CoRE ¦ 3QU LoRE | Seismic - Non-Red Flag Warning - Catastrophic Fires | 2052 | 0 | 27464.7227 | 578.8407 | 17445.538 | 9440.3441 | 6510.3067 | 2.5341e-10 | 0 | 1.6498e-06 | 1.6498e-06 | 0 | 2.6719e-06 | 2.6719e-06 | 0 | 2.6719e-06
[79 empty] | WLDFR | HFTD - Distribution - Tier 2 - 4QU CoRE ¦ 3QU LoRE | Seismic - Non-Red Flag Warning - Catastrophic Fires | 2053 | 0 | 28779.6694 | 615.0952 | 18261.2327 | 9903.3415 | 6829.6018 | 2.5341e-10 | 0 | 1.7307e-06 | 1.7307e-06 | 0 | 2.6719e-06 | 2.6719e-06 | 0 | 2.6719e-06
[79 empty] | WLDFR | HFTD - Distribution - Tier 2 - 4QU CoRE ¦ 3QU LoRE | Seismic - Non-Red Flag Warning - Catastrophic Fires | 2054 | 0 | 28779.6694 | 615.0952 | 18261.2327 | 9903.3415 | 6829.6018 | 2.5341e-10 | 0 | 1.7307e-06 | 1.7307e-06 | 0 | 2.6719e-06 | 2.6719e-06 | 0 | 2.6719e-06
[79 empty] | WLDFR | HFTD - Distribution - Tier 2 - 4QU CoRE ¦ 3QU LoRE | Seismic - Non-Red Flag Warning - Catastrophic Fires | 2055 | 0 | 28779.6694 | 615.0952 | 18261.2327 | 9903.3415 | 6829.6018 | 2.5341e-10 | 0 | 1.7307e-06 | 1.7307e-06 | 0 | 2.8308e-06 | 2.8308e-06 | 0 | 2.8308e-06
[79 empty] | WLDFR | HFTD - Distribution - Tier 2 - 4QU CoRE ¦ 3QU LoRE | Seismic - Red Flag Warning - Catastrophic Fires | 2026 | 0 | 21835.9781 | 428.6023 | 13939.561 | 7467.8148 | 5149.9993 | 1.0927e-08 | 0 | 5.6273e-05 | 5.6273e-05 | 0 | 2.8308e-06 | 2.8308e-06 | 0 | 2.8308e-06
[79 empty] | WLDFR | HFTD - Distribution - Tier 2 - 4QU CoRE ¦ 3QU LoRE | Seismic - Red Flag Warning - Catastrophic Fires | 2027 | 0 | 21835.9781 | 428.6023 | 13939.561 | 7467.8148 | 5149.9993 | 1.0927e-08 | 0 | 5.6273e-05 | 5.6273e-05 | 0 | 2.8308e-06 | 2.8308e-06 | 0 | 2.8308e-06
[79 empty] | WLDFR | HFTD - Distribution - Tier 2 - 4QU CoRE ¦ 3QU LoRE | Seismic - Red Flag Warning - Catastrophic Fires | 2028 | 0 | 22783.187 | 453.261 | 14531.3357 | 7798.5904 | 5378.1107 | 1.0927e-08 | 0 | 5.8766e-05 | 5.8766e-05 | 0 | 2.8308e-06 | 2.8308e-06 | 0 | 2.8308e-06
[79 empty] | WLDFR | HFTD - Distribution - Tier 2 - 4QU CoRE ¦ 3QU LoRE | Seismic - Red Flag Warning - Catastrophic Fires | 2029 | 0 | 22783.187 | 453.261 | 14531.3357 | 7798.5904 | 5378.1107 | 1.0927e-08 | 0 | 5.8766e-05 | 5.8766e-05 | 0 | 2.8308e-06 | 2.8308e-06 | 0 | 2.8308e-06
[79 empty] | WLDFR | HFTD - Distribution - Tier 2 - 4QU CoRE ¦ 3QU LoRE | Seismic - Red Flag Warning - Catastrophic Fires | 2030 | 0 | 22783.187 | 453.261 | 14531.3357 | 7798.5904 | 5378.1107 | 1.0927e-08 | 0 | 5.8766e-05 | 5.8766e-05 | 0 | 3.0076e-06 | 3.0076e-06 | 0 | 3.0076e-06
[79 empty] | WLDFR | HFTD - Distribution - Tier 2 - 4QU CoRE ¦ 3QU LoRE | Seismic - Red Flag Warning - Catastrophic Fires | 2031 | 0 | 22783.187 | 453.261 | 14531.3357 | 7798.5904 | 5378.1107 | 1.0927e-08 | 0 | 5.8766e-05 | 5.8766e-05 | 0 | 3.0076e-06 | 3.0076e-06 | 0 | 3.0076e-06
[79 empty] | WLDFR | HFTD - Distribution - Tier 2 - 4QU CoRE ¦ 3QU LoRE | Seismic - Red Flag Warning - Catastrophic Fires | 2032 | 0 | 22783.187 | 453.261 | 14531.3357 | 7798.5904 | 5378.1107 | 1.0927e-08 | 0 | 5.8766e-05 | 5.8766e-05 | 0 | 3.0076e-06 | 3.0076e-06 | 0 | 3.0076e-06
[79 empty] | WLDFR | HFTD - Distribution - Tier 2 - 4QU CoRE ¦ 3QU LoRE | Seismic - Red Flag Warning - Catastrophic Fires | 2033 | 0 | 23835.2641 | 480.9649 | 15187.7294 | 8166.5698 | 5631.8789 | 1.0927e-08 | 0 | 6.1539e-05 | 6.1539e-05 | 0 | 3.0076e-06 | 3.0076e-06 | 0 | 3.0076e-06
[79 empty] | WLDFR | HFTD - Distribution - Tier 2 - 4QU CoRE ¦ 3QU LoRE | Seismic - Red Flag Warning - Catastrophic Fires | 2034 | 0 | 23835.2641 | 480.9649 | 15187.7294 | 8166.5698 | 5631.8789 | 1.0927e-08 | 0 | 6.1539e-05 | 6.1539e-05 | 0 | 3.0076e-06 | 3.0076e-06 | 0 | 3.0076e-06
[79 empty] | WLDFR | HFTD - Distribution - Tier 2 - 4QU CoRE ¦ 3QU LoRE | Seismic - Red Flag Warning - Catastrophic Fires | 2035 | 0 | 23835.2641 | 480.9649 | 15187.7294 | 8166.5698 | 5631.8789 | 1.0927e-08 | 0 | 6.1539e-05 | 6.1539e-05 | 0 | 3.201e-06 | 3.201e-06 | 0 | 3.201e-06
[79 empty] | WLDFR | HFTD - Distribution - Tier 2 - 4QU CoRE ¦ 3QU LoRE | Seismic - Red Flag Warning - Catastrophic Fires | 2036 | 0 | 23835.2641 | 480.9649 | 15187.7294 | 8166.5698 | 5631.8789 | 1.0927e-08 | 0 | 6.1539e-05 | 6.1539e-05 | 0 | 3.201e-06 | 3.201e-06 | 0 | 3.201e-06
[79 empty] | WLDFR | HFTD - Distribution - Tier 2 - 4QU CoRE ¦ 3QU LoRE | Seismic - Red Flag Warning - Catastrophic Fires | 2037 | 0 | 23835.2641 | 480.9649 | 15187.7294 | 8166.5698 | 5631.8789 | 1.0927e-08 | 0 | 6.1539e-05 | 6.1539e-05 | 0 | 3.201e-06 | 3.201e-06 | 0 | 3.201e-06
[79 empty] | WLDFR | HFTD - Distribution - Tier 2 - 4QU CoRE ¦ 3QU LoRE | Seismic - Red Flag Warning - Catastrophic Fires | 2038 | 0 | 24976.6418 | 511.3745 | 15898.8237 | 8566.4437 | 5907.6423 | 1.0927e-08 | 0 | 6.4552e-05 | 6.4552e-05 | 0 | 3.201e-06 | 3.201e-06 | 0 | 3.201e-06
[79 empty] | WLDFR | HFTD - Distribution - Tier 2 - 4QU CoRE ¦ 3QU LoRE | Seismic - Red Flag Warning - Catastrophic Fires | 2039 | 0 | 24976.6418 | 511.3745 | 15898.8237 | 8566.4437 | 5907.6423 | 1.0927e-08 | 0 | 6.4552e-05 | 6.4552e-05 | 0 | 3.201e-06 | 3.201e-06 | 0 | 3.201e-06
[79 empty] | WLDFR | HFTD - Distribution - Tier 2 - 4QU CoRE ¦ 3QU LoRE | Seismic - Red Flag Warning - Catastrophic Fires | 2040 | 0 | 24976.6418 | 511.3745 | 15898.8237 | 8566.4437 | 5907.6423 | 1.0927e-08 | 0 | 6.4552e-05 | 6.4552e-05 | 0 | 3.4093e-06 | 3.4093e-06 | 0 | 3.4093e-06
[79 empty] | WLDFR | HFTD - Distribution - Tier 2 - 4QU CoRE ¦ 3QU LoRE | Seismic - Red Flag Warning - Catastrophic Fires | 2041 | 0 | 24976.6418 | 511.3745 | 15898.8237 | 8566.4437 | 5907.6423 | 1.0927e-08 | 0 | 6.4552e-05 | 6.4552e-05 | 0 | 3.4093e-06 | 3.4093e-06 | 0 | 3.4093e-06
[79 empty] | WLDFR | HFTD - Distribution - Tier 2 - 4QU CoRE ¦ 3QU LoRE | Seismic - Red Flag Warning - Catastrophic Fires | 2042 | 0 | 24976.6418 | 511.3745 | 15898.8237 | 8566.4437 | 5907.6423 | 1.0927e-08 | 0 | 6.4552e-05 | 6.4552e-05 | 0 | 3.4093e-06 | 3.4093e-06 | 0 | 3.4093e-06
[79 empty] | WLDFR | HFTD - Distribution - Tier 2 - 4QU CoRE ¦ 3QU LoRE | Seismic - Red Flag Warning - Catastrophic Fires | 2043 | 0 | 26191.7278 | 544.1291 | 16654.7414 | 8992.8573 | 6201.7082 | 1.0927e-08 | 0 | 6.7765e-05 | 6.7765e-05 | 0 | 3.4093e-06 | 3.4093e-06 | 0 | 3.4093e-06
[79 empty] | WLDFR | HFTD - Distribution - Tier 2 - 4QU CoRE ¦ 3QU LoRE | Seismic - Red Flag Warning - Catastrophic Fires | 2044 | 0 | 26191.7278 | 544.1291 | 16654.7414 | 8992.8573 | 6201.7082 | 1.0927e-08 | 0 | 6.7765e-05 | 6.7765e-05 | 0 | 0 | 3.4093e-06 | 0 | 3.4093e-06
[79 empty] | WLDFR | HFTD - Distribution - Tier 2 - 4QU CoRE ¦ 3QU LoRE | Seismic - Red Flag Warning - Catastrophic Fires | 2045 | 0 | 26191.7278 | 544.1291 | 16654.7414 | 8992.8573 | 6201.7082 | 1.0927e-08 | 0 | 6.7765e-05 | 6.7765e-05 | 0 | 1.6362e-05 | 0 | 0 | 0
[79 empty] | WLDFR | HFTD - Distribution - Tier 2 - 4QU CoRE ¦ 3QU LoRE | Seismic - Red Flag Warning - Catastrophic Fires | 2046 | 0 | 26191.7278 | 544.1291 | 16654.7414 | 8992.8573 | 6201.7082 | 1.0927e-08 | 0 | 6.7765e-05 | 6.7765e-05 | 0 | 1.6888e-05 | 1.6888e-05 | 0 | 1.6888e-05
[79 empty] | WLDFR | HFTD - Distribution - Tier 2 - 4QU CoRE ¦ 3QU LoRE | Seismic - Red Flag Warning - Catastrophic Fires | 2047 | 0 | 26191.7278 | 544.1291 | 16654.7414 | 8992.8573 | 6201.7082 | 1.0927e-08 | 0 | 6.7765e-05 | 6.7765e-05 | 0 | 1.6888e-05 | 1.6888e-05 | 0 | 1.6888e-05
[79 empty] | WLDFR | HFTD - Distribution - Tier 2 - 4QU CoRE ¦ 3QU LoRE | Seismic - Red Flag Warning - Catastrophic Fires | 2048 | 0 | 27464.7227 | 578.8407 | 17445.538 | 9440.3441 | 6510.3067 | 1.0927e-08 | 0 | 7.1137e-05 | 7.1137e-05 | 0 | 1.6888e-05 | 1.6888e-05 | 0 | 1.6888e-05
[79 empty] | WLDFR | HFTD - Distribution - Tier 2 - 4QU CoRE ¦ 3QU LoRE | Seismic - Red Flag Warning - Catastrophic Fires | 2049 | 0 | 27464.7227 | 578.8407 | 17445.538 | 9440.3441 | 6510.3067 | 1.0927e-08 | 0 | 7.1137e-05 | 7.1137e-05 | 0 | 1.6888e-05 | 1.6888e-05 | 0 | 1.6888e-05
[79 empty] | WLDFR | HFTD - Distribution - Tier 2 - 4QU CoRE ¦ 3QU LoRE | Seismic - Red Flag Warning - Catastrophic Fires | 2050 | 0 | 27464.7227 | 578.8407 | 17445.538 | 9440.3441 | 6510.3067 | 1.0927e-08 | 0 | 7.1137e-05 | 7.1137e-05 | 0 | 1.6888e-05 | 1.6888e-05 | 0 | 1.6888e-05
[79 empty] | WLDFR | HFTD - Distribution - Tier 2 - 4QU CoRE ¦ 3QU LoRE | Seismic - Red Flag Warning - Catastrophic Fires | 2051 | 0 | 27464.7227 | 578.8407 | 17445.538 | 9440.3441 | 6510.3067 | 1.0927e-08 | 0 | 7.1137e-05 | 7.1137e-05 | 0 | 1.756e-05 | 1.756e-05 | 0 | 1.756e-05
[79 empty] | WLDFR | HFTD - Distribution - Tier 2 - 4QU CoRE ¦ 3QU LoRE | Seismic - Red Flag Warning - Catastrophic Fires | 2052 | 0 | 27464.7227 | 578.8407 | 17445.538 | 9440.3441 | 6510.3067 | 1.0927e-08 | 0 | 7.1137e-05 | 7.1137e-05 | 0 | 1.756e-05 | 1.756e-05 | 0 | 1.756e-05
[79 empty] | WLDFR | HFTD - Distribution - Tier 2 - 4QU CoRE ¦ 3QU LoRE | Seismic - Red Flag Warning - Catastrophic Fires | 2053 | 0 | 28779.6694 | 615.0952 | 18261.2327 | 9903.3415 | 6829.6018 | 1.0927e-08 | 0 | 7.4626e-05 | 7.4626e-05 | 0 | 1.756e-05 | 1.756e-05 | 0 | 1.756e-05
[79 empty] | WLDFR | HFTD - Distribution - Tier 2 - 4QU CoRE ¦ 3QU LoRE | Seismic - Red Flag Warning - Catastrophic Fires | 2054 | 0 | 28779.6694 | 615.0952 | 18261.2327 | 9903.3415 | 6829.6018 | 1.0927e-08 | 0 | 7.4626e-05 | 7.4626e-05 | 0 | 1.756e-05 | 1.756e-05 | 0 | 1.756e-05
[79 empty] | WLDFR | HFTD - Distribution - Tier 2 - 4QU CoRE ¦ 3QU LoRE | Seismic - Red Flag Warning - Catastrophic Fires | 2055 | 0 | 28779.6694 | 615.0952 | 18261.2327 | 9903.3415 | 6829.6018 | 1.0927e-08 | 0 | 7.4626e-05 | 7.4626e-05 | 0 | 1.756e-05 | 1.756e-05 | 0 | 1.756e-05
[79 empty] | WLDFR | HFTD - Distribution - Tier 2 - 4QU CoRE ¦ 4QU LoRE | Non-Red Flag Warning - Catastrophic Fires | 2026 | 0 | 14664.6376 | 233.2301 | 8896.516 | 5534.8915 | 3817.0051 | 4.1328e-07 | 0 | 0.0015775 | 0.0015775 | 0 | 1.8317e-05 | 1.8317e-05 | 0 | 1.8317e-05
[79 empty] | WLDFR | HFTD - Distribution - Tier 2 - 4QU CoRE ¦ 4QU LoRE | Non-Red Flag Warning - Catastrophic Fires | 2027 | 0 | 14664.6376 | 233.2301 | 8896.516 | 5534.8915 | 3817.0051 | 4.1328e-07 | 0 | 0.0015775 | 0.0015775 | 0 | 1.8317e-05 | 1.8317e-05 | 0 | 1.8317e-05
[79 empty] | WLDFR | HFTD - Distribution - Tier 2 - 4QU CoRE ¦ 4QU LoRE | Non-Red Flag Warning - Catastrophic Fires | 2028 | 0 | 15317.9909 | 247.273 | 9287.6491 | 5783.0689 | 3988.1546 | 4.1328e-07 | 0 | 0.0016482 | 0.0016482 | 0 | 1.8317e-05 | 1.8317e-05 | 0 | 1.8317e-05
[79 empty] | WLDFR | HFTD - Distribution - Tier 2 - 4QU CoRE ¦ 4QU LoRE | Non-Red Flag Warning - Catastrophic Fires | 2029 | 0 | 15317.9909 | 247.273 | 9287.6491 | 5783.0689 | 3988.1546 | 4.1328e-07 | 0 | 0.0016482 | 0.0016482 | 0 | 1.8317e-05 | 1.8317e-05 | 0 | 1.8317e-05
[79 empty] | WLDFR | HFTD - Distribution - Tier 2 - 4QU CoRE ¦ 4QU LoRE | Non-Red Flag Warning - Catastrophic Fires | 2030 | 0 | 15317.9909 | 247.273 | 9287.6491 | 5783.0689 | 3988.1546 | 4.1328e-07 | 0 | 0.0016482 | 0.0016482 | 0 | 1.8317e-05 | 1.8317e-05 | 0 | 1.8317e-05
[79 empty] | WLDFR | HFTD - Distribution - Tier 2 - 4QU CoRE ¦ 4QU LoRE | Non-Red Flag Warning - Catastrophic Fires | 2031 | 0 | 15317.9909 | 247.273 | 9287.6491 | 5783.0689 | 3988.1546 | 4.1328e-07 | 0 | 0.0016482 | 0.0016482 | 0 | 1.9152e-05 | 1.9152e-05 | 0 | 1.9152e-05
[79 empty] | WLDFR | HFTD - Distribution - Tier 2 - 4QU CoRE ¦ 4QU LoRE | Non-Red Flag Warning - Catastrophic Fires | 2032 | 0 | 15317.9909 | 247.273 | 9287.6491 | 5783.0689 | 3988.1546 | 4.1328e-07 | 0 | 0.0016482 | 0.0016482 | 0 | 1.9152e-05 | 1.9152e-05 | 0 | 1.9152e-05
[79 empty] | WLDFR | HFTD - Distribution - Tier 2 - 4QU CoRE ¦ 4QU LoRE | Non-Red Flag Warning - Catastrophic Fires | 2033 | 0 | 16044.1264 | 263.1074 | 9721.74 | 6059.2791 | 4178.6364 | 4.1328e-07 | 0 | 0.0017269 | 0.0017269 | 0 | 1.9152e-05 | 1.9152e-05 | 0 | 1.9152e-05
[79 empty] | WLDFR | HFTD - Distribution - Tier 2 - 4QU CoRE ¦ 4QU LoRE | Non-Red Flag Warning - Catastrophic Fires | 2034 | 0 | 16044.1264 | 263.1074 | 9721.74 | 6059.2791 | 4178.6364 | 4.1328e-07 | 0 | 0.0017269 | 0.0017269 | 0 | 1.9152e-05 | 1.9152e-05 | 0 | 1.9152e-05
[79 empty] | WLDFR | HFTD - Distribution - Tier 2 - 4QU CoRE ¦ 4QU LoRE | Non-Red Flag Warning - Catastrophic Fires | 2035 | 0 | 16044.1264 | 263.1074 | 9721.74 | 6059.2791 | 4178.6364 | 4.1328e-07 | 0 | 0.0017269 | 0.0017269 | 0 | 1.9152e-05 | 1.9152e-05 | 0 | 1.9152e-05
[79 empty] | WLDFR | HFTD - Distribution - Tier 2 - 4QU CoRE ¦ 4QU LoRE | Non-Red Flag Warning - Catastrophic Fires | 2036 | 0 | 16044.1264 | 263.1074 | 9721.74 | 6059.2791 | 4178.6364 | 4.1328e-07 | 0 | 0.0017269 | 0.0017269 | 0 | 2.0055e-05 | 2.0055e-05 | 0 | 2.0055e-05
[79 empty] | WLDFR | HFTD - Distribution - Tier 2 - 4QU CoRE ¦ 4QU LoRE | Non-Red Flag Warning - Catastrophic Fires | 2037 | 0 | 16044.1264 | 263.1074 | 9721.74 | 6059.2791 | 4178.6364 | 4.1328e-07 | 0 | 0.0017269 | 0.0017269 | 0 | 2.0055e-05 | 2.0055e-05 | 0 | 2.0055e-05
[79 empty] | WLDFR | HFTD - Distribution - Tier 2 - 4QU CoRE ¦ 4QU LoRE | Non-Red Flag Warning - Catastrophic Fires | 2038 | 0 | 16832.3912 | 280.5544 | 10192.2718 | 6359.5651 | 4385.7214 | 4.1328e-07 | 0 | 0.0018125 | 0.0018125 | 0 | 2.0055e-05 | 2.0055e-05 | 0 | 2.0055e-05
[79 empty] | WLDFR | HFTD - Distribution - Tier 2 - 4QU CoRE ¦ 4QU LoRE | Non-Red Flag Warning - Catastrophic Fires | 2039 | 0 | 16832.3912 | 280.5544 | 10192.2718 | 6359.5651 | 4385.7214 | 4.1328e-07 | 0 | 0.0018125 | 0.0018125 | 0 | 2.0055e-05 | 2.0055e-05 | 0 | 2.0055e-05
[79 empty] | WLDFR | HFTD - Distribution - Tier 2 - 4QU CoRE ¦ 4QU LoRE | Non-Red Flag Warning - Catastrophic Fires | 2040 | 0 | 16832.3912 | 280.5544 | 10192.2718 | 6359.5651 | 4385.7214 | 4.1328e-07 | 0 | 0.0018125 | 0.0018125 | 0 | 2.0055e-05 | 2.0055e-05 | 0 | 2.0055e-05
[79 empty] | WLDFR | HFTD - Distribution - Tier 2 - 4QU CoRE ¦ 4QU LoRE | Non-Red Flag Warning - Catastrophic Fires | 2041 | 0 | 16832.3912 | 280.5544 | 10192.2718 | 6359.5651 | 4385.7214 | 4.1328e-07 | 0 | 0.0018125 | 0.0018125 | 0 | 2.1018e-05 | 2.1018e-05 | 0 | 2.1018e-05
[79 empty] | WLDFR | HFTD - Distribution - Tier 2 - 4QU CoRE ¦ 4QU LoRE | Non-Red Flag Warning - Catastrophic Fires | 2042 | 0 | 16832.3912 | 280.5544 | 10192.2718 | 6359.5651 | 4385.7214 | 4.1328e-07 | 0 | 0.0018125 | 0.0018125 | 0 | 2.1018e-05 | 2.1018e-05 | 0 | 2.1018e-05
[79 empty] | WLDFR | HFTD - Distribution - Tier 2 - 4QU CoRE ¦ 4QU LoRE | Non-Red Flag Warning - Catastrophic Fires | 2043 | 0 | 17672.0852 | 299.42 | 10692.7362 | 6679.929 | 4606.6527 | 4.1328e-07 | 0 | 0.0019038 | 0.0019038 | 0 | 2.1018e-05 | 2.1018e-05 | 0 | 2.1018e-05
[79 empty] | WLDFR | HFTD - Distribution - Tier 2 - 4QU CoRE ¦ 4QU LoRE | Non-Red Flag Warning - Catastrophic Fires | 2044 | 0 | 17672.0852 | 299.42 | 10692.7362 | 6679.929 | 4606.6527 | 4.1328e-07 | 0 | 0.0019038 | 0.0019038 | 0 | 2.1018e-05 | 2.1018e-05 | 0 | 2.1018e-05
[79 empty] | WLDFR | HFTD - Distribution - Tier 2 - 4QU CoRE ¦ 4QU LoRE | Non-Red Flag Warning - Catastrophic Fires | 2045 | 0 | 17672.0852 | 299.42 | 10692.7362 | 6679.929 | 4606.6527 | 4.1328e-07 | 0 | 0.0019038 | 0.0019038 | 0 | 0 | 2.1018e-05 | 0 | 2.1018e-05
[79 empty] | WLDFR | HFTD - Distribution - Tier 2 - 4QU CoRE ¦ 4QU LoRE | Non-Red Flag Warning - Catastrophic Fires | 2046 | 0 | 17672.0852 | 299.42 | 10692.7362 | 6679.929 | 4606.6527 | 4.1328e-07 | 0 | 0.0019038 | 0.0019038 | 0 | 0.006441 | 0 | 0 | 0
[79 empty] | WLDFR | HFTD - Distribution - Tier 2 - 4QU CoRE ¦ 4QU LoRE | Non-Red Flag Warning - Catastrophic Fires | 2047 | 0 | 17672.0852 | 299.42 | 10692.7362 | 6679.929 | 4606.6527 | 4.1328e-07 | 0 | 0.0019038 | 0.0019038 | 0 | 0.0066771 | 0.0066771 | 0 | 0.0066771
[79 empty] | WLDFR | HFTD - Distribution - Tier 2 - 4QU CoRE ¦ 4QU LoRE | Non-Red Flag Warning - Catastrophic Fires | 2048 | 0 | 18552.3348 | 319.4911 | 11216.5626 | 7016.281 | 4838.6098 | 4.1328e-07 | 0 | 0.0019997 | 0.0019997 | 0 | 0.0066771 | 0.0066771 | 0 | 0.0066771
[79 empty] | WLDFR | HFTD - Distribution - Tier 2 - 4QU CoRE ¦ 4QU LoRE | Non-Red Flag Warning - Catastrophic Fires | 2049 | 0 | 18552.3348 | 319.4911 | 11216.5626 | 7016.281 | 4838.6098 | 4.1328e-07 | 0 | 0.0019997 | 0.0019997 | 0 | 0.0066771 | 0.0066771 | 0 | 0.0066771
[79 empty] | WLDFR | HFTD - Distribution - Tier 2 - 4QU CoRE ¦ 4QU LoRE | Non-Red Flag Warning - Catastrophic Fires | 2050 | 0 | 18552.3348 | 319.4911 | 11216.5626 | 7016.281 | 4838.6098 | 4.1328e-07 | 0 | 0.0019997 | 0.0019997 | 0 | 0.0066771 | 0.0066771 | 0 | 0.0066771
[79 empty] | WLDFR | HFTD - Distribution - Tier 2 - 4QU CoRE ¦ 4QU LoRE | Non-Red Flag Warning - Catastrophic Fires | 2051 | 0 | 18552.3348 | 319.4911 | 11216.5626 | 7016.281 | 4838.6098 | 4.1328e-07 | 0 | 0.0019997 | 0.0019997 | 0 | 0.0066771 | 0.0066771 | 0 | 0.0066771
[79 empty] | WLDFR | HFTD - Distribution - Tier 2 - 4QU CoRE ¦ 4QU LoRE | Non-Red Flag Warning - Catastrophic Fires | 2052 | 0 | 18552.3348 | 319.4911 | 11216.5626 | 7016.281 | 4838.6098 | 4.1328e-07 | 0 | 0.0019997 | 0.0019997 | 0 | 0.0069746 | 0.0069746 | 0 | 0.0069746
[79 empty] | WLDFR | HFTD - Distribution - Tier 2 - 4QU CoRE ¦ 4QU LoRE | Non-Red Flag Warning - Catastrophic Fires | 2053 | 0 | 19462.1283 | 340.5356 | 11757.1413 | 7364.4514 | 5078.7171 | 4.1328e-07 | 0 | 0.0020989 | 0.0020989 | 0 | 0.0069746 | 0.0069746 | 0 | 0.0069746
[79 empty] | WLDFR | HFTD - Distribution - Tier 2 - 4QU CoRE ¦ 4QU LoRE | Non-Red Flag Warning - Catastrophic Fires | 2054 | 0 | 19462.1283 | 340.5356 | 11757.1413 | 7364.4514 | 5078.7171 | 4.1328e-07 | 0 | 0.0020989 | 0.0020989 | 0 | 0.0069746 | 0.0069746 | 0 | 0.0069746
[79 empty] | WLDFR | HFTD - Distribution - Tier 2 - 4QU CoRE ¦ 4QU LoRE | Non-Red Flag Warning - Catastrophic Fires | 2055 | 0 | 19462.1283 | 340.5356 | 11757.1413 | 7364.4514 | 5078.7171 | 4.1328e-07 | 0 | 0.0020989 | 0.0020989 | 0 | 0.0069746 | 0.0069746 | 0 | 0.0069746
[79 empty] | WLDFR | HFTD - Distribution - Tier 2 - 4QU CoRE ¦ 4QU LoRE | Non-Red Flag Warning - Large Fires | 2026 | 0 | 5.475 | 0.71896 | 3.0715 | 1.6846 | 1.1617 | 1.373e-05 | 0 | 1.5951e-05 | 1.5951e-05 | 0 | 0.0069746 | 0.0069746 | 0 | 0.0069746
[79 empty] | WLDFR | HFTD - Distribution - Tier 2 - 4QU CoRE ¦ 4QU LoRE | Non-Red Flag Warning - Large Fires | 2027 | 0 | 5.475 | 0.71896 | 3.0715 | 1.6846 | 1.1617 | 1.373e-05 | 0 | 1.5951e-05 | 1.5951e-05 | 0 | 0.0073052 | 0.0073052 | 0 | 0.0073052
[79 empty] | WLDFR | HFTD - Distribution - Tier 2 - 4QU CoRE ¦ 4QU LoRE | Non-Red Flag Warning - Large Fires | 2028 | 0 | 5.777 | 0.74734 | 3.238 | 1.7917 | 1.2356 | 1.373e-05 | 0 | 1.6965e-05 | 1.6965e-05 | 0 | 0.0073052 | 0.0073052 | 0 | 0.0073052
[79 empty] | WLDFR | HFTD - Distribution - Tier 2 - 4QU CoRE ¦ 4QU LoRE | Non-Red Flag Warning - Large Fires | 2029 | 0 | 5.777 | 0.74734 | 3.238 | 1.7917 | 1.2356 | 1.373e-05 | 0 | 1.6965e-05 | 1.6965e-05 | 0 | 0.0073052 | 0.0073052 | 0 | 0.0073052
[79 empty] | WLDFR | HFTD - Distribution - Tier 2 - 4QU CoRE ¦ 4QU LoRE | Non-Red Flag Warning - Large Fires | 2030 | 0 | 5.777 | 0.74734 | 3.238 | 1.7917 | 1.2356 | 1.373e-05 | 0 | 1.6965e-05 | 1.6965e-05 | 0 | 0.0073052 | 0.0073052 | 0 | 0.0073052
[79 empty] | WLDFR | HFTD - Distribution - Tier 2 - 4QU CoRE ¦ 4QU LoRE | Non-Red Flag Warning - Large Fires | 2031 | 0 | 5.777 | 0.74734 | 3.238 | 1.7917 | 1.2356 | 1.373e-05 | 0 | 1.6965e-05 | 1.6965e-05 | 0 | 0.0073052 | 0.0073052 | 0 | 0.0073052
[79 empty] | WLDFR | HFTD - Distribution - Tier 2 - 4QU CoRE ¦ 4QU LoRE | Non-Red Flag Warning - Large Fires | 2032 | 0 | 5.777 | 0.74734 | 3.238 | 1.7917 | 1.2356 | 1.373e-05 | 0 | 1.6965e-05 | 1.6965e-05 | 0 | 0.0076641 | 0.0076641 | 0 | 0.0076641
[79 empty] | WLDFR | HFTD - Distribution - Tier 2 - 4QU CoRE ¦ 4QU LoRE | Non-Red Flag Warning - Large Fires | 2033 | 0 | 6.1205 | 0.77885 | 3.4265 | 1.9151 | 1.3207 | 1.373e-05 | 0 | 1.8134e-05 | 1.8134e-05 | 0 | 0.0076641 | 0.0076641 | 0 | 0.0076641
[79 empty] | WLDFR | HFTD - Distribution - Tier 2 - 4QU CoRE ¦ 4QU LoRE | Non-Red Flag Warning - Large Fires | 2034 | 0 | 6.1205 | 0.77885 | 3.4265 | 1.9151 | 1.3207 | 1.373e-05 | 0 | 1.8134e-05 | 1.8134e-05 | 0 | 0.0076641 | 0.0076641 | 0 | 0.0076641
[79 empty] | WLDFR | HFTD - Distribution - Tier 2 - 4QU CoRE ¦ 4QU LoRE | Non-Red Flag Warning - Large Fires | 2035 | 0 | 6.1205 | 0.77885 | 3.4265 | 1.9151 | 1.3207 | 1.373e-05 | 0 | 1.8134e-05 | 1.8134e-05 | 0 | 0.0076641 | 0.0076641 | 0 | 0.0076641
[79 empty] | WLDFR | HFTD - Distribution - Tier 2 - 4QU CoRE ¦ 4QU LoRE | Non-Red Flag Warning - Large Fires | 2036 | 0 | 6.1205 | 0.77885 | 3.4265 | 1.9151 | 1.3207 | 1.373e-05 | 0 | 1.8134e-05 | 1.8134e-05 | 0 | 0.0076641 | 0.0076641 | 0 | 0.0076641
[79 empty] | WLDFR | HFTD - Distribution - Tier 2 - 4QU CoRE ¦ 4QU LoRE | Non-Red Flag Warning - Large Fires | 2037 | 0 | 6.1205 | 0.77885 | 3.4265 | 1.9151 | 1.3207 | 1.373e-05 | 0 | 1.8134e-05 | 1.8134e-05 | 0 | 0.0080464 | 0.0080464 | 0 | 0.0080464
[79 empty] | WLDFR | HFTD - Distribution - Tier 2 - 4QU CoRE ¦ 4QU LoRE | Non-Red Flag Warning - Large Fires | 2038 | 0 | 6.5028 | 0.81304 | 3.6355 | 2.0543 | 1.4167 | 1.373e-05 | 0 | 1.9451e-05 | 1.9451e-05 | 0 | 0.0080464 | 0.0080464 | 0 | 0.0080464
[79 empty] | WLDFR | HFTD - Distribution - Tier 2 - 4QU CoRE ¦ 4QU LoRE | Non-Red Flag Warning - Large Fires | 2039 | 0 | 6.5028 | 0.81304 | 3.6355 | 2.0543 | 1.4167 | 1.373e-05 | 0 | 1.9451e-05 | 1.9451e-05 | 0 | 0.0080464 | 0.0080464 | 0 | 0.0080464
[79 empty] | WLDFR | HFTD - Distribution - Tier 2 - 4QU CoRE ¦ 4QU LoRE | Non-Red Flag Warning - Large Fires | 2040 | 0 | 6.5028 | 0.81304 | 3.6355 | 2.0543 | 1.4167 | 1.373e-05 | 0 | 1.9451e-05 | 1.9451e-05 | 0 | 0.0080464 | 0.0080464 | 0 | 0.0080464
[79 empty] | WLDFR | HFTD - Distribution - Tier 2 - 4QU CoRE ¦ 4QU LoRE | Non-Red Flag Warning - Large Fires | 2041 | 0 | 6.5028 | 0.81304 | 3.6355 | 2.0543 | 1.4167 | 1.373e-05 | 0 | 1.9451e-05 | 1.9451e-05 | 0 | 0.0080464 | 0.0080464 | 0 | 0.0080464
[79 empty] | WLDFR | HFTD - Distribution - Tier 2 - 4QU CoRE ¦ 4QU LoRE | Non-Red Flag Warning - Large Fires | 2042 | 0 | 6.5028 | 0.81304 | 3.6355 | 2.0543 | 1.4167 | 1.373e-05 | 0 | 1.9451e-05 | 1.9451e-05 | 0 | 0.0084472 | 0.0084472 | 0 | 0.0084472
[79 empty] | WLDFR | HFTD - Distribution - Tier 2 - 4QU CoRE ¦ 4QU LoRE | Non-Red Flag Warning - Large Fires | 2043 | 0 | 6.9209 | 0.84944 | 3.8632 | 2.2083 | 1.5229 | 1.373e-05 | 0 | 2.091e-05 | 2.091e-05 | 0 | 0.0084472 | 0.0084472 | 0 | 0.0084472
[79 empty] | WLDFR | HFTD - Distribution - Tier 2 - 4QU CoRE ¦ 4QU LoRE | Non-Red Flag Warning - Large Fires | 2044 | 0 | 6.9209 | 0.84944 | 3.8632 | 2.2083 | 1.5229 | 1.373e-05 | 0 | 2.091e-05 | 2.091e-05 | 0 | 0.0084472 | 0.0084472 | 0 | 0.0084472
[79 empty] | WLDFR | HFTD - Distribution - Tier 2 - 4QU CoRE ¦ 4QU LoRE | Non-Red Flag Warning - Large Fires | 2045 | 0 | 6.9209 | 0.84944 | 3.8632 | 2.2083 | 1.5229 | 1.373e-05 | 0 | 2.091e-05 | 2.091e-05 | 0 | 0.0084472 | 0.0084472 | 0 | 0.0084472
[79 empty] | WLDFR | HFTD - Distribution - Tier 2 - 4QU CoRE ¦ 4QU LoRE | Non-Red Flag Warning - Large Fires | 2046 | 0 | 6.9209 | 0.84944 | 3.8632 | 2.2083 | 1.5229 | 1.373e-05 | 0 | 2.091e-05 | 2.091e-05 | 0 | 0 | 0.0084472 | 0 | 0.0084472
[79 empty] | WLDFR | HFTD - Distribution - Tier 2 - 4QU CoRE ¦ 4QU LoRE | Non-Red Flag Warning - Large Fires | 2047 | 0 | 6.9209 | 0.84944 | 3.8632 | 2.2083 | 1.5229 | 1.373e-05 | 0 | 2.091e-05 | 2.091e-05 | 0 | 0.00061804 | 0 | 0 | 0
[79 empty] | WLDFR | HFTD - Distribution - Tier 2 - 4QU CoRE ¦ 4QU LoRE | Non-Red Flag Warning - Large Fires | 2048 | 0 | 7.3713 | 0.88759 | 4.1075 | 2.3763 | 1.6388 | 1.373e-05 | 0 | 2.2501e-05 | 2.2501e-05 | 0 | 0.00064062 | 0.00064062 | 0 | 0.00064062
[79 empty] | WLDFR | HFTD - Distribution - Tier 2 - 4QU CoRE ¦ 4QU LoRE | Non-Red Flag Warning - Large Fires | 2049 | 0 | 7.3713 | 0.88759 | 4.1075 | 2.3763 | 1.6388 | 1.373e-05 | 0 | 2.2501e-05 | 2.2501e-05 | 0 | 0.00064062 | 0.00064062 | 0 | 0.00064062
[79 empty] | WLDFR | HFTD - Distribution - Tier 2 - 4QU CoRE ¦ 4QU LoRE | Non-Red Flag Warning - Large Fires | 2050 | 0 | 7.3713 | 0.88759 | 4.1075 | 2.3763 | 1.6388 | 1.373e-05 | 0 | 2.2501e-05 | 2.2501e-05 | 0 | 0.00064062 | 0.00064062 | 0 | 0.00064062
[79 empty] | WLDFR | HFTD - Distribution - Tier 2 - 4QU CoRE ¦ 4QU LoRE | Non-Red Flag Warning - Large Fires | 2051 | 0 | 7.3713 | 0.88759 | 4.1075 | 2.3763 | 1.6388 | 1.373e-05 | 0 | 2.2501e-05 | 2.2501e-05 | 0 | 0.00064062 | 0.00064062 | 0 | 0.00064062
[79 empty] | WLDFR | HFTD - Distribution - Tier 2 - 4QU CoRE ¦ 4QU LoRE | Non-Red Flag Warning - Large Fires | 2052 | 0 | 7.3713 | 0.88759 | 4.1075 | 2.3763 | 1.6388 | 1.373e-05 | 0 | 2.2501e-05 | 2.2501e-05 | 0 | 0.00064062 | 0.00064062 | 0 | 0.00064062
[79 empty] | WLDFR | HFTD - Distribution - Tier 2 - 4QU CoRE ¦ 4QU LoRE | Non-Red Flag Warning - Large Fires | 2053 | 0 | 7.8503 | 0.92702 | 4.3664 | 2.5569 | 1.7633 | 1.373e-05 | 0 | 2.421e-05 | 2.421e-05 | 0 | 0.00066905 | 0.00066905 | 0 | 0.00066905
[79 empty] | WLDFR | HFTD - Distribution - Tier 2 - 4QU CoRE ¦ 4QU LoRE | Non-Red Flag Warning - Large Fires | 2054 | 0 | 7.8503 | 0.92702 | 4.3664 | 2.5569 | 1.7633 | 1.373e-05 | 0 | 2.421e-05 | 2.421e-05 | 0 | 0.00066905 | 0.00066905 | 0 | 0.00066905
[79 empty] | WLDFR | HFTD - Distribution - Tier 2 - 4QU CoRE ¦ 4QU LoRE | Non-Red Flag Warning - Large Fires | 2055 | 0 | 7.8503 | 0.92702 | 4.3664 | 2.5569 | 1.7633 | 1.373e-05 | 0 | 2.421e-05 | 2.421e-05 | 0 | 0.00066905 | 0.00066905 | 0 | 0.00066905
[79 empty] | WLDFR | HFTD - Distribution - Tier 2 - 4QU CoRE ¦ 4QU LoRE | Non-Red Flag Warning - Small Fires | 2026 | 0 | 0.080408 | 0.03759 | 0.0016314 | 0.041187 | 0.028403 | 0.003334 | 0 | 9.4696e-05 | 9.4696e-05 | 0 | 0.00066905 | 0.00066905 | 0 | 0.00066905
[79 empty] | WLDFR | HFTD - Distribution - Tier 2 - 4QU CoRE ¦ 4QU LoRE | Non-Red Flag Warning - Small Fires | 2027 | 0 | 0.080408 | 0.03759 | 0.0016314 | 0.041187 | 0.028403 | 0.003334 | 0 | 9.4696e-05 | 9.4696e-05 | 0 | 0.00066905 | 0.00066905 | 0 | 0.00066905
[79 empty] | WLDFR | HFTD - Distribution - Tier 2 - 4QU CoRE ¦ 4QU LoRE | Non-Red Flag Warning - Small Fires | 2028 | 0 | 0.083606 | 0.039055 | 0.001695 | 0.042856 | 0.029555 | 0.003334 | 0 | 9.8535e-05 | 9.8535e-05 | 0 | 0.00070062 | 0.00070062 | 0 | 0.00070062
[79 empty] | WLDFR | HFTD - Distribution - Tier 2 - 4QU CoRE ¦ 4QU LoRE | Non-Red Flag Warning - Small Fires | 2029 | 0 | 0.083606 | 0.039055 | 0.001695 | 0.042856 | 0.029555 | 0.003334 | 0 | 9.8535e-05 | 9.8535e-05 | 0 | 0.00070062 | 0.00070062 | 0 | 0.00070062
[79 empty] | WLDFR | HFTD - Distribution - Tier 2 - 4QU CoRE ¦ 4QU LoRE | Non-Red Flag Warning - Small Fires | 2030 | 0 | 0.083606 | 0.039055 | 0.001695 | 0.042856 | 0.029555 | 0.003334 | 0 | 9.8535e-05 | 9.8535e-05 | 0 | 0.00070062 | 0.00070062 | 0 | 0.00070062
[79 empty] | WLDFR | HFTD - Distribution - Tier 2 - 4QU CoRE ¦ 4QU LoRE | Non-Red Flag Warning - Small Fires | 2031 | 0 | 0.083606 | 0.039055 | 0.001695 | 0.042856 | 0.029555 | 0.003334 | 0 | 9.8535e-05 | 9.8535e-05 | 0 | 0.00070062 | 0.00070062 | 0 | 0.00070062
[79 empty] | WLDFR | HFTD - Distribution - Tier 2 - 4QU CoRE ¦ 4QU LoRE | Non-Red Flag Warning - Small Fires | 2032 | 0 | 0.083606 | 0.039055 | 0.001695 | 0.042856 | 0.029555 | 0.003334 | 0 | 9.8535e-05 | 9.8535e-05 | 0 | 0.00070062 | 0.00070062 | 0 | 0.00070062
[79 empty] | WLDFR | HFTD - Distribution - Tier 2 - 4QU CoRE ¦ 4QU LoRE | Non-Red Flag Warning - Small Fires | 2033 | 0 | 0.087211 | 0.040679 | 0.0017655 | 0.044766 | 0.030872 | 0.003334 | 0 | 0.00010293 | 0.00010293 | 0 | 0.00073486 | 0.00073486 | 0 | 0.00073486
[79 empty] | WLDFR | HFTD - Distribution - Tier 2 - 4QU CoRE ¦ 4QU LoRE | Non-Red Flag Warning - Small Fires | 2034 | 0 | 0.087211 | 0.040679 | 0.0017655 | 0.044766 | 0.030872 | 0.003334 | 0 | 0.00010293 | 0.00010293 | 0 | 0.00073486 | 0.00073486 | 0 | 0.00073486
[79 empty] | WLDFR | HFTD - Distribution - Tier 2 - 4QU CoRE ¦ 4QU LoRE | Non-Red Flag Warning - Small Fires | 2035 | 0 | 0.087211 | 0.040679 | 0.0017655 | 0.044766 | 0.030872 | 0.003334 | 0 | 0.00010293 | 0.00010293 | 0 | 0.00073486 | 0.00073486 | 0 | 0.00073486
[79 empty] | WLDFR | HFTD - Distribution - Tier 2 - 4QU CoRE ¦ 4QU LoRE | Non-Red Flag Warning - Small Fires | 2036 | 0 | 0.087211 | 0.040679 | 0.0017655 | 0.044766 | 0.030872 | 0.003334 | 0 | 0.00010293 | 0.00010293 | 0 | 0.00073486 | 0.00073486 | 0 | 0.00073486
[79 empty] | WLDFR | HFTD - Distribution - Tier 2 - 4QU CoRE ¦ 4QU LoRE | Non-Red Flag Warning - Small Fires | 2037 | 0 | 0.087211 | 0.040679 | 0.0017655 | 0.044766 | 0.030872 | 0.003334 | 0 | 0.00010293 | 0.00010293 | 0 | 0.00073486 | 0.00073486 | 0 | 0.00073486
[79 empty] | WLDFR | HFTD - Distribution - Tier 2 - 4QU CoRE ¦ 4QU LoRE | Non-Red Flag Warning - Small Fires | 2038 | 0 | 0.091184 | 0.042438 | 0.0018418 | 0.046905 | 0.032347 | 0.003334 | 0 | 0.00010784 | 0.00010784 | 0 | 0.00077131 | 0.00077131 | 0 | 0.00077131
[79 empty] | WLDFR | HFTD - Distribution - Tier 2 - 4QU CoRE ¦ 4QU LoRE | Non-Red Flag Warning - Small Fires | 2039 | 0 | 0.091184 | 0.042438 | 0.0018418 | 0.046905 | 0.032347 | 0.003334 | 0 | 0.00010784 | 0.00010784 | 0 | 0.00077131 | 0.00077131 | 0 | 0.00077131
[79 empty] | WLDFR | HFTD - Distribution - Tier 2 - 4QU CoRE ¦ 4QU LoRE | Non-Red Flag Warning - Small Fires | 2040 | 0 | 0.091184 | 0.042438 | 0.0018418 | 0.046905 | 0.032347 | 0.003334 | 0 | 0.00010784 | 0.00010784 | 0 | 0.00077131 | 0.00077131 | 0 | 0.00077131
[79 empty] | WLDFR | HFTD - Distribution - Tier 2 - 4QU CoRE ¦ 4QU LoRE | Non-Red Flag Warning - Small Fires | 2041 | 0 | 0.091184 | 0.042438 | 0.0018418 | 0.046905 | 0.032347 | 0.003334 | 0 | 0.00010784 | 0.00010784 | 0 | 0.00077131 | 0.00077131 | 0 | 0.00077131
[79 empty] | WLDFR | HFTD - Distribution - Tier 2 - 4QU CoRE ¦ 4QU LoRE | Non-Red Flag Warning - Small Fires | 2042 | 0 | 0.091184 | 0.042438 | 0.0018418 | 0.046905 | 0.032347 | 0.003334 | 0 | 0.00010784 | 0.00010784 | 0 | 0.00077131 | 0.00077131 | 0 | 0.00077131
[79 empty] | WLDFR | HFTD - Distribution - Tier 2 - 4QU CoRE ¦ 4QU LoRE | Non-Red Flag Warning - Small Fires | 2043 | 0 | 0.095486 | 0.044306 | 0.0019228 | 0.049257 | 0.033969 | 0.003334 | 0 | 0.00011325 | 0.00011325 | 0 | 0.00080947 | 0.00080947 | 0 | 0.00080947
[79 empty] | WLDFR | HFTD - Distribution - Tier 2 - 4QU CoRE ¦ 4QU LoRE | Non-Red Flag Warning - Small Fires | 2044 | 0 | 0.095486 | 0.044306 | 0.0019228 | 0.049257 | 0.033969 | 0.003334 | 0 | 0.00011325 | 0.00011325 | 0 | 0.00080947 | 0.00080947 | 0 | 0.00080947
[79 empty] | WLDFR | HFTD - Distribution - Tier 2 - 4QU CoRE ¦ 4QU LoRE | Non-Red Flag Warning - Small Fires | 2045 | 0 | 0.095486 | 0.044306 | 0.0019228 | 0.049257 | 0.033969 | 0.003334 | 0 | 0.00011325 | 0.00011325 | 0 | 0.00080947 | 0.00080947 | 0 | 0.00080947
[79 empty] | WLDFR | HFTD - Distribution - Tier 2 - 4QU CoRE ¦ 4QU LoRE | Non-Red Flag Warning - Small Fires | 2046 | 0 | 0.095486 | 0.044306 | 0.0019228 | 0.049257 | 0.033969 | 0.003334 | 0 | 0.00011325 | 0.00011325 | 0 | 0.00080947 | 0.00080947 | 0 | 0.00080947
[79 empty] | WLDFR | HFTD - Distribution - Tier 2 - 4QU CoRE ¦ 4QU LoRE | Non-Red Flag Warning - Small Fires | 2047 | 0 | 0.095486 | 0.044306 | 0.0019228 | 0.049257 | 0.033969 | 0.003334 | 0 | 0.00011325 | 0.00011325 | 0 | 0 | 0.00080947 | 0 | 0.00080947
[79 empty] | WLDFR | HFTD - Distribution - Tier 2 - 4QU CoRE ¦ 4QU LoRE | Non-Red Flag Warning - Small Fires | 2048 | 0 | 0.10007 | 0.04626 | 0.0020076 | 0.051804 | 0.035726 | 0.003334 | 0 | 0.00011911 | 0.00011911 | 0 | 5.7394e-06 | 0 | 0 | 0
[79 empty] | WLDFR | HFTD - Distribution - Tier 2 - 4QU CoRE ¦ 4QU LoRE | Non-Red Flag Warning - Small Fires | 2049 | 0 | 0.10007 | 0.04626 | 0.0020076 | 0.051804 | 0.035726 | 0.003334 | 0 | 0.00011911 | 0.00011911 | 0 | 5.9962e-06 | 5.9962e-06 | 0 | 5.9962e-06
[79 empty] | WLDFR | HFTD - Distribution - Tier 2 - 4QU CoRE ¦ 4QU LoRE | Non-Red Flag Warning - Small Fires | 2050 | 0 | 0.10007 | 0.04626 | 0.0020076 | 0.051804 | 0.035726 | 0.003334 | 0 | 0.00011911 | 0.00011911 | 0 | 5.9962e-06 | 5.9962e-06 | 0 | 5.9962e-06
[79 empty] | WLDFR | HFTD - Distribution - Tier 2 - 4QU CoRE ¦ 4QU LoRE | Non-Red Flag Warning - Small Fires | 2051 | 0 | 0.10007 | 0.04626 | 0.0020076 | 0.051804 | 0.035726 | 0.003334 | 0 | 0.00011911 | 0.00011911 | 0 | 5.9962e-06 | 5.9962e-06 | 0 | 5.9962e-06
[79 empty] | WLDFR | HFTD - Distribution - Tier 2 - 4QU CoRE ¦ 4QU LoRE | Non-Red Flag Warning - Small Fires | 2052 | 0 | 0.10007 | 0.04626 | 0.0020076 | 0.051804 | 0.035726 | 0.003334 | 0 | 0.00011911 | 0.00011911 | 0 | 5.9962e-06 | 5.9962e-06 | 0 | 5.9962e-06
[79 empty] | WLDFR | HFTD - Distribution - Tier 2 - 4QU CoRE ¦ 4QU LoRE | Non-Red Flag Warning - Small Fires | 2053 | 0 | 0.10489 | 0.048274 | 0.002095 | 0.054525 | 0.037602 | 0.003334 | 0 | 0.00012536 | 0.00012536 | 0 | 5.9962e-06 | 5.9962e-06 | 0 | 5.9962e-06
[79 empty] | WLDFR | HFTD - Distribution - Tier 2 - 4QU CoRE ¦ 4QU LoRE | Non-Red Flag Warning - Small Fires | 2054 | 0 | 0.10489 | 0.048274 | 0.002095 | 0.054525 | 0.037602 | 0.003334 | 0 | 0.00012536 | 0.00012536 | 0 | 6.327e-06 | 6.327e-06 | 0 | 6.327e-06
[79 empty] | WLDFR | HFTD - Distribution - Tier 2 - 4QU CoRE ¦ 4QU LoRE | Non-Red Flag Warning - Small Fires | 2055 | 0 | 0.10489 | 0.048274 | 0.002095 | 0.054525 | 0.037602 | 0.003334 | 0 | 0.00012536 | 0.00012536 | 0 | 6.327e-06 | 6.327e-06 | 0 | 6.327e-06
[79 empty] | WLDFR | HFTD - Distribution - Tier 2 - 4QU CoRE ¦ 4QU LoRE | Red Flag Warning - Catastrophic Fires | 2026 | 0 | 14664.6376 | 233.2301 | 8896.516 | 5534.8915 | 3817.0051 | 7.3398e-06 | 0 | 0.028016 | 0.028016 | 0 | 6.327e-06 | 6.327e-06 | 0 | 6.327e-06
[79 empty] | WLDFR | HFTD - Distribution - Tier 2 - 4QU CoRE ¦ 4QU LoRE | Red Flag Warning - Catastrophic Fires | 2027 | 0 | 14664.6376 | 233.2301 | 8896.516 | 5534.8915 | 3817.0051 | 7.3398e-06 | 0 | 0.028016 | 0.028016 | 0 | 6.327e-06 | 6.327e-06 | 0 | 6.327e-06
[79 empty] | WLDFR | HFTD - Distribution - Tier 2 - 4QU CoRE ¦ 4QU LoRE | Red Flag Warning - Catastrophic Fires | 2028 | 0 | 15317.9909 | 247.273 | 9287.6491 | 5783.0689 | 3988.1546 | 7.3398e-06 | 0 | 0.029272 | 0.029272 | 0 | 6.327e-06 | 6.327e-06 | 0 | 6.327e-06
[79 empty] | WLDFR | HFTD - Distribution - Tier 2 - 4QU CoRE ¦ 4QU LoRE | Red Flag Warning - Catastrophic Fires | 2029 | 0 | 15317.9909 | 247.273 | 9287.6491 | 5783.0689 | 3988.1546 | 7.3398e-06 | 0 | 0.029272 | 0.029272 | 0 | 6.7031e-06 | 6.7031e-06 | 0 | 6.7031e-06
[79 empty] | WLDFR | HFTD - Distribution - Tier 2 - 4QU CoRE ¦ 4QU LoRE | Red Flag Warning - Catastrophic Fires | 2030 | 0 | 15317.9909 | 247.273 | 9287.6491 | 5783.0689 | 3988.1546 | 7.3398e-06 | 0 | 0.029272 | 0.029272 | 0 | 6.7031e-06 | 6.7031e-06 | 0 | 6.7031e-06
[79 empty] | WLDFR | HFTD - Distribution - Tier 2 - 4QU CoRE ¦ 4QU LoRE | Red Flag Warning - Catastrophic Fires | 2031 | 0 | 15317.9909 | 247.273 | 9287.6491 | 5783.0689 | 3988.1546 | 7.3398e-06 | 0 | 0.029272 | 0.029272 | 0 | 6.7031e-06 | 6.7031e-06 | 0 | 6.7031e-06
[79 empty] | WLDFR | HFTD - Distribution - Tier 2 - 4QU CoRE ¦ 4QU LoRE | Red Flag Warning - Catastrophic Fires | 2032 | 0 | 15317.9909 | 247.273 | 9287.6491 | 5783.0689 | 3988.1546 | 7.3398e-06 | 0 | 0.029272 | 0.029272 | 0 | 6.7031e-06 | 6.7031e-06 | 0 | 6.7031e-06
[79 empty] | WLDFR | HFTD - Distribution - Tier 2 - 4QU CoRE ¦ 4QU LoRE | Red Flag Warning - Catastrophic Fires | 2033 | 0 | 16044.1264 | 263.1074 | 9721.74 | 6059.2791 | 4178.6364 | 7.3398e-06 | 0 | 0.03067 | 0.03067 | 0 | 6.7031e-06 | 6.7031e-06 | 0 | 6.7031e-06
[79 empty] | WLDFR | HFTD - Distribution - Tier 2 - 4QU CoRE ¦ 4QU LoRE | Red Flag Warning - Catastrophic Fires | 2034 | 0 | 16044.1264 | 263.1074 | 9721.74 | 6059.2791 | 4178.6364 | 7.3398e-06 | 0 | 0.03067 | 0.03067 | 0 | 7.1219e-06 | 7.1219e-06 | 0 | 7.1219e-06
[79 empty] | WLDFR | HFTD - Distribution - Tier 2 - 4QU CoRE ¦ 4QU LoRE | Red Flag Warning - Catastrophic Fires | 2035 | 0 | 16044.1264 | 263.1074 | 9721.74 | 6059.2791 | 4178.6364 | 7.3398e-06 | 0 | 0.03067 | 0.03067 | 0 | 7.1219e-06 | 7.1219e-06 | 0 | 7.1219e-06
[79 empty] | WLDFR | HFTD - Distribution - Tier 2 - 4QU CoRE ¦ 4QU LoRE | Red Flag Warning - Catastrophic Fires | 2036 | 0 | 16044.1264 | 263.1074 | 9721.74 | 6059.2791 | 4178.6364 | 7.3398e-06 | 0 | 0.03067 | 0.03067 | 0 | 7.1219e-06 | 7.1219e-06 | 0 | 7.1219e-06
[79 empty] | WLDFR | HFTD - Distribution - Tier 2 - 4QU CoRE ¦ 4QU LoRE | Red Flag Warning - Catastrophic Fires | 2037 | 0 | 16044.1264 | 263.1074 | 9721.74 | 6059.2791 | 4178.6364 | 7.3398e-06 | 0 | 0.03067 | 0.03067 | 0 | 7.1219e-06 | 7.1219e-06 | 0 | 7.1219e-06
[79 empty] | WLDFR | HFTD - Distribution - Tier 2 - 4QU CoRE ¦ 4QU LoRE | Red Flag Warning - Catastrophic Fires | 2038 | 0 | 16832.3912 | 280.5544 | 10192.2718 | 6359.5651 | 4385.7214 | 7.3398e-06 | 0 | 0.03219 | 0.03219 | 0 | 7.1219e-06 | 7.1219e-06 | 0 | 7.1219e-06
[79 empty] | WLDFR | HFTD - Distribution - Tier 2 - 4QU CoRE ¦ 4QU LoRE | Red Flag Warning - Catastrophic Fires | 2039 | 0 | 16832.3912 | 280.5544 | 10192.2718 | 6359.5651 | 4385.7214 | 7.3398e-06 | 0 | 0.03219 | 0.03219 | 0 | 7.5798e-06 | 7.5798e-06 | 0 | 7.5798e-06
[79 empty] | WLDFR | HFTD - Distribution - Tier 2 - 4QU CoRE ¦ 4QU LoRE | Red Flag Warning - Catastrophic Fires | 2040 | 0 | 16832.3912 | 280.5544 | 10192.2718 | 6359.5651 | 4385.7214 | 7.3398e-06 | 0 | 0.03219 | 0.03219 | 0 | 7.5798e-06 | 7.5798e-06 | 0 | 7.5798e-06
[79 empty] | WLDFR | HFTD - Distribution - Tier 2 - 4QU CoRE ¦ 4QU LoRE | Red Flag Warning - Catastrophic Fires | 2041 | 0 | 16832.3912 | 280.5544 | 10192.2718 | 6359.5651 | 4385.7214 | 7.3398e-06 | 0 | 0.03219 | 0.03219 | 0 | 7.5798e-06 | 7.5798e-06 | 0 | 7.5798e-06
[79 empty] | WLDFR | HFTD - Distribution - Tier 2 - 4QU CoRE ¦ 4QU LoRE | Red Flag Warning - Catastrophic Fires | 2042 | 0 | 16832.3912 | 280.5544 | 10192.2718 | 6359.5651 | 4385.7214 | 7.3398e-06 | 0 | 0.03219 | 0.03219 | 0 | 7.5798e-06 | 7.5798e-06 | 0 | 7.5798e-06
[79 empty] | WLDFR | HFTD - Distribution - Tier 2 - 4QU CoRE ¦ 4QU LoRE | Red Flag Warning - Catastrophic Fires | 2043 | 0 | 17672.0852 | 299.42 | 10692.7362 | 6679.929 | 4606.6527 | 7.3398e-06 | 0 | 0.033812 | 0.033812 | 0 | 7.5798e-06 | 7.5798e-06 | 0 | 7.5798e-06
[79 empty] | WLDFR | HFTD - Distribution - Tier 2 - 4QU CoRE ¦ 4QU LoRE | Red Flag Warning - Catastrophic Fires | 2044 | 0 | 17672.0852 | 299.42 | 10692.7362 | 6679.929 | 4606.6527 | 7.3398e-06 | 0 | 0.033812 | 0.033812 | 0 | 8.0731e-06 | 8.0731e-06 | 0 | 8.0731e-06
[79 empty] | WLDFR | HFTD - Distribution - Tier 2 - 4QU CoRE ¦ 4QU LoRE | Red Flag Warning - Catastrophic Fires | 2045 | 0 | 17672.0852 | 299.42 | 10692.7362 | 6679.929 | 4606.6527 | 7.3398e-06 | 0 | 0.033812 | 0.033812 | 0 | 8.0731e-06 | 8.0731e-06 | 0 | 8.0731e-06
[79 empty] | WLDFR | HFTD - Distribution - Tier 2 - 4QU CoRE ¦ 4QU LoRE | Red Flag Warning - Catastrophic Fires | 2046 | 0 | 17672.0852 | 299.42 | 10692.7362 | 6679.929 | 4606.6527 | 7.3398e-06 | 0 | 0.033812 | 0.033812 | 0 | 8.0731e-06 | 8.0731e-06 | 0 | 8.0731e-06
[79 empty] | WLDFR | HFTD - Distribution - Tier 2 - 4QU CoRE ¦ 4QU LoRE | Red Flag Warning - Catastrophic Fires | 2047 | 0 | 17672.0852 | 299.42 | 10692.7362 | 6679.929 | 4606.6527 | 7.3398e-06 | 0 | 0.033812 | 0.033812 | 0 | 8.0731e-06 | 8.0731e-06 | 0 | 8.0731e-06
[79 empty] | WLDFR | HFTD - Distribution - Tier 2 - 4QU CoRE ¦ 4QU LoRE | Red Flag Warning - Catastrophic Fires | 2048 | 0 | 18552.3348 | 319.4911 | 11216.5626 | 7016.281 | 4838.6098 | 7.3398e-06 | 0 | 0.035514 | 0.035514 | 0 | 0 | 8.0731e-06 | 0 | 8.0731e-06
[79 empty] | WLDFR | HFTD - Distribution - Tier 2 - 4QU CoRE ¦ 4QU LoRE | Red Flag Warning - Catastrophic Fires | 2049 | 0 | 18552.3348 | 319.4911 | 11216.5626 | 7016.281 | 4838.6098 | 7.3398e-06 | 0 | 0.035514 | 0.035514 | 0 | 1.9938e-06 | 0 | 0 | 0
[79 empty] | WLDFR | HFTD - Distribution - Tier 2 - 4QU CoRE ¦ 4QU LoRE | Red Flag Warning - Catastrophic Fires | 2050 | 0 | 18552.3348 | 319.4911 | 11216.5626 | 7016.281 | 4838.6098 | 7.3398e-06 | 0 | 0.035514 | 0.035514 | 0 | 2.0579e-06 | 2.0579e-06 | 0 | 2.0579e-06
[79 empty] | WLDFR | HFTD - Distribution - Tier 2 - 4QU CoRE ¦ 4QU LoRE | Red Flag Warning - Catastrophic Fires | 2051 | 0 | 18552.3348 | 319.4911 | 11216.5626 | 7016.281 | 4838.6098 | 7.3398e-06 | 0 | 0.035514 | 0.035514 | 0 | 2.0579e-06 | 2.0579e-06 | 0 | 2.0579e-06
[79 empty] | WLDFR | HFTD - Distribution - Tier 2 - 4QU CoRE ¦ 4QU LoRE | Red Flag Warning - Catastrophic Fires | 2052 | 0 | 18552.3348 | 319.4911 | 11216.5626 | 7016.281 | 4838.6098 | 7.3398e-06 | 0 | 0.035514 | 0.035514 | 0 | 2.0579e-06 | 2.0579e-06 | 0 | 2.0579e-06
[79 empty] | WLDFR | HFTD - Distribution - Tier 2 - 4QU CoRE ¦ 4QU LoRE | Red Flag Warning - Catastrophic Fires | 2053 | 0 | 19462.1283 | 340.5356 | 11757.1413 | 7364.4514 | 5078.7171 | 7.3398e-06 | 0 | 0.037277 | 0.037277 | 0 | 2.0579e-06 | 2.0579e-06 | 0 | 2.0579e-06
[79 empty] | WLDFR | HFTD - Distribution - Tier 2 - 4QU CoRE ¦ 4QU LoRE | Red Flag Warning - Catastrophic Fires | 2054 | 0 | 19462.1283 | 340.5356 | 11757.1413 | 7364.4514 | 5078.7171 | 7.3398e-06 | 0 | 0.037277 | 0.037277 | 0 | 2.0579e-06 | 2.0579e-06 | 0 | 2.0579e-06
[79 empty] | WLDFR | HFTD - Distribution - Tier 2 - 4QU CoRE ¦ 4QU LoRE | Red Flag Warning - Catastrophic Fires | 2055 | 0 | 19462.1283 | 340.5356 | 11757.1413 | 7364.4514 | 5078.7171 | 7.3398e-06 | 0 | 0.037277 | 0.037277 | 0 | 2.1398e-06 | 2.1398e-06 | 0 | 2.1398e-06
[79 empty] | WLDFR | HFTD - Distribution - Tier 2 - 4QU CoRE ¦ 4QU LoRE | Red Flag Warning - Large Fires | 2026 | 0 | 5.475 | 0.71896 | 3.0715 | 1.6846 | 1.1617 | 2.5516e-05 | 0 | 2.9642e-05 | 2.9642e-05 | 0 | 2.1398e-06 | 2.1398e-06 | 0 | 2.1398e-06
[79 empty] | WLDFR | HFTD - Distribution - Tier 2 - 4QU CoRE ¦ 4QU LoRE | Red Flag Warning - Large Fires | 2027 | 0 | 5.475 | 0.71896 | 3.0715 | 1.6846 | 1.1617 | 2.5516e-05 | 0 | 2.9642e-05 | 2.9642e-05 | 0 | 2.1398e-06 | 2.1398e-06 | 0 | 2.1398e-06
[79 empty] | WLDFR | HFTD - Distribution - Tier 2 - 4QU CoRE ¦ 4QU LoRE | Red Flag Warning - Large Fires | 2028 | 0 | 5.777 | 0.74734 | 3.238 | 1.7917 | 1.2356 | 2.5516e-05 | 0 | 3.1528e-05 | 3.1528e-05 | 0 | 2.1398e-06 | 2.1398e-06 | 0 | 2.1398e-06
[79 empty] | WLDFR | HFTD - Distribution - Tier 2 - 4QU CoRE ¦ 4QU LoRE | Red Flag Warning - Large Fires | 2029 | 0 | 5.777 | 0.74734 | 3.238 | 1.7917 | 1.2356 | 2.5516e-05 | 0 | 3.1528e-05 | 3.1528e-05 | 0 | 2.1398e-06 | 2.1398e-06 | 0 | 2.1398e-06
[79 empty] | WLDFR | HFTD - Distribution - Tier 2 - 4QU CoRE ¦ 4QU LoRE | Red Flag Warning - Large Fires | 2030 | 0 | 5.777 | 0.74734 | 3.238 | 1.7917 | 1.2356 | 2.5516e-05 | 0 | 3.1528e-05 | 3.1528e-05 | 0 | 2.2321e-06 | 2.2321e-06 | 0 | 2.2321e-06
[79 empty] | WLDFR | HFTD - Distribution - Tier 2 - 4QU CoRE ¦ 4QU LoRE | Red Flag Warning - Large Fires | 2031 | 0 | 5.777 | 0.74734 | 3.238 | 1.7917 | 1.2356 | 2.5516e-05 | 0 | 3.1528e-05 | 3.1528e-05 | 0 | 2.2321e-06 | 2.2321e-06 | 0 | 2.2321e-06
[79 empty] | WLDFR | HFTD - Distribution - Tier 2 - 4QU CoRE ¦ 4QU LoRE | Red Flag Warning - Large Fires | 2032 | 0 | 5.777 | 0.74734 | 3.238 | 1.7917 | 1.2356 | 2.5516e-05 | 0 | 3.1528e-05 | 3.1528e-05 | 0 | 2.2321e-06 | 2.2321e-06 | 0 | 2.2321e-06
[79 empty] | WLDFR | HFTD - Distribution - Tier 2 - 4QU CoRE ¦ 4QU LoRE | Red Flag Warning - Large Fires | 2033 | 0 | 6.1205 | 0.77885 | 3.4265 | 1.9151 | 1.3207 | 2.5516e-05 | 0 | 3.3699e-05 | 3.3699e-05 | 0 | 2.2321e-06 | 2.2321e-06 | 0 | 2.2321e-06
[79 empty] | WLDFR | HFTD - Distribution - Tier 2 - 4QU CoRE ¦ 4QU LoRE | Red Flag Warning - Large Fires | 2034 | 0 | 6.1205 | 0.77885 | 3.4265 | 1.9151 | 1.3207 | 2.5516e-05 | 0 | 3.3699e-05 | 3.3699e-05 | 0 | 2.2321e-06 | 2.2321e-06 | 0 | 2.2321e-06
[79 empty] | WLDFR | HFTD - Distribution - Tier 2 - 4QU CoRE ¦ 4QU LoRE | Red Flag Warning - Large Fires | 2035 | 0 | 6.1205 | 0.77885 | 3.4265 | 1.9151 | 1.3207 | 2.5516e-05 | 0 | 3.3699e-05 | 3.3699e-05 | 0 | 2.3337e-06 | 2.3337e-06 | 0 | 2.3337e-06
[79 empty] | WLDFR | HFTD - Distribution - Tier 2 - 4QU CoRE ¦ 4QU LoRE | Red Flag Warning - Large Fires | 2036 | 0 | 6.1205 | 0.77885 | 3.4265 | 1.9151 | 1.3207 | 2.5516e-05 | 0 | 3.3699e-05 | 3.3699e-05 | 0 | 2.3337e-06 | 2.3337e-06 | 0 | 2.3337e-06
[79 empty] | WLDFR | HFTD - Distribution - Tier 2 - 4QU CoRE ¦ 4QU LoRE | Red Flag Warning - Large Fires | 2037 | 0 | 6.1205 | 0.77885 | 3.4265 | 1.9151 | 1.3207 | 2.5516e-05 | 0 | 3.3699e-05 | 3.3699e-05 | 0 | 2.3337e-06 | 2.3337e-06 | 0 | 2.3337e-06
[79 empty] | WLDFR | HFTD - Distribution - Tier 2 - 4QU CoRE ¦ 4QU LoRE | Red Flag Warning - Large Fires | 2038 | 0 | 6.5028 | 0.81304 | 3.6355 | 2.0543 | 1.4167 | 2.5516e-05 | 0 | 3.6147e-05 | 3.6147e-05 | 0 | 2.3337e-06 | 2.3337e-06 | 0 | 2.3337e-06
[79 empty] | WLDFR | HFTD - Distribution - Tier 2 - 4QU CoRE ¦ 4QU LoRE | Red Flag Warning - Large Fires | 2039 | 0 | 6.5028 | 0.81304 | 3.6355 | 2.0543 | 1.4167 | 2.5516e-05 | 0 | 3.6147e-05 | 3.6147e-05 | 0 | 2.3337e-06 | 2.3337e-06 | 0 | 2.3337e-06
[79 empty] | WLDFR | HFTD - Distribution - Tier 2 - 4QU CoRE ¦ 4QU LoRE | Red Flag Warning - Large Fires | 2040 | 0 | 6.5028 | 0.81304 | 3.6355 | 2.0543 | 1.4167 | 2.5516e-05 | 0 | 3.6147e-05 | 3.6147e-05 | 0 | 2.4438e-06 | 2.4438e-06 | 0 | 2.4438e-06
[79 empty] | WLDFR | HFTD - Distribution - Tier 2 - 4QU CoRE ¦ 4QU LoRE | Red Flag Warning - Large Fires | 2041 | 0 | 6.5028 | 0.81304 | 3.6355 | 2.0543 | 1.4167 | 2.5516e-05 | 0 | 3.6147e-05 | 3.6147e-05 | 0 | 2.4438e-06 | 2.4438e-06 | 0 | 2.4438e-06
[79 empty] | WLDFR | HFTD - Distribution - Tier 2 - 4QU CoRE ¦ 4QU LoRE | Red Flag Warning - Large Fires | 2042 | 0 | 6.5028 | 0.81304 | 3.6355 | 2.0543 | 1.4167 | 2.5516e-05 | 0 | 3.6147e-05 | 3.6147e-05 | 0 | 2.4438e-06 | 2.4438e-06 | 0 | 2.4438e-06
[79 empty] | WLDFR | HFTD - Distribution - Tier 2 - 4QU CoRE ¦ 4QU LoRE | Red Flag Warning - Large Fires | 2043 | 0 | 6.9209 | 0.84944 | 3.8632 | 2.2083 | 1.5229 | 2.5516e-05 | 0 | 3.8858e-05 | 3.8858e-05 | 0 | 2.4438e-06 | 2.4438e-06 | 0 | 2.4438e-06
[79 empty] | WLDFR | HFTD - Distribution - Tier 2 - 4QU CoRE ¦ 4QU LoRE | Red Flag Warning - Large Fires | 2044 | 0 | 6.9209 | 0.84944 | 3.8632 | 2.2083 | 1.5229 | 2.5516e-05 | 0 | 3.8858e-05 | 3.8858e-05 | 0 | 2.4438e-06 | 2.4438e-06 | 0 | 2.4438e-06
[79 empty] | WLDFR | HFTD - Distribution - Tier 2 - 4QU CoRE ¦ 4QU LoRE | Red Flag Warning - Large Fires | 2045 | 0 | 6.9209 | 0.84944 | 3.8632 | 2.2083 | 1.5229 | 2.5516e-05 | 0 | 3.8858e-05 | 3.8858e-05 | 0 | 2.5612e-06 | 2.5612e-06 | 0 | 2.5612e-06
[79 empty] | WLDFR | HFTD - Distribution - Tier 2 - 4QU CoRE ¦ 4QU LoRE | Red Flag Warning - Large Fires | 2046 | 0 | 6.9209 | 0.84944 | 3.8632 | 2.2083 | 1.5229 | 2.5516e-05 | 0 | 3.8858e-05 | 3.8858e-05 | 0 | 2.5612e-06 | 2.5612e-06 | 0 | 2.5612e-06
[79 empty] | WLDFR | HFTD - Distribution - Tier 2 - 4QU CoRE ¦ 4QU LoRE | Red Flag Warning - Large Fires | 2047 | 0 | 6.9209 | 0.84944 | 3.8632 | 2.2083 | 1.5229 | 2.5516e-05 | 0 | 3.8858e-05 | 3.8858e-05 | 0 | 2.5612e-06 | 2.5612e-06 | 0 | 2.5612e-06
[79 empty] | WLDFR | HFTD - Distribution - Tier 2 - 4QU CoRE ¦ 4QU LoRE | Red Flag Warning - Large Fires | 2048 | 0 | 7.3713 | 0.88759 | 4.1075 | 2.3763 | 1.6388 | 2.5516e-05 | 0 | 4.1814e-05 | 4.1814e-05 | 0 | 2.5612e-06 | 2.5612e-06 | 0 | 2.5612e-06
[79 empty] | WLDFR | HFTD - Distribution - Tier 2 - 4QU CoRE ¦ 4QU LoRE | Red Flag Warning - Large Fires | 2049 | 0 | 7.3713 | 0.88759 | 4.1075 | 2.3763 | 1.6388 | 2.5516e-05 | 0 | 4.1814e-05 | 4.1814e-05 | 0 | 0 | 2.5612e-06 | 0 | 2.5612e-06
[79 empty] | WLDFR | HFTD - Distribution - Tier 2 - 4QU CoRE ¦ 4QU LoRE | Red Flag Warning - Large Fires | 2050 | 0 | 7.3713 | 0.88759 | 4.1075 | 2.3763 | 1.6388 | 2.5516e-05 | 0 | 4.1814e-05 | 4.1814e-05 | 0 | 9.4034e-05 | 0 | 0 | 0
[79 empty] | WLDFR | HFTD - Distribution - Tier 2 - 4QU CoRE ¦ 4QU LoRE | Red Flag Warning - Large Fires | 2051 | 0 | 7.3713 | 0.88759 | 4.1075 | 2.3763 | 1.6388 | 2.5516e-05 | 0 | 4.1814e-05 | 4.1814e-05 | 0 | 9.748e-05 | 9.748e-05 | 0 | 9.748e-05
[79 empty] | WLDFR | HFTD - Distribution - Tier 2 - 4QU CoRE ¦ 4QU LoRE | Red Flag Warning - Large Fires | 2052 | 0 | 7.3713 | 0.88759 | 4.1075 | 2.3763 | 1.6388 | 2.5516e-05 | 0 | 4.1814e-05 | 4.1814e-05 | 0 | 9.748e-05 | 9.748e-05 | 0 | 9.748e-05
[79 empty] | WLDFR | HFTD - Distribution - Tier 2 - 4QU CoRE ¦ 4QU LoRE | Red Flag Warning - Large Fires | 2053 | 0 | 7.8503 | 0.92702 | 4.3664 | 2.5569 | 1.7633 | 2.5516e-05 | 0 | 4.4991e-05 | 4.4991e-05 | 0 | 9.748e-05 | 9.748e-05 | 0 | 9.748e-05
[79 empty] | WLDFR | HFTD - Distribution - Tier 2 - 4QU CoRE ¦ 4QU LoRE | Red Flag Warning - Large Fires | 2054 | 0 | 7.8503 | 0.92702 | 4.3664 | 2.5569 | 1.7633 | 2.5516e-05 | 0 | 4.4991e-05 | 4.4991e-05 | 0 | 9.748e-05 | 9.748e-05 | 0 | 9.748e-05
[79 empty] | WLDFR | HFTD - Distribution - Tier 2 - 4QU CoRE ¦ 4QU LoRE | Red Flag Warning - Large Fires | 2055 | 0 | 7.8503 | 0.92702 | 4.3664 | 2.5569 | 1.7633 | 2.5516e-05 | 0 | 4.4991e-05 | 4.4991e-05 | 0 | 9.748e-05 | 9.748e-05 | 0 | 9.748e-05
[79 empty] | WLDFR | HFTD - Distribution - Tier 2 - 4QU CoRE ¦ 4QU LoRE | Red Flag Warning - Small Fires | 2026 | 0 | 0.080408 | 0.03759 | 0.0016314 | 0.041187 | 0.028403 | 0.00043337 | 0 | 1.2309e-05 | 1.2309e-05 | 0 | 0.00010182 | 0.00010182 | 0 | 0.00010182
[79 empty] | WLDFR | HFTD - Distribution - Tier 2 - 4QU CoRE ¦ 4QU LoRE | Red Flag Warning - Small Fires | 2027 | 0 | 0.080408 | 0.03759 | 0.0016314 | 0.041187 | 0.028403 | 0.00043337 | 0 | 1.2309e-05 | 1.2309e-05 | 0 | 0.00010182 | 0.00010182 | 0 | 0.00010182
[79 empty] | WLDFR | HFTD - Distribution - Tier 2 - 4QU CoRE ¦ 4QU LoRE | Red Flag Warning - Small Fires | 2028 | 0 | 0.083606 | 0.039055 | 0.001695 | 0.042856 | 0.029555 | 0.00043337 | 0 | 1.2808e-05 | 1.2808e-05 | 0 | 0.00010182 | 0.00010182 | 0 | 0.00010182
[79 empty] | WLDFR | HFTD - Distribution - Tier 2 - 4QU CoRE ¦ 4QU LoRE | Red Flag Warning - Small Fires | 2029 | 0 | 0.083606 | 0.039055 | 0.001695 | 0.042856 | 0.029555 | 0.00043337 | 0 | 1.2808e-05 | 1.2808e-05 | 0 | 0.00010182 | 0.00010182 | 0 | 0.00010182
[79 empty] | WLDFR | HFTD - Distribution - Tier 2 - 4QU CoRE ¦ 4QU LoRE | Red Flag Warning - Small Fires | 2030 | 0 | 0.083606 | 0.039055 | 0.001695 | 0.042856 | 0.029555 | 0.00043337 | 0 | 1.2808e-05 | 1.2808e-05 | 0 | 0.00010182 | 0.00010182 | 0 | 0.00010182
[79 empty] | WLDFR | HFTD - Distribution - Tier 2 - 4QU CoRE ¦ 4QU LoRE | Red Flag Warning - Small Fires | 2031 | 0 | 0.083606 | 0.039055 | 0.001695 | 0.042856 | 0.029555 | 0.00043337 | 0 | 1.2808e-05 | 1.2808e-05 | 0 | 0.00010665 | 0.00010665 | 0 | 0.00010665
[79 empty] | WLDFR | HFTD - Distribution - Tier 2 - 4QU CoRE ¦ 4QU LoRE | Red Flag Warning - Small Fires | 2032 | 0 | 0.083606 | 0.039055 | 0.001695 | 0.042856 | 0.029555 | 0.00043337 | 0 | 1.2808e-05 | 1.2808e-05 | 0 | 0.00010665 | 0.00010665 | 0 | 0.00010665
[79 empty] | WLDFR | HFTD - Distribution - Tier 2 - 4QU CoRE ¦ 4QU LoRE | Red Flag Warning - Small Fires | 2033 | 0 | 0.087211 | 0.040679 | 0.0017655 | 0.044766 | 0.030872 | 0.00043337 | 0 | 1.3379e-05 | 1.3379e-05 | 0 | 0.00010665 | 0.00010665 | 0 | 0.00010665
[79 empty] | WLDFR | HFTD - Distribution - Tier 2 - 4QU CoRE ¦ 4QU LoRE | Red Flag Warning - Small Fires | 2034 | 0 | 0.087211 | 0.040679 | 0.0017655 | 0.044766 | 0.030872 | 0.00043337 | 0 | 1.3379e-05 | 1.3379e-05 | 0 | 0.00010665 | 0.00010665 | 0 | 0.00010665
[79 empty] | WLDFR | HFTD - Distribution - Tier 2 - 4QU CoRE ¦ 4QU LoRE | Red Flag Warning - Small Fires | 2035 | 0 | 0.087211 | 0.040679 | 0.0017655 | 0.044766 | 0.030872 | 0.00043337 | 0 | 1.3379e-05 | 1.3379e-05 | 0 | 0.00010665 | 0.00010665 | 0 | 0.00010665
[79 empty] | WLDFR | HFTD - Distribution - Tier 2 - 4QU CoRE ¦ 4QU LoRE | Red Flag Warning - Small Fires | 2036 | 0 | 0.087211 | 0.040679 | 0.0017655 | 0.044766 | 0.030872 | 0.00043337 | 0 | 1.3379e-05 | 1.3379e-05 | 0 | 0.00011189 | 0.00011189 | 0 | 0.00011189
[79 empty] | WLDFR | HFTD - Distribution - Tier 2 - 4QU CoRE ¦ 4QU LoRE | Red Flag Warning - Small Fires | 2037 | 0 | 0.087211 | 0.040679 | 0.0017655 | 0.044766 | 0.030872 | 0.00043337 | 0 | 1.3379e-05 | 1.3379e-05 | 0 | 0.00011189 | 0.00011189 | 0 | 0.00011189
[79 empty] | WLDFR | HFTD - Distribution - Tier 2 - 4QU CoRE ¦ 4QU LoRE | Red Flag Warning - Small Fires | 2038 | 0 | 0.091184 | 0.042438 | 0.0018418 | 0.046905 | 0.032347 | 0.00043337 | 0 | 1.4018e-05 | 1.4018e-05 | 0 | 0.00011189 | 0.00011189 | 0 | 0.00011189
[79 empty] | WLDFR | HFTD - Distribution - Tier 2 - 4QU CoRE ¦ 4QU LoRE | Red Flag Warning - Small Fires | 2039 | 0 | 0.091184 | 0.042438 | 0.0018418 | 0.046905 | 0.032347 | 0.00043337 | 0 | 1.4018e-05 | 1.4018e-05 | 0 | 0.00011189 | 0.00011189 | 0 | 0.00011189
[79 empty] | WLDFR | HFTD - Distribution - Tier 2 - 4QU CoRE ¦ 4QU LoRE | Red Flag Warning - Small Fires | 2040 | 0 | 0.091184 | 0.042438 | 0.0018418 | 0.046905 | 0.032347 | 0.00043337 | 0 | 1.4018e-05 | 1.4018e-05 | 0 | 0.00011189 | 0.00011189 | 0 | 0.00011189
[79 empty] | WLDFR | HFTD - Distribution - Tier 2 - 4QU CoRE ¦ 4QU LoRE | Red Flag Warning - Small Fires | 2041 | 0 | 0.091184 | 0.042438 | 0.0018418 | 0.046905 | 0.032347 | 0.00043337 | 0 | 1.4018e-05 | 1.4018e-05 | 0 | 0.00011747 | 0.00011747 | 0 | 0.00011747
[79 empty] | WLDFR | HFTD - Distribution - Tier 2 - 4QU CoRE ¦ 4QU LoRE | Red Flag Warning - Small Fires | 2042 | 0 | 0.091184 | 0.042438 | 0.0018418 | 0.046905 | 0.032347 | 0.00043337 | 0 | 1.4018e-05 | 1.4018e-05 | 0 | 0.00011747 | 0.00011747 | 0 | 0.00011747
[79 empty] | WLDFR | HFTD - Distribution - Tier 2 - 4QU CoRE ¦ 4QU LoRE | Red Flag Warning - Small Fires | 2043 | 0 | 0.095486 | 0.044306 | 0.0019228 | 0.049257 | 0.033969 | 0.00043337 | 0 | 1.4721e-05 | 1.4721e-05 | 0 | 0.00011747 | 0.00011747 | 0 | 0.00011747
[79 empty] | WLDFR | HFTD - Distribution - Tier 2 - 4QU CoRE ¦ 4QU LoRE | Red Flag Warning - Small Fires | 2044 | 0 | 0.095486 | 0.044306 | 0.0019228 | 0.049257 | 0.033969 | 0.00043337 | 0 | 1.4721e-05 | 1.4721e-05 | 0 | 0.00011747 | 0.00011747 | 0 | 0.00011747
[79 empty] | WLDFR | HFTD - Distribution - Tier 2 - 4QU CoRE ¦ 4QU LoRE | Red Flag Warning - Small Fires | 2045 | 0 | 0.095486 | 0.044306 | 0.0019228 | 0.049257 | 0.033969 | 0.00043337 | 0 | 1.4721e-05 | 1.4721e-05 | 0 | 0.00011747 | 0.00011747 | 0 | 0.00011747
[79 empty] | WLDFR | HFTD - Distribution - Tier 2 - 4QU CoRE ¦ 4QU LoRE | Red Flag Warning - Small Fires | 2046 | 0 | 0.095486 | 0.044306 | 0.0019228 | 0.049257 | 0.033969 | 0.00043337 | 0 | 1.4721e-05 | 1.4721e-05 | 0 | 0.00012332 | 0.00012332 | 0 | 0.00012332
[79 empty] | WLDFR | HFTD - Distribution - Tier 2 - 4QU CoRE ¦ 4QU LoRE | Red Flag Warning - Small Fires | 2047 | 0 | 0.095486 | 0.044306 | 0.0019228 | 0.049257 | 0.033969 | 0.00043337 | 0 | 1.4721e-05 | 1.4721e-05 | 0 | 0.00012332 | 0.00012332 | 0 | 0.00012332
[79 empty] | WLDFR | HFTD - Distribution - Tier 2 - 4QU CoRE ¦ 4QU LoRE | Red Flag Warning - Small Fires | 2048 | 0 | 0.10007 | 0.04626 | 0.0020076 | 0.051804 | 0.035726 | 0.00043337 | 0 | 1.5482e-05 | 1.5482e-05 | 0 | 0.00012332 | 0.00012332 | 0 | 0.00012332
[79 empty] | WLDFR | HFTD - Distribution - Tier 2 - 4QU CoRE ¦ 4QU LoRE | Red Flag Warning - Small Fires | 2049 | 0 | 0.10007 | 0.04626 | 0.0020076 | 0.051804 | 0.035726 | 0.00043337 | 0 | 1.5482e-05 | 1.5482e-05 | 0 | 0.00012332 | 0.00012332 | 0 | 0.00012332
[79 empty] | WLDFR | HFTD - Distribution - Tier 2 - 4QU CoRE ¦ 4QU LoRE | Red Flag Warning - Small Fires | 2050 | 0 | 0.10007 | 0.04626 | 0.0020076 | 0.051804 | 0.035726 | 0.00043337 | 0 | 1.5482e-05 | 1.5482e-05 | 0 | 0 | 0.00012332 | 0 | 0.00012332
[79 empty] | WLDFR | HFTD - Distribution - Tier 2 - 4QU CoRE ¦ 4QU LoRE | Red Flag Warning - Small Fires | 2051 | 0 | 0.10007 | 0.04626 | 0.0020076 | 0.051804 | 0.035726 | 0.00043337 | 0 | 1.5482e-05 | 1.5482e-05 | 0 | 0.00010398 | 0 | 0 | 0
[79 empty] | WLDFR | HFTD - Distribution - Tier 2 - 4QU CoRE ¦ 4QU LoRE | Red Flag Warning - Small Fires | 2052 | 0 | 0.10007 | 0.04626 | 0.0020076 | 0.051804 | 0.035726 | 0.00043337 | 0 | 1.5482e-05 | 1.5482e-05 | 0 | 0.00010777 | 0.00010777 | 0 | 0.00010777
[79 empty] | WLDFR | HFTD - Distribution - Tier 2 - 4QU CoRE ¦ 4QU LoRE | Red Flag Warning - Small Fires | 2053 | 0 | 0.10489 | 0.048274 | 0.002095 | 0.054525 | 0.037602 | 0.00043337 | 0 | 1.6295e-05 | 1.6295e-05 | 0 | 0.00010777 | 0.00010777 | 0 | 0.00010777
[79 empty] | WLDFR | HFTD - Distribution - Tier 2 - 4QU CoRE ¦ 4QU LoRE | Red Flag Warning - Small Fires | 2054 | 0 | 0.10489 | 0.048274 | 0.002095 | 0.054525 | 0.037602 | 0.00043337 | 0 | 1.6295e-05 | 1.6295e-05 | 0 | 0.00010777 | 0.00010777 | 0 | 0.00010777
[79 empty] | WLDFR | HFTD - Distribution - Tier 2 - 4QU CoRE ¦ 4QU LoRE | Red Flag Warning - Small Fires | 2055 | 0 | 0.10489 | 0.048274 | 0.002095 | 0.054525 | 0.037602 | 0.00043337 | 0 | 1.6295e-05 | 1.6295e-05 | 0 | 0.00010777 | 0.00010777 | 0 | 0.00010777
[79 empty] | WLDFR | HFTD - Distribution - Tier 2 - 4QU CoRE ¦ 4QU LoRE | Seismic - Non-Red Flag Warning - Catastrophic Fires | 2026 | 0 | 21835.9781 | 428.6023 | 13939.561 | 7467.8148 | 5149.9993 | 4.3816e-10 | 0 | 2.2565e-06 | 2.2565e-06 | 0 | 0.00010777 | 0.00010777 | 0 | 0.00010777
[79 empty] | WLDFR | HFTD - Distribution - Tier 2 - 4QU CoRE ¦ 4QU LoRE | Seismic - Non-Red Flag Warning - Catastrophic Fires | 2027 | 0 | 21835.9781 | 428.6023 | 13939.561 | 7467.8148 | 5149.9993 | 4.3816e-10 | 0 | 2.2565e-06 | 2.2565e-06 | 0 | 0.00011256 | 0.00011256 | 0 | 0.00011256
[79 empty] | WLDFR | HFTD - Distribution - Tier 2 - 4QU CoRE ¦ 4QU LoRE | Seismic - Non-Red Flag Warning - Catastrophic Fires | 2028 | 0 | 22783.187 | 453.261 | 14531.3357 | 7798.5904 | 5378.1107 | 4.3816e-10 | 0 | 2.3565e-06 | 2.3565e-06 | 0 | 0.00011256 | 0.00011256 | 0 | 0.00011256
[79 empty] | WLDFR | HFTD - Distribution - Tier 2 - 4QU CoRE ¦ 4QU LoRE | Seismic - Non-Red Flag Warning - Catastrophic Fires | 2029 | 0 | 22783.187 | 453.261 | 14531.3357 | 7798.5904 | 5378.1107 | 4.3816e-10 | 0 | 2.3565e-06 | 2.3565e-06 | 0 | 0.00011256 | 0.00011256 | 0 | 0.00011256
[79 empty] | WLDFR | HFTD - Distribution - Tier 2 - 4QU CoRE ¦ 4QU LoRE | Seismic - Non-Red Flag Warning - Catastrophic Fires | 2030 | 0 | 22783.187 | 453.261 | 14531.3357 | 7798.5904 | 5378.1107 | 4.3816e-10 | 0 | 2.3565e-06 | 2.3565e-06 | 0 | 0.00011256 | 0.00011256 | 0 | 0.00011256
[79 empty] | WLDFR | HFTD - Distribution - Tier 2 - 4QU CoRE ¦ 4QU LoRE | Seismic - Non-Red Flag Warning - Catastrophic Fires | 2031 | 0 | 22783.187 | 453.261 | 14531.3357 | 7798.5904 | 5378.1107 | 4.3816e-10 | 0 | 2.3565e-06 | 2.3565e-06 | 0 | 0.00011256 | 0.00011256 | 0 | 0.00011256
[79 empty] | WLDFR | HFTD - Distribution - Tier 2 - 4QU CoRE ¦ 4QU LoRE | Seismic - Non-Red Flag Warning - Catastrophic Fires | 2032 | 0 | 22783.187 | 453.261 | 14531.3357 | 7798.5904 | 5378.1107 | 4.3816e-10 | 0 | 2.3565e-06 | 2.3565e-06 | 0 | 0.00011787 | 0.00011787 | 0 | 0.00011787
[79 empty] | WLDFR | HFTD - Distribution - Tier 2 - 4QU CoRE ¦ 4QU LoRE | Seismic - Non-Red Flag Warning - Catastrophic Fires | 2033 | 0 | 23835.2641 | 480.9649 | 15187.7294 | 8166.5698 | 5631.8789 | 4.3816e-10 | 0 | 2.4677e-06 | 2.4677e-06 | 0 | 0.00011787 | 0.00011787 | 0 | 0.00011787
[79 empty] | WLDFR | HFTD - Distribution - Tier 2 - 4QU CoRE ¦ 4QU LoRE | Seismic - Non-Red Flag Warning - Catastrophic Fires | 2034 | 0 | 23835.2641 | 480.9649 | 15187.7294 | 8166.5698 | 5631.8789 | 4.3816e-10 | 0 | 2.4677e-06 | 2.4677e-06 | 0 | 0.00011787 | 0.00011787 | 0 | 0.00011787
[79 empty] | WLDFR | HFTD - Distribution - Tier 2 - 4QU CoRE ¦ 4QU LoRE | Seismic - Non-Red Flag Warning - Catastrophic Fires | 2035 | 0 | 23835.2641 | 480.9649 | 15187.7294 | 8166.5698 | 5631.8789 | 4.3816e-10 | 0 | 2.4677e-06 | 2.4677e-06 | 0 | 0.00011787 | 0.00011787 | 0 | 0.00011787
[79 empty] | WLDFR | HFTD - Distribution - Tier 2 - 4QU CoRE ¦ 4QU LoRE | Seismic - Non-Red Flag Warning - Catastrophic Fires | 2036 | 0 | 23835.2641 | 480.9649 | 15187.7294 | 8166.5698 | 5631.8789 | 4.3816e-10 | 0 | 2.4677e-06 | 2.4677e-06 | 0 | 0.00011787 | 0.00011787 | 0 | 0.00011787
[79 empty] | WLDFR | HFTD - Distribution - Tier 2 - 4QU CoRE ¦ 4QU LoRE | Seismic - Non-Red Flag Warning - Catastrophic Fires | 2037 | 0 | 23835.2641 | 480.9649 | 15187.7294 | 8166.5698 | 5631.8789 | 4.3816e-10 | 0 | 2.4677e-06 | 2.4677e-06 | 0 | 0.00012363 | 0.00012363 | 0 | 0.00012363
[79 empty] | WLDFR | HFTD - Distribution - Tier 2 - 4QU CoRE ¦ 4QU LoRE | Seismic - Non-Red Flag Warning - Catastrophic Fires | 2038 | 0 | 24976.6418 | 511.3745 | 15898.8237 | 8566.4437 | 5907.6423 | 4.3816e-10 | 0 | 2.5885e-06 | 2.5885e-06 | 0 | 0.00012363 | 0.00012363 | 0 | 0.00012363
[79 empty] | WLDFR | HFTD - Distribution - Tier 2 - 4QU CoRE ¦ 4QU LoRE | Seismic - Non-Red Flag Warning - Catastrophic Fires | 2039 | 0 | 24976.6418 | 511.3745 | 15898.8237 | 8566.4437 | 5907.6423 | 4.3816e-10 | 0 | 2.5885e-06 | 2.5885e-06 | 0 | 0.00012363 | 0.00012363 | 0 | 0.00012363
[79 empty] | WLDFR | HFTD - Distribution - Tier 2 - 4QU CoRE ¦ 4QU LoRE | Seismic - Non-Red Flag Warning - Catastrophic Fires | 2040 | 0 | 24976.6418 | 511.3745 | 15898.8237 | 8566.4437 | 5907.6423 | 4.3816e-10 | 0 | 2.5885e-06 | 2.5885e-06 | 0 | 0.00012363 | 0.00012363 | 0 | 0.00012363
[79 empty] | WLDFR | HFTD - Distribution - Tier 2 - 4QU CoRE ¦ 4QU LoRE | Seismic - Non-Red Flag Warning - Catastrophic Fires | 2041 | 0 | 24976.6418 | 511.3745 | 15898.8237 | 8566.4437 | 5907.6423 | 4.3816e-10 | 0 | 2.5885e-06 | 2.5885e-06 | 0 | 0.00012363 | 0.00012363 | 0 | 0.00012363
[79 empty] | WLDFR | HFTD - Distribution - Tier 2 - 4QU CoRE ¦ 4QU LoRE | Seismic - Non-Red Flag Warning - Catastrophic Fires | 2042 | 0 | 24976.6418 | 511.3745 | 15898.8237 | 8566.4437 | 5907.6423 | 4.3816e-10 | 0 | 2.5885e-06 | 2.5885e-06 | 0 | 0.00012976 | 0.00012976 | 0 | 0.00012976
[79 empty] | WLDFR | HFTD - Distribution - Tier 2 - 4QU CoRE ¦ 4QU LoRE | Seismic - Non-Red Flag Warning - Catastrophic Fires | 2043 | 0 | 26191.7278 | 544.1291 | 16654.7414 | 8992.8573 | 6201.7082 | 4.3816e-10 | 0 | 2.7174e-06 | 2.7174e-06 | 0 | 0.00012976 | 0.00012976 | 0 | 0.00012976
[79 empty] | WLDFR | HFTD - Distribution - Tier 2 - 4QU CoRE ¦ 4QU LoRE | Seismic - Non-Red Flag Warning - Catastrophic Fires | 2044 | 0 | 26191.7278 | 544.1291 | 16654.7414 | 8992.8573 | 6201.7082 | 4.3816e-10 | 0 | 2.7174e-06 | 2.7174e-06 | 0 | 0.00012976 | 0.00012976 | 0 | 0.00012976
[79 empty] | WLDFR | HFTD - Distribution - Tier 2 - 4QU CoRE ¦ 4QU LoRE | Seismic - Non-Red Flag Warning - Catastrophic Fires | 2045 | 0 | 26191.7278 | 544.1291 | 16654.7414 | 8992.8573 | 6201.7082 | 4.3816e-10 | 0 | 2.7174e-06 | 2.7174e-06 | 0 | 0.00012976 | 0.00012976 | 0 | 0.00012976
[79 empty] | WLDFR | HFTD - Distribution - Tier 2 - 4QU CoRE ¦ 4QU LoRE | Seismic - Non-Red Flag Warning - Catastrophic Fires | 2046 | 0 | 26191.7278 | 544.1291 | 16654.7414 | 8992.8573 | 6201.7082 | 4.3816e-10 | 0 | 2.7174e-06 | 2.7174e-06 | 0 | 0.00012976 | 0.00012976 | 0 | 0.00012976
[79 empty] | WLDFR | HFTD - Distribution - Tier 2 - 4QU CoRE ¦ 4QU LoRE | Seismic - Non-Red Flag Warning - Catastrophic Fires | 2047 | 0 | 26191.7278 | 544.1291 | 16654.7414 | 8992.8573 | 6201.7082 | 4.3816e-10 | 0 | 2.7174e-06 | 2.7174e-06 | 0 | 0.00013618 | 0.00013618 | 0 | 0.00013618
[79 empty] | WLDFR | HFTD - Distribution - Tier 2 - 4QU CoRE ¦ 4QU LoRE | Seismic - Non-Red Flag Warning - Catastrophic Fires | 2048 | 0 | 27464.7227 | 578.8407 | 17445.538 | 9440.3441 | 6510.3067 | 4.3816e-10 | 0 | 2.8526e-06 | 2.8526e-06 | 0 | 0.00013618 | 0.00013618 | 0 | 0.00013618
[79 empty] | WLDFR | HFTD - Distribution - Tier 2 - 4QU CoRE ¦ 4QU LoRE | Seismic - Non-Red Flag Warning - Catastrophic Fires | 2049 | 0 | 27464.7227 | 578.8407 | 17445.538 | 9440.3441 | 6510.3067 | 4.3816e-10 | 0 | 2.8526e-06 | 2.8526e-06 | 0 | 0.00013618 | 0.00013618 | 0 | 0.00013618
[79 empty] | WLDFR | HFTD - Distribution - Tier 2 - 4QU CoRE ¦ 4QU LoRE | Seismic - Non-Red Flag Warning - Catastrophic Fires | 2050 | 0 | 27464.7227 | 578.8407 | 17445.538 | 9440.3441 | 6510.3067 | 4.3816e-10 | 0 | 2.8526e-06 | 2.8526e-06 | 0 | 0.00013618 | 0.00013618 | 0 | 0.00013618
[79 empty] | WLDFR | HFTD - Distribution - Tier 2 - 4QU CoRE ¦ 4QU LoRE | Seismic - Non-Red Flag Warning - Catastrophic Fires | 2051 | 0 | 27464.7227 | 578.8407 | 17445.538 | 9440.3441 | 6510.3067 | 4.3816e-10 | 0 | 2.8526e-06 | 2.8526e-06 | 0 | 0 | 0.00013618 | 0 | 0.00013618
[79 empty] | WLDFR | HFTD - Distribution - Tier 2 - 4QU CoRE ¦ 4QU LoRE | Seismic - Non-Red Flag Warning - Catastrophic Fires | 2052 | 0 | 27464.7227 | 578.8407 | 17445.538 | 9440.3441 | 6510.3067 | 4.3816e-10 | 0 | 2.8526e-06 | 2.8526e-06 | 0 | 2.178e-06 | 0 | 0 | 0
[79 empty] | WLDFR | HFTD - Distribution - Tier 2 - 4QU CoRE ¦ 4QU LoRE | Seismic - Non-Red Flag Warning - Catastrophic Fires | 2053 | 0 | 28779.6694 | 615.0952 | 18261.2327 | 9903.3415 | 6829.6018 | 4.3816e-10 | 0 | 2.9925e-06 | 2.9925e-06 | 0 | 2.2755e-06 | 2.2755e-06 | 0 | 2.2755e-06
[79 empty] | WLDFR | HFTD - Distribution - Tier 2 - 4QU CoRE ¦ 4QU LoRE | Seismic - Non-Red Flag Warning - Catastrophic Fires | 2054 | 0 | 28779.6694 | 615.0952 | 18261.2327 | 9903.3415 | 6829.6018 | 4.3816e-10 | 0 | 2.9925e-06 | 2.9925e-06 | 0 | 2.2755e-06 | 2.2755e-06 | 0 | 2.2755e-06
[79 empty] | WLDFR | HFTD - Distribution - Tier 2 - 4QU CoRE ¦ 4QU LoRE | Seismic - Non-Red Flag Warning - Catastrophic Fires | 2055 | 0 | 28779.6694 | 615.0952 | 18261.2327 | 9903.3415 | 6829.6018 | 4.3816e-10 | 0 | 2.9925e-06 | 2.9925e-06 | 0 | 2.2755e-06 | 2.2755e-06 | 0 | 2.2755e-06
[79 empty] | WLDFR | HFTD - Distribution - Tier 2 - 4QU CoRE ¦ 4QU LoRE | Seismic - Red Flag Warning - Catastrophic Fires | 2026 | 0 | 21835.9781 | 428.6023 | 13939.561 | 7467.8148 | 5149.9993 | 1.8893e-08 | 0 | 9.7301e-05 | 9.7301e-05 | 0 | 2.2755e-06 | 2.2755e-06 | 0 | 2.2755e-06
[79 empty] | WLDFR | HFTD - Distribution - Tier 2 - 4QU CoRE ¦ 4QU LoRE | Seismic - Red Flag Warning - Catastrophic Fires | 2027 | 0 | 21835.9781 | 428.6023 | 13939.561 | 7467.8148 | 5149.9993 | 1.8893e-08 | 0 | 9.7301e-05 | 9.7301e-05 | 0 | 2.2755e-06 | 2.2755e-06 | 0 | 2.2755e-06
[79 empty] | WLDFR | HFTD - Distribution - Tier 2 - 4QU CoRE ¦ 4QU LoRE | Seismic - Red Flag Warning - Catastrophic Fires | 2028 | 0 | 22783.187 | 453.261 | 14531.3357 | 7798.5904 | 5378.1107 | 1.8893e-08 | 0 | 0.00010161 | 0.00010161 | 0 | 2.401e-06 | 2.401e-06 | 0 | 2.401e-06
[79 empty] | WLDFR | HFTD - Distribution - Tier 2 - 4QU CoRE ¦ 4QU LoRE | Seismic - Red Flag Warning - Catastrophic Fires | 2029 | 0 | 22783.187 | 453.261 | 14531.3357 | 7798.5904 | 5378.1107 | 1.8893e-08 | 0 | 0.00010161 | 0.00010161 | 0 | 2.401e-06 | 2.401e-06 | 0 | 2.401e-06
[79 empty] | WLDFR | HFTD - Distribution - Tier 2 - 4QU CoRE ¦ 4QU LoRE | Seismic - Red Flag Warning - Catastrophic Fires | 2030 | 0 | 22783.187 | 453.261 | 14531.3357 | 7798.5904 | 5378.1107 | 1.8893e-08 | 0 | 0.00010161 | 0.00010161 | 0 | 2.401e-06 | 2.401e-06 | 0 | 2.401e-06
[79 empty] | WLDFR | HFTD - Distribution - Tier 2 - 4QU CoRE ¦ 4QU LoRE | Seismic - Red Flag Warning - Catastrophic Fires | 2031 | 0 | 22783.187 | 453.261 | 14531.3357 | 7798.5904 | 5378.1107 | 1.8893e-08 | 0 | 0.00010161 | 0.00010161 | 0 | 2.401e-06 | 2.401e-06 | 0 | 2.401e-06
[79 empty] | WLDFR | HFTD - Distribution - Tier 2 - 4QU CoRE ¦ 4QU LoRE | Seismic - Red Flag Warning - Catastrophic Fires | 2032 | 0 | 22783.187 | 453.261 | 14531.3357 | 7798.5904 | 5378.1107 | 1.8893e-08 | 0 | 0.00010161 | 0.00010161 | 0 | 2.401e-06 | 2.401e-06 | 0 | 2.401e-06
[79 empty] | WLDFR | HFTD - Distribution - Tier 2 - 4QU CoRE ¦ 4QU LoRE | Seismic - Red Flag Warning - Catastrophic Fires | 2033 | 0 | 23835.2641 | 480.9649 | 15187.7294 | 8166.5698 | 5631.8789 | 1.8893e-08 | 0 | 0.00010641 | 0.00010641 | 0 | 2.5437e-06 | 2.5437e-06 | 0 | 2.5437e-06
[79 empty] | WLDFR | HFTD - Distribution - Tier 2 - 4QU CoRE ¦ 4QU LoRE | Seismic - Red Flag Warning - Catastrophic Fires | 2034 | 0 | 23835.2641 | 480.9649 | 15187.7294 | 8166.5698 | 5631.8789 | 1.8893e-08 | 0 | 0.00010641 | 0.00010641 | 0 | 2.5437e-06 | 2.5437e-06 | 0 | 2.5437e-06
[79 empty] | WLDFR | HFTD - Distribution - Tier 2 - 4QU CoRE ¦ 4QU LoRE | Seismic - Red Flag Warning - Catastrophic Fires | 2035 | 0 | 23835.2641 | 480.9649 | 15187.7294 | 8166.5698 | 5631.8789 | 1.8893e-08 | 0 | 0.00010641 | 0.00010641 | 0 | 2.5437e-06 | 2.5437e-06 | 0 | 2.5437e-06
[79 empty] | WLDFR | HFTD - Distribution - Tier 2 - 4QU CoRE ¦ 4QU LoRE | Seismic - Red Flag Warning - Catastrophic Fires | 2036 | 0 | 23835.2641 | 480.9649 | 15187.7294 | 8166.5698 | 5631.8789 | 1.8893e-08 | 0 | 0.00010641 | 0.00010641 | 0 | 2.5437e-06 | 2.5437e-06 | 0 | 2.5437e-06
[79 empty] | WLDFR | HFTD - Distribution - Tier 2 - 4QU CoRE ¦ 4QU LoRE | Seismic - Red Flag Warning - Catastrophic Fires | 2037 | 0 | 23835.2641 | 480.9649 | 15187.7294 | 8166.5698 | 5631.8789 | 1.8893e-08 | 0 | 0.00010641 | 0.00010641 | 0 | 2.5437e-06 | 2.5437e-06 | 0 | 2.5437e-06
[79 empty] | WLDFR | HFTD - Distribution - Tier 2 - 4QU CoRE ¦ 4QU LoRE | Seismic - Red Flag Warning - Catastrophic Fires | 2038 | 0 | 24976.6418 | 511.3745 | 15898.8237 | 8566.4437 | 5907.6423 | 1.8893e-08 | 0 | 0.00011162 | 0.00011162 | 0 | 2.7026e-06 | 2.7026e-06 | 0 | 2.7026e-06
[79 empty] | WLDFR | HFTD - Distribution - Tier 2 - 4QU CoRE ¦ 4QU LoRE | Seismic - Red Flag Warning - Catastrophic Fires | 2039 | 0 | 24976.6418 | 511.3745 | 15898.8237 | 8566.4437 | 5907.6423 | 1.8893e-08 | 0 | 0.00011162 | 0.00011162 | 0 | 2.7026e-06 | 2.7026e-06 | 0 | 2.7026e-06
[79 empty] | WLDFR | HFTD - Distribution - Tier 2 - 4QU CoRE ¦ 4QU LoRE | Seismic - Red Flag Warning - Catastrophic Fires | 2040 | 0 | 24976.6418 | 511.3745 | 15898.8237 | 8566.4437 | 5907.6423 | 1.8893e-08 | 0 | 0.00011162 | 0.00011162 | 0 | 2.7026e-06 | 2.7026e-06 | 0 | 2.7026e-06
[79 empty] | WLDFR | HFTD - Distribution - Tier 2 - 4QU CoRE ¦ 4QU LoRE | Seismic - Red Flag Warning - Catastrophic Fires | 2041 | 0 | 24976.6418 | 511.3745 | 15898.8237 | 8566.4437 | 5907.6423 | 1.8893e-08 | 0 | 0.00011162 | 0.00011162 | 0 | 2.7026e-06 | 2.7026e-06 | 0 | 2.7026e-06
[79 empty] | WLDFR | HFTD - Distribution - Tier 2 - 4QU CoRE ¦ 4QU LoRE | Seismic - Red Flag Warning - Catastrophic Fires | 2042 | 0 | 24976.6418 | 511.3745 | 15898.8237 | 8566.4437 | 5907.6423 | 1.8893e-08 | 0 | 0.00011162 | 0.00011162 | 0 | 2.7026e-06 | 2.7026e-06 | 0 | 2.7026e-06
[79 empty] | WLDFR | HFTD - Distribution - Tier 2 - 4QU CoRE ¦ 4QU LoRE | Seismic - Red Flag Warning - Catastrophic Fires | 2043 | 0 | 26191.7278 | 544.1291 | 16654.7414 | 8992.8573 | 6201.7082 | 1.8893e-08 | 0 | 0.00011717 | 0.00011717 | 0 | 2.8764e-06 | 2.8764e-06 | 0 | 2.8764e-06
[79 empty] | WLDFR | HFTD - Distribution - Tier 2 - 4QU CoRE ¦ 4QU LoRE | Seismic - Red Flag Warning - Catastrophic Fires | 2044 | 0 | 26191.7278 | 544.1291 | 16654.7414 | 8992.8573 | 6201.7082 | 1.8893e-08 | 0 | 0.00011717 | 0.00011717 | 0 | 2.8764e-06 | 2.8764e-06 | 0 | 2.8764e-06
[79 empty] | WLDFR | HFTD - Distribution - Tier 2 - 4QU CoRE ¦ 4QU LoRE | Seismic - Red Flag Warning - Catastrophic Fires | 2045 | 0 | 26191.7278 | 544.1291 | 16654.7414 | 8992.8573 | 6201.7082 | 1.8893e-08 | 0 | 0.00011717 | 0.00011717 | 0 | 2.8764e-06 | 2.8764e-06 | 0 | 2.8764e-06
[79 empty] | WLDFR | HFTD - Distribution - Tier 2 - 4QU CoRE ¦ 4QU LoRE | Seismic - Red Flag Warning - Catastrophic Fires | 2046 | 0 | 26191.7278 | 544.1291 | 16654.7414 | 8992.8573 | 6201.7082 | 1.8893e-08 | 0 | 0.00011717 | 0.00011717 | 0 | 2.8764e-06 | 2.8764e-06 | 0 | 2.8764e-06
[79 empty] | WLDFR | HFTD - Distribution - Tier 2 - 4QU CoRE ¦ 4QU LoRE | Seismic - Red Flag Warning - Catastrophic Fires | 2047 | 0 | 26191.7278 | 544.1291 | 16654.7414 | 8992.8573 | 6201.7082 | 1.8893e-08 | 0 | 0.00011717 | 0.00011717 | 0 | 2.8764e-06 | 2.8764e-06 | 0 | 2.8764e-06
[79 empty] | WLDFR | HFTD - Distribution - Tier 2 - 4QU CoRE ¦ 4QU LoRE | Seismic - Red Flag Warning - Catastrophic Fires | 2048 | 0 | 27464.7227 | 578.8407 | 17445.538 | 9440.3441 | 6510.3067 | 1.8893e-08 | 0 | 0.000123 | 0.000123 | 0 | 3.0636e-06 | 3.0636e-06 | 0 | 3.0636e-06
[79 empty] | WLDFR | HFTD - Distribution - Tier 2 - 4QU CoRE ¦ 4QU LoRE | Seismic - Red Flag Warning - Catastrophic Fires | 2049 | 0 | 27464.7227 | 578.8407 | 17445.538 | 9440.3441 | 6510.3067 | 1.8893e-08 | 0 | 0.000123 | 0.000123 | 0 | 3.0636e-06 | 3.0636e-06 | 0 | 3.0636e-06
[79 empty] | WLDFR | HFTD - Distribution - Tier 2 - 4QU CoRE ¦ 4QU LoRE | Seismic - Red Flag Warning - Catastrophic Fires | 2050 | 0 | 27464.7227 | 578.8407 | 17445.538 | 9440.3441 | 6510.3067 | 1.8893e-08 | 0 | 0.000123 | 0.000123 | 0 | 3.0636e-06 | 3.0636e-06 | 0 | 3.0636e-06
[79 empty] | WLDFR | HFTD - Distribution - Tier 2 - 4QU CoRE ¦ 4QU LoRE | Seismic - Red Flag Warning - Catastrophic Fires | 2051 | 0 | 27464.7227 | 578.8407 | 17445.538 | 9440.3441 | 6510.3067 | 1.8893e-08 | 0 | 0.000123 | 0.000123 | 0 | 3.0636e-06 | 3.0636e-06 | 0 | 3.0636e-06
[79 empty] | WLDFR | HFTD - Distribution - Tier 2 - 4QU CoRE ¦ 4QU LoRE | Seismic - Red Flag Warning - Catastrophic Fires | 2052 | 0 | 27464.7227 | 578.8407 | 17445.538 | 9440.3441 | 6510.3067 | 1.8893e-08 | 0 | 0.000123 | 0.000123 | 0 | 0 | 3.0636e-06 | 0 | 3.0636e-06
[79 empty] | WLDFR | HFTD - Distribution - Tier 2 - 4QU CoRE ¦ 4QU LoRE | Seismic - Red Flag Warning - Catastrophic Fires | 2053 | 0 | 28779.6694 | 615.0952 | 18261.2327 | 9903.3415 | 6829.6018 | 1.8893e-08 | 0 | 0.00012903 | 0.00012903 | 0 | 1.1981e-05 | 0 | 0 | 0
[79 empty] | WLDFR | HFTD - Distribution - Tier 2 - 4QU CoRE ¦ 4QU LoRE | Seismic - Red Flag Warning - Catastrophic Fires | 2054 | 0 | 28779.6694 | 615.0952 | 18261.2327 | 9903.3415 | 6829.6018 | 1.8893e-08 | 0 | 0.00012903 | 0.00012903 | 0 | 1.2367e-05 | 1.2367e-05 | 0 | 1.2367e-05
[79 empty] | WLDFR | HFTD - Distribution - Tier 2 - 4QU CoRE ¦ 4QU LoRE | Seismic - Red Flag Warning - Catastrophic Fires | 2055 | 0 | 28779.6694 | 615.0952 | 18261.2327 | 9903.3415 | 6829.6018 | 1.8893e-08 | 0 | 0.00012903 | 0.00012903 | 0 | 1.2367e-05 | 1.2367e-05 | 0 | 1.2367e-05
[79 empty] | WLDFR | HFTD - Distribution - Tier 2 - 4QU CoRE ¦ 5QU LoRE | Non-Red Flag Warning - Catastrophic Fires | 2026 | 0 | 14664.6376 | 233.2301 | 8896.516 | 5534.8915 | 3817.0051 | 3.2571e-07 | 0 | 0.0012432 | 0.0012432 | 0 | 1.2367e-05 | 1.2367e-05 | 0 | 1.2367e-05
[79 empty] | WLDFR | HFTD - Distribution - Tier 2 - 4QU CoRE ¦ 5QU LoRE | Non-Red Flag Warning - Catastrophic Fires | 2027 | 0 | 14664.6376 | 233.2301 | 8896.516 | 5534.8915 | 3817.0051 | 3.2571e-07 | 0 | 0.0012432 | 0.0012432 | 0 | 1.2367e-05 | 1.2367e-05 | 0 | 1.2367e-05
[79 empty] | WLDFR | HFTD - Distribution - Tier 2 - 4QU CoRE ¦ 5QU LoRE | Non-Red Flag Warning - Catastrophic Fires | 2028 | 0 | 15317.9909 | 247.273 | 9287.6491 | 5783.0689 | 3988.1546 | 3.2571e-07 | 0 | 0.001299 | 0.001299 | 0 | 1.2367e-05 | 1.2367e-05 | 0 | 1.2367e-05
[79 empty] | WLDFR | HFTD - Distribution - Tier 2 - 4QU CoRE ¦ 5QU LoRE | Non-Red Flag Warning - Catastrophic Fires | 2029 | 0 | 15317.9909 | 247.273 | 9287.6491 | 5783.0689 | 3988.1546 | 3.2571e-07 | 0 | 0.001299 | 0.001299 | 0 | 1.2859e-05 | 1.2859e-05 | 0 | 1.2859e-05
[79 empty] | WLDFR | HFTD - Distribution - Tier 2 - 4QU CoRE ¦ 5QU LoRE | Non-Red Flag Warning - Catastrophic Fires | 2030 | 0 | 15317.9909 | 247.273 | 9287.6491 | 5783.0689 | 3988.1546 | 3.2571e-07 | 0 | 0.001299 | 0.001299 | 0 | 1.2859e-05 | 1.2859e-05 | 0 | 1.2859e-05
[79 empty] | WLDFR | HFTD - Distribution - Tier 2 - 4QU CoRE ¦ 5QU LoRE | Non-Red Flag Warning - Catastrophic Fires | 2031 | 0 | 15317.9909 | 247.273 | 9287.6491 | 5783.0689 | 3988.1546 | 3.2571e-07 | 0 | 0.001299 | 0.001299 | 0 | 1.2859e-05 | 1.2859e-05 | 0 | 1.2859e-05
[79 empty] | WLDFR | HFTD - Distribution - Tier 2 - 4QU CoRE ¦ 5QU LoRE | Non-Red Flag Warning - Catastrophic Fires | 2032 | 0 | 15317.9909 | 247.273 | 9287.6491 | 5783.0689 | 3988.1546 | 3.2571e-07 | 0 | 0.001299 | 0.001299 | 0 | 1.2859e-05 | 1.2859e-05 | 0 | 1.2859e-05
[79 empty] | WLDFR | HFTD - Distribution - Tier 2 - 4QU CoRE ¦ 5QU LoRE | Non-Red Flag Warning - Catastrophic Fires | 2033 | 0 | 16044.1264 | 263.1074 | 9721.74 | 6059.2791 | 4178.6364 | 3.2571e-07 | 0 | 0.001361 | 0.001361 | 0 | 1.2859e-05 | 1.2859e-05 | 0 | 1.2859e-05
[79 empty] | WLDFR | HFTD - Distribution - Tier 2 - 4QU CoRE ¦ 5QU LoRE | Non-Red Flag Warning - Catastrophic Fires | 2034 | 0 | 16044.1264 | 263.1074 | 9721.74 | 6059.2791 | 4178.6364 | 3.2571e-07 | 0 | 0.001361 | 0.001361 | 0 | 1.3413e-05 | 1.3413e-05 | 0 | 1.3413e-05
[79 empty] | WLDFR | HFTD - Distribution - Tier 2 - 4QU CoRE ¦ 5QU LoRE | Non-Red Flag Warning - Catastrophic Fires | 2035 | 0 | 16044.1264 | 263.1074 | 9721.74 | 6059.2791 | 4178.6364 | 3.2571e-07 | 0 | 0.001361 | 0.001361 | 0 | 1.3413e-05 | 1.3413e-05 | 0 | 1.3413e-05
[79 empty] | WLDFR | HFTD - Distribution - Tier 2 - 4QU CoRE ¦ 5QU LoRE | Non-Red Flag Warning - Catastrophic Fires | 2036 | 0 | 16044.1264 | 263.1074 | 9721.74 | 6059.2791 | 4178.6364 | 3.2571e-07 | 0 | 0.001361 | 0.001361 | 0 | 1.3413e-05 | 1.3413e-05 | 0 | 1.3413e-05
[79 empty] | WLDFR | HFTD - Distribution - Tier 2 - 4QU CoRE ¦ 5QU LoRE | Non-Red Flag Warning - Catastrophic Fires | 2037 | 0 | 16044.1264 | 263.1074 | 9721.74 | 6059.2791 | 4178.6364 | 3.2571e-07 | 0 | 0.001361 | 0.001361 | 0 | 1.3413e-05 | 1.3413e-05 | 0 | 1.3413e-05
[79 empty] | WLDFR | HFTD - Distribution - Tier 2 - 4QU CoRE ¦ 5QU LoRE | Non-Red Flag Warning - Catastrophic Fires | 2038 | 0 | 16832.3912 | 280.5544 | 10192.2718 | 6359.5651 | 4385.7214 | 3.2571e-07 | 0 | 0.0014285 | 0.0014285 | 0 | 1.3413e-05 | 1.3413e-05 | 0 | 1.3413e-05
[79 empty] | WLDFR | HFTD - Distribution - Tier 2 - 4QU CoRE ¦ 5QU LoRE | Non-Red Flag Warning - Catastrophic Fires | 2039 | 0 | 16832.3912 | 280.5544 | 10192.2718 | 6359.5651 | 4385.7214 | 3.2571e-07 | 0 | 0.0014285 | 0.0014285 | 0 | 1.4024e-05 | 1.4024e-05 | 0 | 1.4024e-05
[79 empty] | WLDFR | HFTD - Distribution - Tier 2 - 4QU CoRE ¦ 5QU LoRE | Non-Red Flag Warning - Catastrophic Fires | 2040 | 0 | 16832.3912 | 280.5544 | 10192.2718 | 6359.5651 | 4385.7214 | 3.2571e-07 | 0 | 0.0014285 | 0.0014285 | 0 | 1.4024e-05 | 1.4024e-05 | 0 | 1.4024e-05
[79 empty] | WLDFR | HFTD - Distribution - Tier 2 - 4QU CoRE ¦ 5QU LoRE | Non-Red Flag Warning - Catastrophic Fires | 2041 | 0 | 16832.3912 | 280.5544 | 10192.2718 | 6359.5651 | 4385.7214 | 3.2571e-07 | 0 | 0.0014285 | 0.0014285 | 0 | 1.4024e-05 | 1.4024e-05 | 0 | 1.4024e-05
[79 empty] | WLDFR | HFTD - Distribution - Tier 2 - 4QU CoRE ¦ 5QU LoRE | Non-Red Flag Warning - Catastrophic Fires | 2042 | 0 | 16832.3912 | 280.5544 | 10192.2718 | 6359.5651 | 4385.7214 | 3.2571e-07 | 0 | 0.0014285 | 0.0014285 | 0 | 1.4024e-05 | 1.4024e-05 | 0 | 1.4024e-05
[79 empty] | WLDFR | HFTD - Distribution - Tier 2 - 4QU CoRE ¦ 5QU LoRE | Non-Red Flag Warning - Catastrophic Fires | 2043 | 0 | 17672.0852 | 299.42 | 10692.7362 | 6679.929 | 4606.6527 | 3.2571e-07 | 0 | 0.0015004 | 0.0015004 | 0 | 1.4024e-05 | 1.4024e-05 | 0 | 1.4024e-05
[79 empty] | WLDFR | HFTD - Distribution - Tier 2 - 4QU CoRE ¦ 5QU LoRE | Non-Red Flag Warning - Catastrophic Fires | 2044 | 0 | 17672.0852 | 299.42 | 10692.7362 | 6679.929 | 4606.6527 | 3.2571e-07 | 0 | 0.0015004 | 0.0015004 | 0 | 1.4686e-05 | 1.4686e-05 | 0 | 1.4686e-05
[79 empty] | WLDFR | HFTD - Distribution - Tier 2 - 4QU CoRE ¦ 5QU LoRE | Non-Red Flag Warning - Catastrophic Fires | 2045 | 0 | 17672.0852 | 299.42 | 10692.7362 | 6679.929 | 4606.6527 | 3.2571e-07 | 0 | 0.0015004 | 0.0015004 | 0 | 1.4686e-05 | 1.4686e-05 | 0 | 1.4686e-05
[79 empty] | WLDFR | HFTD - Distribution - Tier 2 - 4QU CoRE ¦ 5QU LoRE | Non-Red Flag Warning - Catastrophic Fires | 2046 | 0 | 17672.0852 | 299.42 | 10692.7362 | 6679.929 | 4606.6527 | 3.2571e-07 | 0 | 0.0015004 | 0.0015004 | 0 | 1.4686e-05 | 1.4686e-05 | 0 | 1.4686e-05
[79 empty] | WLDFR | HFTD - Distribution - Tier 2 - 4QU CoRE ¦ 5QU LoRE | Non-Red Flag Warning - Catastrophic Fires | 2047 | 0 | 17672.0852 | 299.42 | 10692.7362 | 6679.929 | 4606.6527 | 3.2571e-07 | 0 | 0.0015004 | 0.0015004 | 0 | 1.4686e-05 | 1.4686e-05 | 0 | 1.4686e-05
[79 empty] | WLDFR | HFTD - Distribution - Tier 2 - 4QU CoRE ¦ 5QU LoRE | Non-Red Flag Warning - Catastrophic Fires | 2048 | 0 | 18552.3348 | 319.4911 | 11216.5626 | 7016.281 | 4838.6098 | 3.2571e-07 | 0 | 0.001576 | 0.001576 | 0 | 1.4686e-05 | 1.4686e-05 | 0 | 1.4686e-05
[79 empty] | WLDFR | HFTD - Distribution - Tier 2 - 4QU CoRE ¦ 5QU LoRE | Non-Red Flag Warning - Catastrophic Fires | 2049 | 0 | 18552.3348 | 319.4911 | 11216.5626 | 7016.281 | 4838.6098 | 3.2571e-07 | 0 | 0.001576 | 0.001576 | 0 | 1.5391e-05 | 1.5391e-05 | 0 | 1.5391e-05
[79 empty] | WLDFR | HFTD - Distribution - Tier 2 - 4QU CoRE ¦ 5QU LoRE | Non-Red Flag Warning - Catastrophic Fires | 2050 | 0 | 18552.3348 | 319.4911 | 11216.5626 | 7016.281 | 4838.6098 | 3.2571e-07 | 0 | 0.001576 | 0.001576 | 0 | 1.5391e-05 | 1.5391e-05 | 0 | 1.5391e-05
[79 empty] | WLDFR | HFTD - Distribution - Tier 2 - 4QU CoRE ¦ 5QU LoRE | Non-Red Flag Warning - Catastrophic Fires | 2051 | 0 | 18552.3348 | 319.4911 | 11216.5626 | 7016.281 | 4838.6098 | 3.2571e-07 | 0 | 0.001576 | 0.001576 | 0 | 1.5391e-05 | 1.5391e-05 | 0 | 1.5391e-05
[79 empty] | WLDFR | HFTD - Distribution - Tier 2 - 4QU CoRE ¦ 5QU LoRE | Non-Red Flag Warning - Catastrophic Fires | 2052 | 0 | 18552.3348 | 319.4911 | 11216.5626 | 7016.281 | 4838.6098 | 3.2571e-07 | 0 | 0.001576 | 0.001576 | 0 | 1.5391e-05 | 1.5391e-05 | 0 | 1.5391e-05
[79 empty] | WLDFR | HFTD - Distribution - Tier 2 - 4QU CoRE ¦ 5QU LoRE | Non-Red Flag Warning - Catastrophic Fires | 2053 | 0 | 19462.1283 | 340.5356 | 11757.1413 | 7364.4514 | 5078.7171 | 3.2571e-07 | 0 | 0.0016542 | 0.0016542 | 0 | 0 | 1.5391e-05 | 0 | 1.5391e-05
[79 empty] | WLDFR | HFTD - Distribution - Tier 2 - 4QU CoRE ¦ 5QU LoRE | Non-Red Flag Warning - Catastrophic Fires | 2054 | 0 | 19462.1283 | 340.5356 | 11757.1413 | 7364.4514 | 5078.7171 | 3.2571e-07 | 0 | 0.0016542 | 0.0016542 | 0 | 0.0039924 | 0 | 0 | 0
[79 empty] | WLDFR | HFTD - Distribution - Tier 2 - 4QU CoRE ¦ 5QU LoRE | Non-Red Flag Warning - Catastrophic Fires | 2055 | 0 | 19462.1283 | 340.5356 | 11757.1413 | 7364.4514 | 5078.7171 | 3.2571e-07 | 0 | 0.0016542 | 0.0016542 | 0 | 0.0041388 | 0.0041388 | 0 | 0.0041388
[79 empty] | WLDFR | HFTD - Distribution - Tier 2 - 4QU CoRE ¦ 5QU LoRE | Non-Red Flag Warning - Large Fires | 2026 | 0 | 5.475 | 0.71896 | 3.0715 | 1.6846 | 1.1617 | 1.0475e-05 | 0 | 1.2169e-05 | 1.2169e-05 | 0 | 0.0041388 | 0.0041388 | 0 | 0.0041388
[79 empty] | WLDFR | HFTD - Distribution - Tier 2 - 4QU CoRE ¦ 5QU LoRE | Non-Red Flag Warning - Large Fires | 2027 | 0 | 5.475 | 0.71896 | 3.0715 | 1.6846 | 1.1617 | 1.0475e-05 | 0 | 1.2169e-05 | 1.2169e-05 | 0 | 0.0041388 | 0.0041388 | 0 | 0.0041388
[79 empty] | WLDFR | HFTD - Distribution - Tier 2 - 4QU CoRE ¦ 5QU LoRE | Non-Red Flag Warning - Large Fires | 2028 | 0 | 5.777 | 0.74734 | 3.238 | 1.7917 | 1.2356 | 1.0475e-05 | 0 | 1.2943e-05 | 1.2943e-05 | 0 | 0.0041388 | 0.0041388 | 0 | 0.0041388
[79 empty] | WLDFR | HFTD - Distribution - Tier 2 - 4QU CoRE ¦ 5QU LoRE | Non-Red Flag Warning - Large Fires | 2029 | 0 | 5.777 | 0.74734 | 3.238 | 1.7917 | 1.2356 | 1.0475e-05 | 0 | 1.2943e-05 | 1.2943e-05 | 0 | 0.0041388 | 0.0041388 | 0 | 0.0041388
[79 empty] | WLDFR | HFTD - Distribution - Tier 2 - 4QU CoRE ¦ 5QU LoRE | Non-Red Flag Warning - Large Fires | 2030 | 0 | 5.777 | 0.74734 | 3.238 | 1.7917 | 1.2356 | 1.0475e-05 | 0 | 1.2943e-05 | 1.2943e-05 | 0 | 0.0043232 | 0.0043232 | 0 | 0.0043232
[79 empty] | WLDFR | HFTD - Distribution - Tier 2 - 4QU CoRE ¦ 5QU LoRE | Non-Red Flag Warning - Large Fires | 2031 | 0 | 5.777 | 0.74734 | 3.238 | 1.7917 | 1.2356 | 1.0475e-05 | 0 | 1.2943e-05 | 1.2943e-05 | 0 | 0.0043232 | 0.0043232 | 0 | 0.0043232
[79 empty] | WLDFR | HFTD - Distribution - Tier 2 - 4QU CoRE ¦ 5QU LoRE | Non-Red Flag Warning - Large Fires | 2032 | 0 | 5.777 | 0.74734 | 3.238 | 1.7917 | 1.2356 | 1.0475e-05 | 0 | 1.2943e-05 | 1.2943e-05 | 0 | 0.0043232 | 0.0043232 | 0 | 0.0043232
[79 empty] | WLDFR | HFTD - Distribution - Tier 2 - 4QU CoRE ¦ 5QU LoRE | Non-Red Flag Warning - Large Fires | 2033 | 0 | 6.1205 | 0.77885 | 3.4265 | 1.9151 | 1.3207 | 1.0475e-05 | 0 | 1.3835e-05 | 1.3835e-05 | 0 | 0.0043232 | 0.0043232 | 0 | 0.0043232
[79 empty] | WLDFR | HFTD - Distribution - Tier 2 - 4QU CoRE ¦ 5QU LoRE | Non-Red Flag Warning - Large Fires | 2034 | 0 | 6.1205 | 0.77885 | 3.4265 | 1.9151 | 1.3207 | 1.0475e-05 | 0 | 1.3835e-05 | 1.3835e-05 | 0 | 0.0043232 | 0.0043232 | 0 | 0.0043232
[79 empty] | WLDFR | HFTD - Distribution - Tier 2 - 4QU CoRE ¦ 5QU LoRE | Non-Red Flag Warning - Large Fires | 2035 | 0 | 6.1205 | 0.77885 | 3.4265 | 1.9151 | 1.3207 | 1.0475e-05 | 0 | 1.3835e-05 | 1.3835e-05 | 0 | 0.0045281 | 0.0045281 | 0 | 0.0045281
[79 empty] | WLDFR | HFTD - Distribution - Tier 2 - 4QU CoRE ¦ 5QU LoRE | Non-Red Flag Warning - Large Fires | 2036 | 0 | 6.1205 | 0.77885 | 3.4265 | 1.9151 | 1.3207 | 1.0475e-05 | 0 | 1.3835e-05 | 1.3835e-05 | 0 | 0.0045281 | 0.0045281 | 0 | 0.0045281
[79 empty] | WLDFR | HFTD - Distribution - Tier 2 - 4QU CoRE ¦ 5QU LoRE | Non-Red Flag Warning - Large Fires | 2037 | 0 | 6.1205 | 0.77885 | 3.4265 | 1.9151 | 1.3207 | 1.0475e-05 | 0 | 1.3835e-05 | 1.3835e-05 | 0 | 0.0045281 | 0.0045281 | 0 | 0.0045281
[79 empty] | WLDFR | HFTD - Distribution - Tier 2 - 4QU CoRE ¦ 5QU LoRE | Non-Red Flag Warning - Large Fires | 2038 | 0 | 6.5028 | 0.81304 | 3.6355 | 2.0543 | 1.4167 | 1.0475e-05 | 0 | 1.484e-05 | 1.484e-05 | 0 | 0.0045281 | 0.0045281 | 0 | 0.0045281
[79 empty] | WLDFR | HFTD - Distribution - Tier 2 - 4QU CoRE ¦ 5QU LoRE | Non-Red Flag Warning - Large Fires | 2039 | 0 | 6.5028 | 0.81304 | 3.6355 | 2.0543 | 1.4167 | 1.0475e-05 | 0 | 1.484e-05 | 1.484e-05 | 0 | 0.0045281 | 0.0045281 | 0 | 0.0045281
[79 empty] | WLDFR | HFTD - Distribution - Tier 2 - 4QU CoRE ¦ 5QU LoRE | Non-Red Flag Warning - Large Fires | 2040 | 0 | 6.5028 | 0.81304 | 3.6355 | 2.0543 | 1.4167 | 1.0475e-05 | 0 | 1.484e-05 | 1.484e-05 | 0 | 0.0047506 | 0.0047506 | 0 | 0.0047506
[79 empty] | WLDFR | HFTD - Distribution - Tier 2 - 4QU CoRE ¦ 5QU LoRE | Non-Red Flag Warning - Large Fires | 2041 | 0 | 6.5028 | 0.81304 | 3.6355 | 2.0543 | 1.4167 | 1.0475e-05 | 0 | 1.484e-05 | 1.484e-05 | 0 | 0.0047506 | 0.0047506 | 0 | 0.0047506
[79 empty] | WLDFR | HFTD - Distribution - Tier 2 - 4QU CoRE ¦ 5QU LoRE | Non-Red Flag Warning - Large Fires | 2042 | 0 | 6.5028 | 0.81304 | 3.6355 | 2.0543 | 1.4167 | 1.0475e-05 | 0 | 1.484e-05 | 1.484e-05 | 0 | 0.0047506 | 0.0047506 | 0 | 0.0047506
[79 empty] | WLDFR | HFTD - Distribution - Tier 2 - 4QU CoRE ¦ 5QU LoRE | Non-Red Flag Warning - Large Fires | 2043 | 0 | 6.9209 | 0.84944 | 3.8632 | 2.2083 | 1.5229 | 1.0475e-05 | 0 | 1.5952e-05 | 1.5952e-05 | 0 | 0.0047506 | 0.0047506 | 0 | 0.0047506
[79 empty] | WLDFR | HFTD - Distribution - Tier 2 - 4QU CoRE ¦ 5QU LoRE | Non-Red Flag Warning - Large Fires | 2044 | 0 | 6.9209 | 0.84944 | 3.8632 | 2.2083 | 1.5229 | 1.0475e-05 | 0 | 1.5952e-05 | 1.5952e-05 | 0 | 0.0047506 | 0.0047506 | 0 | 0.0047506
[79 empty] | WLDFR | HFTD - Distribution - Tier 2 - 4QU CoRE ¦ 5QU LoRE | Non-Red Flag Warning - Large Fires | 2045 | 0 | 6.9209 | 0.84944 | 3.8632 | 2.2083 | 1.5229 | 1.0475e-05 | 0 | 1.5952e-05 | 1.5952e-05 | 0 | 0.0049876 | 0.0049876 | 0 | 0.0049876
[79 empty] | WLDFR | HFTD - Distribution - Tier 2 - 4QU CoRE ¦ 5QU LoRE | Non-Red Flag Warning - Large Fires | 2046 | 0 | 6.9209 | 0.84944 | 3.8632 | 2.2083 | 1.5229 | 1.0475e-05 | 0 | 1.5952e-05 | 1.5952e-05 | 0 | 0.0049876 | 0.0049876 | 0 | 0.0049876
[79 empty] | WLDFR | HFTD - Distribution - Tier 2 - 4QU CoRE ¦ 5QU LoRE | Non-Red Flag Warning - Large Fires | 2047 | 0 | 6.9209 | 0.84944 | 3.8632 | 2.2083 | 1.5229 | 1.0475e-05 | 0 | 1.5952e-05 | 1.5952e-05 | 0 | 0.0049876 | 0.0049876 | 0 | 0.0049876
[79 empty] | WLDFR | HFTD - Distribution - Tier 2 - 4QU CoRE ¦ 5QU LoRE | Non-Red Flag Warning - Large Fires | 2048 | 0 | 7.3713 | 0.88759 | 4.1075 | 2.3763 | 1.6388 | 1.0475e-05 | 0 | 1.7166e-05 | 1.7166e-05 | 0 | 0.0049876 | 0.0049876 | 0 | 0.0049876
[79 empty] | WLDFR | HFTD - Distribution - Tier 2 - 4QU CoRE ¦ 5QU LoRE | Non-Red Flag Warning - Large Fires | 2049 | 0 | 7.3713 | 0.88759 | 4.1075 | 2.3763 | 1.6388 | 1.0475e-05 | 0 | 1.7166e-05 | 1.7166e-05 | 0 | 0.0049876 | 0.0049876 | 0 | 0.0049876
[79 empty] | WLDFR | HFTD - Distribution - Tier 2 - 4QU CoRE ¦ 5QU LoRE | Non-Red Flag Warning - Large Fires | 2050 | 0 | 7.3713 | 0.88759 | 4.1075 | 2.3763 | 1.6388 | 1.0475e-05 | 0 | 1.7166e-05 | 1.7166e-05 | 0 | 0.005236 | 0.005236 | 0 | 0.005236
[79 empty] | WLDFR | HFTD - Distribution - Tier 2 - 4QU CoRE ¦ 5QU LoRE | Non-Red Flag Warning - Large Fires | 2051 | 0 | 7.3713 | 0.88759 | 4.1075 | 2.3763 | 1.6388 | 1.0475e-05 | 0 | 1.7166e-05 | 1.7166e-05 | 0 | 0.005236 | 0.005236 | 0 | 0.005236
[79 empty] | WLDFR | HFTD - Distribution - Tier 2 - 4QU CoRE ¦ 5QU LoRE | Non-Red Flag Warning - Large Fires | 2052 | 0 | 7.3713 | 0.88759 | 4.1075 | 2.3763 | 1.6388 | 1.0475e-05 | 0 | 1.7166e-05 | 1.7166e-05 | 0 | 0.005236 | 0.005236 | 0 | 0.005236
[79 empty] | WLDFR | HFTD - Distribution - Tier 2 - 4QU CoRE ¦ 5QU LoRE | Non-Red Flag Warning - Large Fires | 2053 | 0 | 7.8503 | 0.92702 | 4.3664 | 2.5569 | 1.7633 | 1.0475e-05 | 0 | 1.847e-05 | 1.847e-05 | 0 | 0.005236 | 0.005236 | 0 | 0.005236
[79 empty] | WLDFR | HFTD - Distribution - Tier 2 - 4QU CoRE ¦ 5QU LoRE | Non-Red Flag Warning - Large Fires | 2054 | 0 | 7.8503 | 0.92702 | 4.3664 | 2.5569 | 1.7633 | 1.0475e-05 | 0 | 1.847e-05 | 1.847e-05 | 0 | 0 | 0.005236 | 0 | 0.005236
[79 empty] | WLDFR | HFTD - Distribution - Tier 2 - 4QU CoRE ¦ 5QU LoRE | Non-Red Flag Warning - Large Fires | 2055 | 0 | 7.8503 | 0.92702 | 4.3664 | 2.5569 | 1.7633 | 1.0475e-05 | 0 | 1.847e-05 | 1.847e-05 | 0 | 0.00040339 | 0 | 0 | 0
[79 empty] | WLDFR | HFTD - Distribution - Tier 2 - 4QU CoRE ¦ 5QU LoRE | Non-Red Flag Warning - Small Fires | 2026 | 0 | 0.080408 | 0.03759 | 0.0016314 | 0.041187 | 0.028403 | 0.0021776 | 0 | 6.1851e-05 | 6.1851e-05 | 0 | 0.00041813 | 0.00041813 | 0 | 0.00041813
[79 empty] | WLDFR | HFTD - Distribution - Tier 2 - 4QU CoRE ¦ 5QU LoRE | Non-Red Flag Warning - Small Fires | 2027 | 0 | 0.080408 | 0.03759 | 0.0016314 | 0.041187 | 0.028403 | 0.0021776 | 0 | 6.1851e-05 | 6.1851e-05 | 0 | 0.00041813 | 0.00041813 | 0 | 0.00041813
[79 empty] | WLDFR | HFTD - Distribution - Tier 2 - 4QU CoRE ¦ 5QU LoRE | Non-Red Flag Warning - Small Fires | 2028 | 0 | 0.083606 | 0.039055 | 0.001695 | 0.042856 | 0.029555 | 0.0021776 | 0 | 6.4358e-05 | 6.4358e-05 | 0 | 0.00041813 | 0.00041813 | 0 | 0.00041813
[79 empty] | WLDFR | HFTD - Distribution - Tier 2 - 4QU CoRE ¦ 5QU LoRE | Non-Red Flag Warning - Small Fires | 2029 | 0 | 0.083606 | 0.039055 | 0.001695 | 0.042856 | 0.029555 | 0.0021776 | 0 | 6.4358e-05 | 6.4358e-05 | 0 | 0.00041813 | 0.00041813 | 0 | 0.00041813
[79 empty] | WLDFR | HFTD - Distribution - Tier 2 - 4QU CoRE ¦ 5QU LoRE | Non-Red Flag Warning - Small Fires | 2030 | 0 | 0.083606 | 0.039055 | 0.001695 | 0.042856 | 0.029555 | 0.0021776 | 0 | 6.4358e-05 | 6.4358e-05 | 0 | 0.00041813 | 0.00041813 | 0 | 0.00041813
[79 empty] | WLDFR | HFTD - Distribution - Tier 2 - 4QU CoRE ¦ 5QU LoRE | Non-Red Flag Warning - Small Fires | 2031 | 0 | 0.083606 | 0.039055 | 0.001695 | 0.042856 | 0.029555 | 0.0021776 | 0 | 6.4358e-05 | 6.4358e-05 | 0 | 0.00043668 | 0.00043668 | 0 | 0.00043668
[79 empty] | WLDFR | HFTD - Distribution - Tier 2 - 4QU CoRE ¦ 5QU LoRE | Non-Red Flag Warning - Small Fires | 2032 | 0 | 0.083606 | 0.039055 | 0.001695 | 0.042856 | 0.029555 | 0.0021776 | 0 | 6.4358e-05 | 6.4358e-05 | 0 | 0.00043668 | 0.00043668 | 0 | 0.00043668
[79 empty] | WLDFR | HFTD - Distribution - Tier 2 - 4QU CoRE ¦ 5QU LoRE | Non-Red Flag Warning - Small Fires | 2033 | 0 | 0.087211 | 0.040679 | 0.0017655 | 0.044766 | 0.030872 | 0.0021776 | 0 | 6.7227e-05 | 6.7227e-05 | 0 | 0.00043668 | 0.00043668 | 0 | 0.00043668
[79 empty] | WLDFR | HFTD - Distribution - Tier 2 - 4QU CoRE ¦ 5QU LoRE | Non-Red Flag Warning - Small Fires | 2034 | 0 | 0.087211 | 0.040679 | 0.0017655 | 0.044766 | 0.030872 | 0.0021776 | 0 | 6.7227e-05 | 6.7227e-05 | 0 | 0.00043668 | 0.00043668 | 0 | 0.00043668
[79 empty] | WLDFR | HFTD - Distribution - Tier 2 - 4QU CoRE ¦ 5QU LoRE | Non-Red Flag Warning - Small Fires | 2035 | 0 | 0.087211 | 0.040679 | 0.0017655 | 0.044766 | 0.030872 | 0.0021776 | 0 | 6.7227e-05 | 6.7227e-05 | 0 | 0.00043668 | 0.00043668 | 0 | 0.00043668
[79 empty] | WLDFR | HFTD - Distribution - Tier 2 - 4QU CoRE ¦ 5QU LoRE | Non-Red Flag Warning - Small Fires | 2036 | 0 | 0.087211 | 0.040679 | 0.0017655 | 0.044766 | 0.030872 | 0.0021776 | 0 | 6.7227e-05 | 6.7227e-05 | 0 | 0.00045729 | 0.00045729 | 0 | 0.00045729
[79 empty] | WLDFR | HFTD - Distribution - Tier 2 - 4QU CoRE ¦ 5QU LoRE | Non-Red Flag Warning - Small Fires | 2037 | 0 | 0.087211 | 0.040679 | 0.0017655 | 0.044766 | 0.030872 | 0.0021776 | 0 | 6.7227e-05 | 6.7227e-05 | 0 | 0.00045729 | 0.00045729 | 0 | 0.00045729
[79 empty] | WLDFR | HFTD - Distribution - Tier 2 - 4QU CoRE ¦ 5QU LoRE | Non-Red Flag Warning - Small Fires | 2038 | 0 | 0.091184 | 0.042438 | 0.0018418 | 0.046905 | 0.032347 | 0.0021776 | 0 | 7.0438e-05 | 7.0438e-05 | 0 | 0.00045729 | 0.00045729 | 0 | 0.00045729
[79 empty] | WLDFR | HFTD - Distribution - Tier 2 - 4QU CoRE ¦ 5QU LoRE | Non-Red Flag Warning - Small Fires | 2039 | 0 | 0.091184 | 0.042438 | 0.0018418 | 0.046905 | 0.032347 | 0.0021776 | 0 | 7.0438e-05 | 7.0438e-05 | 0 | 0.00045729 | 0.00045729 | 0 | 0.00045729
[79 empty] | WLDFR | HFTD - Distribution - Tier 2 - 4QU CoRE ¦ 5QU LoRE | Non-Red Flag Warning - Small Fires | 2040 | 0 | 0.091184 | 0.042438 | 0.0018418 | 0.046905 | 0.032347 | 0.0021776 | 0 | 7.0438e-05 | 7.0438e-05 | 0 | 0.00045729 | 0.00045729 | 0 | 0.00045729
[79 empty] | WLDFR | HFTD - Distribution - Tier 2 - 4QU CoRE ¦ 5QU LoRE | Non-Red Flag Warning - Small Fires | 2041 | 0 | 0.091184 | 0.042438 | 0.0018418 | 0.046905 | 0.032347 | 0.0021776 | 0 | 7.0438e-05 | 7.0438e-05 | 0 | 0.00047964 | 0.00047964 | 0 | 0.00047964
[79 empty] | WLDFR | HFTD - Distribution - Tier 2 - 4QU CoRE ¦ 5QU LoRE | Non-Red Flag Warning - Small Fires | 2042 | 0 | 0.091184 | 0.042438 | 0.0018418 | 0.046905 | 0.032347 | 0.0021776 | 0 | 7.0438e-05 | 7.0438e-05 | 0 | 0.00047964 | 0.00047964 | 0 | 0.00047964
[79 empty] | WLDFR | HFTD - Distribution - Tier 2 - 4QU CoRE ¦ 5QU LoRE | Non-Red Flag Warning - Small Fires | 2043 | 0 | 0.095486 | 0.044306 | 0.0019228 | 0.049257 | 0.033969 | 0.0021776 | 0 | 7.397e-05 | 7.397e-05 | 0 | 0.00047964 | 0.00047964 | 0 | 0.00047964
[79 empty] | WLDFR | HFTD - Distribution - Tier 2 - 4QU CoRE ¦ 5QU LoRE | Non-Red Flag Warning - Small Fires | 2044 | 0 | 0.095486 | 0.044306 | 0.0019228 | 0.049257 | 0.033969 | 0.0021776 | 0 | 7.397e-05 | 7.397e-05 | 0 | 0.00047964 | 0.00047964 | 0 | 0.00047964
[79 empty] | WLDFR | HFTD - Distribution - Tier 2 - 4QU CoRE ¦ 5QU LoRE | Non-Red Flag Warning - Small Fires | 2045 | 0 | 0.095486 | 0.044306 | 0.0019228 | 0.049257 | 0.033969 | 0.0021776 | 0 | 7.397e-05 | 7.397e-05 | 0 | 0.00047964 | 0.00047964 | 0 | 0.00047964
[79 empty] | WLDFR | HFTD - Distribution - Tier 2 - 4QU CoRE ¦ 5QU LoRE | Non-Red Flag Warning - Small Fires | 2046 | 0 | 0.095486 | 0.044306 | 0.0019228 | 0.049257 | 0.033969 | 0.0021776 | 0 | 7.397e-05 | 7.397e-05 | 0 | 0.00050342 | 0.00050342 | 0 | 0.00050342
[79 empty] | WLDFR | HFTD - Distribution - Tier 2 - 4QU CoRE ¦ 5QU LoRE | Non-Red Flag Warning - Small Fires | 2047 | 0 | 0.095486 | 0.044306 | 0.0019228 | 0.049257 | 0.033969 | 0.0021776 | 0 | 7.397e-05 | 7.397e-05 | 0 | 0.00050342 | 0.00050342 | 0 | 0.00050342
[79 empty] | WLDFR | HFTD - Distribution - Tier 2 - 4QU CoRE ¦ 5QU LoRE | Non-Red Flag Warning - Small Fires | 2048 | 0 | 0.10007 | 0.04626 | 0.0020076 | 0.051804 | 0.035726 | 0.0021776 | 0 | 7.7796e-05 | 7.7796e-05 | 0 | 0.00050342 | 0.00050342 | 0 | 0.00050342
[79 empty] | WLDFR | HFTD - Distribution - Tier 2 - 4QU CoRE ¦ 5QU LoRE | Non-Red Flag Warning - Small Fires | 2049 | 0 | 0.10007 | 0.04626 | 0.0020076 | 0.051804 | 0.035726 | 0.0021776 | 0 | 7.7796e-05 | 7.7796e-05 | 0 | 0.00050342 | 0.00050342 | 0 | 0.00050342
[79 empty] | WLDFR | HFTD - Distribution - Tier 2 - 4QU CoRE ¦ 5QU LoRE | Non-Red Flag Warning - Small Fires | 2050 | 0 | 0.10007 | 0.04626 | 0.0020076 | 0.051804 | 0.035726 | 0.0021776 | 0 | 7.7796e-05 | 7.7796e-05 | 0 | 0.00050342 | 0.00050342 | 0 | 0.00050342
[79 empty] | WLDFR | HFTD - Distribution - Tier 2 - 4QU CoRE ¦ 5QU LoRE | Non-Red Flag Warning - Small Fires | 2051 | 0 | 0.10007 | 0.04626 | 0.0020076 | 0.051804 | 0.035726 | 0.0021776 | 0 | 7.7796e-05 | 7.7796e-05 | 0 | 0.00052833 | 0.00052833 | 0 | 0.00052833
[79 empty] | WLDFR | HFTD - Distribution - Tier 2 - 4QU CoRE ¦ 5QU LoRE | Non-Red Flag Warning - Small Fires | 2052 | 0 | 0.10007 | 0.04626 | 0.0020076 | 0.051804 | 0.035726 | 0.0021776 | 0 | 7.7796e-05 | 7.7796e-05 | 0 | 0.00052833 | 0.00052833 | 0 | 0.00052833
[79 empty] | WLDFR | HFTD - Distribution - Tier 2 - 4QU CoRE ¦ 5QU LoRE | Non-Red Flag Warning - Small Fires | 2053 | 0 | 0.10489 | 0.048274 | 0.002095 | 0.054525 | 0.037602 | 0.0021776 | 0 | 8.1881e-05 | 8.1881e-05 | 0 | 0.00052833 | 0.00052833 | 0 | 0.00052833
[79 empty] | WLDFR | HFTD - Distribution - Tier 2 - 4QU CoRE ¦ 5QU LoRE | Non-Red Flag Warning - Small Fires | 2054 | 0 | 0.10489 | 0.048274 | 0.002095 | 0.054525 | 0.037602 | 0.0021776 | 0 | 8.1881e-05 | 8.1881e-05 | 0 | 0.00052833 | 0.00052833 | 0 | 0.00052833
[79 empty] | WLDFR | HFTD - Distribution - Tier 2 - 4QU CoRE ¦ 5QU LoRE | Non-Red Flag Warning - Small Fires | 2055 | 0 | 0.10489 | 0.048274 | 0.002095 | 0.054525 | 0.037602 | 0.0021776 | 0 | 8.1881e-05 | 8.1881e-05 | 0 | 0 | 0.00052833 | 0 | 0.00052833
[79 empty] | WLDFR | HFTD - Distribution - Tier 2 - 4QU CoRE ¦ 5QU LoRE | Red Flag Warning - Catastrophic Fires | 2026 | 0 | 14664.6376 | 233.2301 | 8896.516 | 5534.8915 | 3817.0051 | 5.4075e-06 | 0 | 0.020641 | 0.020641 | 0 | 5.0048e-06 | 0 | 0 | 0
[79 empty] | WLDFR | HFTD - Distribution - Tier 2 - 4QU CoRE ¦ 5QU LoRE | Red Flag Warning - Catastrophic Fires | 2027 | 0 | 14664.6376 | 233.2301 | 8896.516 | 5534.8915 | 3817.0051 | 5.4075e-06 | 0 | 0.020641 | 0.020641 | 0 | 5.2287e-06 | 5.2287e-06 | 0 | 5.2287e-06
[79 empty] | WLDFR | HFTD - Distribution - Tier 2 - 4QU CoRE ¦ 5QU LoRE | Red Flag Warning - Catastrophic Fires | 2028 | 0 | 15317.9909 | 247.273 | 9287.6491 | 5783.0689 | 3988.1546 | 5.4075e-06 | 0 | 0.021566 | 0.021566 | 0 | 5.2287e-06 | 5.2287e-06 | 0 | 5.2287e-06
[79 empty] | WLDFR | HFTD - Distribution - Tier 2 - 4QU CoRE ¦ 5QU LoRE | Red Flag Warning - Catastrophic Fires | 2029 | 0 | 15317.9909 | 247.273 | 9287.6491 | 5783.0689 | 3988.1546 | 5.4075e-06 | 0 | 0.021566 | 0.021566 | 0 | 5.2287e-06 | 5.2287e-06 | 0 | 5.2287e-06
[79 empty] | WLDFR | HFTD - Distribution - Tier 2 - 4QU CoRE ¦ 5QU LoRE | Red Flag Warning - Catastrophic Fires | 2030 | 0 | 15317.9909 | 247.273 | 9287.6491 | 5783.0689 | 3988.1546 | 5.4075e-06 | 0 | 0.021566 | 0.021566 | 0 | 5.2287e-06 | 5.2287e-06 | 0 | 5.2287e-06
[79 empty] | WLDFR | HFTD - Distribution - Tier 2 - 4QU CoRE ¦ 5QU LoRE | Red Flag Warning - Catastrophic Fires | 2031 | 0 | 15317.9909 | 247.273 | 9287.6491 | 5783.0689 | 3988.1546 | 5.4075e-06 | 0 | 0.021566 | 0.021566 | 0 | 5.2287e-06 | 5.2287e-06 | 0 | 5.2287e-06
[79 empty] | WLDFR | HFTD - Distribution - Tier 2 - 4QU CoRE ¦ 5QU LoRE | Red Flag Warning - Catastrophic Fires | 2032 | 0 | 15317.9909 | 247.273 | 9287.6491 | 5783.0689 | 3988.1546 | 5.4075e-06 | 0 | 0.021566 | 0.021566 | 0 | 5.5171e-06 | 5.5171e-06 | 0 | 5.5171e-06
[79 empty] | WLDFR | HFTD - Distribution - Tier 2 - 4QU CoRE ¦ 5QU LoRE | Red Flag Warning - Catastrophic Fires | 2033 | 0 | 16044.1264 | 263.1074 | 9721.74 | 6059.2791 | 4178.6364 | 5.4075e-06 | 0 | 0.022596 | 0.022596 | 0 | 5.5171e-06 | 5.5171e-06 | 0 | 5.5171e-06
[79 empty] | WLDFR | HFTD - Distribution - Tier 2 - 4QU CoRE ¦ 5QU LoRE | Red Flag Warning - Catastrophic Fires | 2034 | 0 | 16044.1264 | 263.1074 | 9721.74 | 6059.2791 | 4178.6364 | 5.4075e-06 | 0 | 0.022596 | 0.022596 | 0 | 5.5171e-06 | 5.5171e-06 | 0 | 5.5171e-06
[79 empty] | WLDFR | HFTD - Distribution - Tier 2 - 4QU CoRE ¦ 5QU LoRE | Red Flag Warning - Catastrophic Fires | 2035 | 0 | 16044.1264 | 263.1074 | 9721.74 | 6059.2791 | 4178.6364 | 5.4075e-06 | 0 | 0.022596 | 0.022596 | 0 | 5.5171e-06 | 5.5171e-06 | 0 | 5.5171e-06
[79 empty] | WLDFR | HFTD - Distribution - Tier 2 - 4QU CoRE ¦ 5QU LoRE | Red Flag Warning - Catastrophic Fires | 2036 | 0 | 16044.1264 | 263.1074 | 9721.74 | 6059.2791 | 4178.6364 | 5.4075e-06 | 0 | 0.022596 | 0.022596 | 0 | 5.5171e-06 | 5.5171e-06 | 0 | 5.5171e-06
[79 empty] | WLDFR | HFTD - Distribution - Tier 2 - 4QU CoRE ¦ 5QU LoRE | Red Flag Warning - Catastrophic Fires | 2037 | 0 | 16044.1264 | 263.1074 | 9721.74 | 6059.2791 | 4178.6364 | 5.4075e-06 | 0 | 0.022596 | 0.022596 | 0 | 5.8452e-06 | 5.8452e-06 | 0 | 5.8452e-06
[79 empty] | WLDFR | HFTD - Distribution - Tier 2 - 4QU CoRE ¦ 5QU LoRE | Red Flag Warning - Catastrophic Fires | 2038 | 0 | 16832.3912 | 280.5544 | 10192.2718 | 6359.5651 | 4385.7214 | 5.4075e-06 | 0 | 0.023716 | 0.023716 | 0 | 5.8452e-06 | 5.8452e-06 | 0 | 5.8452e-06
[79 empty] | WLDFR | HFTD - Distribution - Tier 2 - 4QU CoRE ¦ 5QU LoRE | Red Flag Warning - Catastrophic Fires | 2039 | 0 | 16832.3912 | 280.5544 | 10192.2718 | 6359.5651 | 4385.7214 | 5.4075e-06 | 0 | 0.023716 | 0.023716 | 0 | 5.8452e-06 | 5.8452e-06 | 0 | 5.8452e-06
[79 empty] | WLDFR | HFTD - Distribution - Tier 2 - 4QU CoRE ¦ 5QU LoRE | Red Flag Warning - Catastrophic Fires | 2040 | 0 | 16832.3912 | 280.5544 | 10192.2718 | 6359.5651 | 4385.7214 | 5.4075e-06 | 0 | 0.023716 | 0.023716 | 0 | 5.8452e-06 | 5.8452e-06 | 0 | 5.8452e-06
[79 empty] | WLDFR | HFTD - Distribution - Tier 2 - 4QU CoRE ¦ 5QU LoRE | Red Flag Warning - Catastrophic Fires | 2041 | 0 | 16832.3912 | 280.5544 | 10192.2718 | 6359.5651 | 4385.7214 | 5.4075e-06 | 0 | 0.023716 | 0.023716 | 0 | 5.8452e-06 | 5.8452e-06 | 0 | 5.8452e-06
[79 empty] | WLDFR | HFTD - Distribution - Tier 2 - 4QU CoRE ¦ 5QU LoRE | Red Flag Warning - Catastrophic Fires | 2042 | 0 | 16832.3912 | 280.5544 | 10192.2718 | 6359.5651 | 4385.7214 | 5.4075e-06 | 0 | 0.023716 | 0.023716 | 0 | 6.2103e-06 | 6.2103e-06 | 0 | 6.2103e-06
[79 empty] | WLDFR | HFTD - Distribution - Tier 2 - 4QU CoRE ¦ 5QU LoRE | Red Flag Warning - Catastrophic Fires | 2043 | 0 | 17672.0852 | 299.42 | 10692.7362 | 6679.929 | 4606.6527 | 5.4075e-06 | 0 | 0.024911 | 0.024911 | 0 | 6.2103e-06 | 6.2103e-06 | 0 | 6.2103e-06
[79 empty] | WLDFR | HFTD - Distribution - Tier 2 - 4QU CoRE ¦ 5QU LoRE | Red Flag Warning - Catastrophic Fires | 2044 | 0 | 17672.0852 | 299.42 | 10692.7362 | 6679.929 | 4606.6527 | 5.4075e-06 | 0 | 0.024911 | 0.024911 | 0 | 6.2103e-06 | 6.2103e-06 | 0 | 6.2103e-06
[79 empty] | WLDFR | HFTD - Distribution - Tier 2 - 4QU CoRE ¦ 5QU LoRE | Red Flag Warning - Catastrophic Fires | 2045 | 0 | 17672.0852 | 299.42 | 10692.7362 | 6679.929 | 4606.6527 | 5.4075e-06 | 0 | 0.024911 | 0.024911 | 0 | 6.2103e-06 | 6.2103e-06 | 0 | 6.2103e-06
[79 empty] | WLDFR | HFTD - Distribution - Tier 2 - 4QU CoRE ¦ 5QU LoRE | Red Flag Warning - Catastrophic Fires | 2046 | 0 | 17672.0852 | 299.42 | 10692.7362 | 6679.929 | 4606.6527 | 5.4075e-06 | 0 | 0.024911 | 0.024911 | 0 | 6.2103e-06 | 6.2103e-06 | 0 | 6.2103e-06
[79 empty] | WLDFR | HFTD - Distribution - Tier 2 - 4QU CoRE ¦ 5QU LoRE | Red Flag Warning - Catastrophic Fires | 2047 | 0 | 17672.0852 | 299.42 | 10692.7362 | 6679.929 | 4606.6527 | 5.4075e-06 | 0 | 0.024911 | 0.024911 | 0 | 6.6096e-06 | 6.6096e-06 | 0 | 6.6096e-06
[79 empty] | WLDFR | HFTD - Distribution - Tier 2 - 4QU CoRE ¦ 5QU LoRE | Red Flag Warning - Catastrophic Fires | 2048 | 0 | 18552.3348 | 319.4911 | 11216.5626 | 7016.281 | 4838.6098 | 5.4075e-06 | 0 | 0.026165 | 0.026165 | 0 | 6.6096e-06 | 6.6096e-06 | 0 | 6.6096e-06
[79 empty] | WLDFR | HFTD - Distribution - Tier 2 - 4QU CoRE ¦ 5QU LoRE | Red Flag Warning - Catastrophic Fires | 2049 | 0 | 18552.3348 | 319.4911 | 11216.5626 | 7016.281 | 4838.6098 | 5.4075e-06 | 0 | 0.026165 | 0.026165 | 0 | 6.6096e-06 | 6.6096e-06 | 0 | 6.6096e-06
[79 empty] | WLDFR | HFTD - Distribution - Tier 2 - 4QU CoRE ¦ 5QU LoRE | Red Flag Warning - Catastrophic Fires | 2050 | 0 | 18552.3348 | 319.4911 | 11216.5626 | 7016.281 | 4838.6098 | 5.4075e-06 | 0 | 0.026165 | 0.026165 | 0 | 6.6096e-06 | 6.6096e-06 | 0 | 6.6096e-06
[79 empty] | WLDFR | HFTD - Distribution - Tier 2 - 4QU CoRE ¦ 5QU LoRE | Red Flag Warning - Catastrophic Fires | 2051 | 0 | 18552.3348 | 319.4911 | 11216.5626 | 7016.281 | 4838.6098 | 5.4075e-06 | 0 | 0.026165 | 0.026165 | 0 | 6.6096e-06 | 6.6096e-06 | 0 | 6.6096e-06
[79 empty] | WLDFR | HFTD - Distribution - Tier 2 - 4QU CoRE ¦ 5QU LoRE | Red Flag Warning - Catastrophic Fires | 2052 | 0 | 18552.3348 | 319.4911 | 11216.5626 | 7016.281 | 4838.6098 | 5.4075e-06 | 0 | 0.026165 | 0.026165 | 0 | 7.0397e-06 | 7.0397e-06 | 0 | 7.0397e-06
[79 empty] | WLDFR | HFTD - Distribution - Tier 2 - 4QU CoRE ¦ 5QU LoRE | Red Flag Warning - Catastrophic Fires | 2053 | 0 | 19462.1283 | 340.5356 | 11757.1413 | 7364.4514 | 5078.7171 | 5.4075e-06 | 0 | 0.027463 | 0.027463 | 0 | 7.0397e-06 | 7.0397e-06 | 0 | 7.0397e-06
[79 empty] | WLDFR | HFTD - Distribution - Tier 2 - 4QU CoRE ¦ 5QU LoRE | Red Flag Warning - Catastrophic Fires | 2054 | 0 | 19462.1283 | 340.5356 | 11757.1413 | 7364.4514 | 5078.7171 | 5.4075e-06 | 0 | 0.027463 | 0.027463 | 0 | 7.0397e-06 | 7.0397e-06 | 0 | 7.0397e-06
[79 empty] | WLDFR | HFTD - Distribution - Tier 2 - 4QU CoRE ¦ 5QU LoRE | Red Flag Warning - Catastrophic Fires | 2055 | 0 | 19462.1283 | 340.5356 | 11757.1413 | 7364.4514 | 5078.7171 | 5.4075e-06 | 0 | 0.027463 | 0.027463 | 0 | 7.0397e-06 | 7.0397e-06 | 0 | 7.0397e-06
[79 empty] | WLDFR | HFTD - Distribution - Tier 2 - 4QU CoRE ¦ 5QU LoRE | Red Flag Warning - Large Fires | 2026 | 0 | 5.475 | 0.71896 | 3.0715 | 1.6846 | 1.1617 | 1.7663e-05 | 0 | 2.0519e-05 | 2.0519e-05 | 0 | 0 | 7.0397e-06 | 0 | 7.0397e-06
[79 empty] | WLDFR | HFTD - Distribution - Tier 2 - 4QU CoRE ¦ 5QU LoRE | Red Flag Warning - Large Fires | 2027 | 0 | 5.475 | 0.71896 | 3.0715 | 1.6846 | 1.1617 | 1.7663e-05 | 0 | 2.0519e-05 | 2.0519e-05 | 0 | 1.2828e-06 | 0 | 0 | 0
[79 empty] | WLDFR | HFTD - Distribution - Tier 2 - 4QU CoRE ¦ 5QU LoRE | Red Flag Warning - Large Fires | 2028 | 0 | 5.777 | 0.74734 | 3.238 | 1.7917 | 1.2356 | 1.7663e-05 | 0 | 2.1824e-05 | 2.1824e-05 | 0 | 1.3241e-06 | 1.3241e-06 | 0 | 1.3241e-06
[79 empty] | WLDFR | HFTD - Distribution - Tier 2 - 4QU CoRE ¦ 5QU LoRE | Red Flag Warning - Large Fires | 2029 | 0 | 5.777 | 0.74734 | 3.238 | 1.7917 | 1.2356 | 1.7663e-05 | 0 | 2.1824e-05 | 2.1824e-05 | 0 | 1.3241e-06 | 1.3241e-06 | 0 | 1.3241e-06
[79 empty] | WLDFR | HFTD - Distribution - Tier 2 - 4QU CoRE ¦ 5QU LoRE | Red Flag Warning - Large Fires | 2030 | 0 | 5.777 | 0.74734 | 3.238 | 1.7917 | 1.2356 | 1.7663e-05 | 0 | 2.1824e-05 | 2.1824e-05 | 0 | 1.3241e-06 | 1.3241e-06 | 0 | 1.3241e-06
[79 empty] | WLDFR | HFTD - Distribution - Tier 2 - 4QU CoRE ¦ 5QU LoRE | Red Flag Warning - Large Fires | 2031 | 0 | 5.777 | 0.74734 | 3.238 | 1.7917 | 1.2356 | 1.7663e-05 | 0 | 2.1824e-05 | 2.1824e-05 | 0 | 1.3241e-06 | 1.3241e-06 | 0 | 1.3241e-06
[79 empty] | WLDFR | HFTD - Distribution - Tier 2 - 4QU CoRE ¦ 5QU LoRE | Red Flag Warning - Large Fires | 2032 | 0 | 5.777 | 0.74734 | 3.238 | 1.7917 | 1.2356 | 1.7663e-05 | 0 | 2.1824e-05 | 2.1824e-05 | 0 | 1.3241e-06 | 1.3241e-06 | 0 | 1.3241e-06
[79 empty] | WLDFR | HFTD - Distribution - Tier 2 - 4QU CoRE ¦ 5QU LoRE | Red Flag Warning - Large Fires | 2033 | 0 | 6.1205 | 0.77885 | 3.4265 | 1.9151 | 1.3207 | 1.7663e-05 | 0 | 2.3328e-05 | 2.3328e-05 | 0 | 1.3768e-06 | 1.3768e-06 | 0 | 1.3768e-06
[79 empty] | WLDFR | HFTD - Distribution - Tier 2 - 4QU CoRE ¦ 5QU LoRE | Red Flag Warning - Large Fires | 2034 | 0 | 6.1205 | 0.77885 | 3.4265 | 1.9151 | 1.3207 | 1.7663e-05 | 0 | 2.3328e-05 | 2.3328e-05 | 0 | 1.3768e-06 | 1.3768e-06 | 0 | 1.3768e-06
[79 empty] | WLDFR | HFTD - Distribution - Tier 2 - 4QU CoRE ¦ 5QU LoRE | Red Flag Warning - Large Fires | 2035 | 0 | 6.1205 | 0.77885 | 3.4265 | 1.9151 | 1.3207 | 1.7663e-05 | 0 | 2.3328e-05 | 2.3328e-05 | 0 | 1.3768e-06 | 1.3768e-06 | 0 | 1.3768e-06
[79 empty] | WLDFR | HFTD - Distribution - Tier 2 - 4QU CoRE ¦ 5QU LoRE | Red Flag Warning - Large Fires | 2036 | 0 | 6.1205 | 0.77885 | 3.4265 | 1.9151 | 1.3207 | 1.7663e-05 | 0 | 2.3328e-05 | 2.3328e-05 | 0 | 1.3768e-06 | 1.3768e-06 | 0 | 1.3768e-06
[79 empty] | WLDFR | HFTD - Distribution - Tier 2 - 4QU CoRE ¦ 5QU LoRE | Red Flag Warning - Large Fires | 2037 | 0 | 6.1205 | 0.77885 | 3.4265 | 1.9151 | 1.3207 | 1.7663e-05 | 0 | 2.3328e-05 | 2.3328e-05 | 0 | 1.3768e-06 | 1.3768e-06 | 0 | 1.3768e-06
[79 empty] | WLDFR | HFTD - Distribution - Tier 2 - 4QU CoRE ¦ 5QU LoRE | Red Flag Warning - Large Fires | 2038 | 0 | 6.5028 | 0.81304 | 3.6355 | 2.0543 | 1.4167 | 1.7663e-05 | 0 | 2.5022e-05 | 2.5022e-05 | 0 | 1.4362e-06 | 1.4362e-06 | 0 | 1.4362e-06
[79 empty] | WLDFR | HFTD - Distribution - Tier 2 - 4QU CoRE ¦ 5QU LoRE | Red Flag Warning - Large Fires | 2039 | 0 | 6.5028 | 0.81304 | 3.6355 | 2.0543 | 1.4167 | 1.7663e-05 | 0 | 2.5022e-05 | 2.5022e-05 | 0 | 1.4362e-06 | 1.4362e-06 | 0 | 1.4362e-06
[79 empty] | WLDFR | HFTD - Distribution - Tier 2 - 4QU CoRE ¦ 5QU LoRE | Red Flag Warning - Large Fires | 2040 | 0 | 6.5028 | 0.81304 | 3.6355 | 2.0543 | 1.4167 | 1.7663e-05 | 0 | 2.5022e-05 | 2.5022e-05 | 0 | 1.4362e-06 | 1.4362e-06 | 0 | 1.4362e-06
[79 empty] | WLDFR | HFTD - Distribution - Tier 2 - 4QU CoRE ¦ 5QU LoRE | Red Flag Warning - Large Fires | 2041 | 0 | 6.5028 | 0.81304 | 3.6355 | 2.0543 | 1.4167 | 1.7663e-05 | 0 | 2.5022e-05 | 2.5022e-05 | 0 | 1.4362e-06 | 1.4362e-06 | 0 | 1.4362e-06
[79 empty] | WLDFR | HFTD - Distribution - Tier 2 - 4QU CoRE ¦ 5QU LoRE | Red Flag Warning - Large Fires | 2042 | 0 | 6.5028 | 0.81304 | 3.6355 | 2.0543 | 1.4167 | 1.7663e-05 | 0 | 2.5022e-05 | 2.5022e-05 | 0 | 1.4362e-06 | 1.4362e-06 | 0 | 1.4362e-06
[79 empty] | WLDFR | HFTD - Distribution - Tier 2 - 4QU CoRE ¦ 5QU LoRE | Red Flag Warning - Large Fires | 2043 | 0 | 6.9209 | 0.84944 | 3.8632 | 2.2083 | 1.5229 | 1.7663e-05 | 0 | 2.6899e-05 | 2.6899e-05 | 0 | 1.5016e-06 | 1.5016e-06 | 0 | 1.5016e-06
[79 empty] | WLDFR | HFTD - Distribution - Tier 2 - 4QU CoRE ¦ 5QU LoRE | Red Flag Warning - Large Fires | 2044 | 0 | 6.9209 | 0.84944 | 3.8632 | 2.2083 | 1.5229 | 1.7663e-05 | 0 | 2.6899e-05 | 2.6899e-05 | 0 | 1.5016e-06 | 1.5016e-06 | 0 | 1.5016e-06
[79 empty] | WLDFR | HFTD - Distribution - Tier 2 - 4QU CoRE ¦ 5QU LoRE | Red Flag Warning - Large Fires | 2045 | 0 | 6.9209 | 0.84944 | 3.8632 | 2.2083 | 1.5229 | 1.7663e-05 | 0 | 2.6899e-05 | 2.6899e-05 | 0 | 1.5016e-06 | 1.5016e-06 | 0 | 1.5016e-06
[79 empty] | WLDFR | HFTD - Distribution - Tier 2 - 4QU CoRE ¦ 5QU LoRE | Red Flag Warning - Large Fires | 2046 | 0 | 6.9209 | 0.84944 | 3.8632 | 2.2083 | 1.5229 | 1.7663e-05 | 0 | 2.6899e-05 | 2.6899e-05 | 0 | 1.5016e-06 | 1.5016e-06 | 0 | 1.5016e-06
[79 empty] | WLDFR | HFTD - Distribution - Tier 2 - 4QU CoRE ¦ 5QU LoRE | Red Flag Warning - Large Fires | 2047 | 0 | 6.9209 | 0.84944 | 3.8632 | 2.2083 | 1.5229 | 1.7663e-05 | 0 | 2.6899e-05 | 2.6899e-05 | 0 | 1.5016e-06 | 1.5016e-06 | 0 | 1.5016e-06
[79 empty] | WLDFR | HFTD - Distribution - Tier 2 - 4QU CoRE ¦ 5QU LoRE | Red Flag Warning - Large Fires | 2048 | 0 | 7.3713 | 0.88759 | 4.1075 | 2.3763 | 1.6388 | 1.7663e-05 | 0 | 2.8945e-05 | 2.8945e-05 | 0 | 1.5724e-06 | 1.5724e-06 | 0 | 1.5724e-06
[79 empty] | WLDFR | HFTD - Distribution - Tier 2 - 4QU CoRE ¦ 5QU LoRE | Red Flag Warning - Large Fires | 2049 | 0 | 7.3713 | 0.88759 | 4.1075 | 2.3763 | 1.6388 | 1.7663e-05 | 0 | 2.8945e-05 | 2.8945e-05 | 0 | 1.5724e-06 | 1.5724e-06 | 0 | 1.5724e-06
[79 empty] | WLDFR | HFTD - Distribution - Tier 2 - 4QU CoRE ¦ 5QU LoRE | Red Flag Warning - Large Fires | 2050 | 0 | 7.3713 | 0.88759 | 4.1075 | 2.3763 | 1.6388 | 1.7663e-05 | 0 | 2.8945e-05 | 2.8945e-05 | 0 | 1.5724e-06 | 1.5724e-06 | 0 | 1.5724e-06
[79 empty] | WLDFR | HFTD - Distribution - Tier 2 - 4QU CoRE ¦ 5QU LoRE | Red Flag Warning - Large Fires | 2051 | 0 | 7.3713 | 0.88759 | 4.1075 | 2.3763 | 1.6388 | 1.7663e-05 | 0 | 2.8945e-05 | 2.8945e-05 | 0 | 1.5724e-06 | 1.5724e-06 | 0 | 1.5724e-06
[79 empty] | WLDFR | HFTD - Distribution - Tier 2 - 4QU CoRE ¦ 5QU LoRE | Red Flag Warning - Large Fires | 2052 | 0 | 7.3713 | 0.88759 | 4.1075 | 2.3763 | 1.6388 | 1.7663e-05 | 0 | 2.8945e-05 | 2.8945e-05 | 0 | 1.5724e-06 | 1.5724e-06 | 0 | 1.5724e-06
[79 empty] | WLDFR | HFTD - Distribution - Tier 2 - 4QU CoRE ¦ 5QU LoRE | Red Flag Warning - Large Fires | 2053 | 0 | 7.8503 | 0.92702 | 4.3664 | 2.5569 | 1.7633 | 1.7663e-05 | 0 | 3.1144e-05 | 3.1144e-05 | 0 | 1.648e-06 | 1.648e-06 | 0 | 1.648e-06
[79 empty] | WLDFR | HFTD - Distribution - Tier 2 - 4QU CoRE ¦ 5QU LoRE | Red Flag Warning - Large Fires | 2054 | 0 | 7.8503 | 0.92702 | 4.3664 | 2.5569 | 1.7633 | 1.7663e-05 | 0 | 3.1144e-05 | 3.1144e-05 | 0 | 1.648e-06 | 1.648e-06 | 0 | 1.648e-06
[79 empty] | WLDFR | HFTD - Distribution - Tier 2 - 4QU CoRE ¦ 5QU LoRE | Red Flag Warning - Large Fires | 2055 | 0 | 7.8503 | 0.92702 | 4.3664 | 2.5569 | 1.7633 | 1.7663e-05 | 0 | 3.1144e-05 | 3.1144e-05 | 0 | 1.648e-06 | 1.648e-06 | 0 | 1.648e-06
[79 empty] | WLDFR | HFTD - Distribution - Tier 2 - 4QU CoRE ¦ 5QU LoRE | Red Flag Warning - Small Fires | 2026 | 0 | 0.080408 | 0.03759 | 0.0016314 | 0.041187 | 0.028403 | 0.00027391 | 0 | 7.7799e-06 | 7.7799e-06 | 0 | 1.648e-06 | 1.648e-06 | 0 | 1.648e-06
[79 empty] | WLDFR | HFTD - Distribution - Tier 2 - 4QU CoRE ¦ 5QU LoRE | Red Flag Warning - Small Fires | 2027 | 0 | 0.080408 | 0.03759 | 0.0016314 | 0.041187 | 0.028403 | 0.00027391 | 0 | 7.7799e-06 | 7.7799e-06 | 0 | 0 | 1.648e-06 | 0 | 1.648e-06
[79 empty] | WLDFR | HFTD - Distribution - Tier 2 - 4QU CoRE ¦ 5QU LoRE | Red Flag Warning - Small Fires | 2028 | 0 | 0.083606 | 0.039055 | 0.001695 | 0.042856 | 0.029555 | 0.00027391 | 0 | 8.0953e-06 | 8.0953e-06 | 0 | 6.845e-05 | 0 | 0 | 0
[79 empty] | WLDFR | HFTD - Distribution - Tier 2 - 4QU CoRE ¦ 5QU LoRE | Red Flag Warning - Small Fires | 2029 | 0 | 0.083606 | 0.039055 | 0.001695 | 0.042856 | 0.029555 | 0.00027391 | 0 | 8.0953e-06 | 8.0953e-06 | 0 | 7.0959e-05 | 7.0959e-05 | 0 | 7.0959e-05
[79 empty] | WLDFR | HFTD - Distribution - Tier 2 - 4QU CoRE ¦ 5QU LoRE | Red Flag Warning - Small Fires | 2030 | 0 | 0.083606 | 0.039055 | 0.001695 | 0.042856 | 0.029555 | 0.00027391 | 0 | 8.0953e-06 | 8.0953e-06 | 0 | 7.0959e-05 | 7.0959e-05 | 0 | 7.0959e-05
[79 empty] | WLDFR | HFTD - Distribution - Tier 2 - 4QU CoRE ¦ 5QU LoRE | Red Flag Warning - Small Fires | 2031 | 0 | 0.083606 | 0.039055 | 0.001695 | 0.042856 | 0.029555 | 0.00027391 | 0 | 8.0953e-06 | 8.0953e-06 | 0 | 7.0959e-05 | 7.0959e-05 | 0 | 7.0959e-05
[79 empty] | WLDFR | HFTD - Distribution - Tier 2 - 4QU CoRE ¦ 5QU LoRE | Red Flag Warning - Small Fires | 2032 | 0 | 0.083606 | 0.039055 | 0.001695 | 0.042856 | 0.029555 | 0.00027391 | 0 | 8.0953e-06 | 8.0953e-06 | 0 | 7.0959e-05 | 7.0959e-05 | 0 | 7.0959e-05
[79 empty] | WLDFR | HFTD - Distribution - Tier 2 - 4QU CoRE ¦ 5QU LoRE | Red Flag Warning - Small Fires | 2033 | 0 | 0.087211 | 0.040679 | 0.0017655 | 0.044766 | 0.030872 | 0.00027391 | 0 | 8.4561e-06 | 8.4561e-06 | 0 | 7.0959e-05 | 7.0959e-05 | 0 | 7.0959e-05
[79 empty] | WLDFR | HFTD - Distribution - Tier 2 - 4QU CoRE ¦ 5QU LoRE | Red Flag Warning - Small Fires | 2034 | 0 | 0.087211 | 0.040679 | 0.0017655 | 0.044766 | 0.030872 | 0.00027391 | 0 | 8.4561e-06 | 8.4561e-06 | 0 | 7.412e-05 | 7.412e-05 | 0 | 7.412e-05
[79 empty] | WLDFR | HFTD - Distribution - Tier 2 - 4QU CoRE ¦ 5QU LoRE | Red Flag Warning - Small Fires | 2035 | 0 | 0.087211 | 0.040679 | 0.0017655 | 0.044766 | 0.030872 | 0.00027391 | 0 | 8.4561e-06 | 8.4561e-06 | 0 | 7.412e-05 | 7.412e-05 | 0 | 7.412e-05
[79 empty] | WLDFR | HFTD - Distribution - Tier 2 - 4QU CoRE ¦ 5QU LoRE | Red Flag Warning - Small Fires | 2036 | 0 | 0.087211 | 0.040679 | 0.0017655 | 0.044766 | 0.030872 | 0.00027391 | 0 | 8.4561e-06 | 8.4561e-06 | 0 | 7.412e-05 | 7.412e-05 | 0 | 7.412e-05
[79 empty] | WLDFR | HFTD - Distribution - Tier 2 - 4QU CoRE ¦ 5QU LoRE | Red Flag Warning - Small Fires | 2037 | 0 | 0.087211 | 0.040679 | 0.0017655 | 0.044766 | 0.030872 | 0.00027391 | 0 | 8.4561e-06 | 8.4561e-06 | 0 | 7.412e-05 | 7.412e-05 | 0 | 7.412e-05
[79 empty] | WLDFR | HFTD - Distribution - Tier 2 - 4QU CoRE ¦ 5QU LoRE | Red Flag Warning - Small Fires | 2038 | 0 | 0.091184 | 0.042438 | 0.0018418 | 0.046905 | 0.032347 | 0.00027391 | 0 | 8.8601e-06 | 8.8601e-06 | 0 | 7.412e-05 | 7.412e-05 | 0 | 7.412e-05
[79 empty] | WLDFR | HFTD - Distribution - Tier 2 - 4QU CoRE ¦ 5QU LoRE | Red Flag Warning - Small Fires | 2039 | 0 | 0.091184 | 0.042438 | 0.0018418 | 0.046905 | 0.032347 | 0.00027391 | 0 | 8.8601e-06 | 8.8601e-06 | 0 | 7.7634e-05 | 7.7634e-05 | 0 | 7.7634e-05
[79 empty] | WLDFR | HFTD - Distribution - Tier 2 - 4QU CoRE ¦ 5QU LoRE | Red Flag Warning - Small Fires | 2040 | 0 | 0.091184 | 0.042438 | 0.0018418 | 0.046905 | 0.032347 | 0.00027391 | 0 | 8.8601e-06 | 8.8601e-06 | 0 | 7.7634e-05 | 7.7634e-05 | 0 | 7.7634e-05
[79 empty] | WLDFR | HFTD - Distribution - Tier 2 - 4QU CoRE ¦ 5QU LoRE | Red Flag Warning - Small Fires | 2041 | 0 | 0.091184 | 0.042438 | 0.0018418 | 0.046905 | 0.032347 | 0.00027391 | 0 | 8.8601e-06 | 8.8601e-06 | 0 | 7.7634e-05 | 7.7634e-05 | 0 | 7.7634e-05
[79 empty] | WLDFR | HFTD - Distribution - Tier 2 - 4QU CoRE ¦ 5QU LoRE | Red Flag Warning - Small Fires | 2042 | 0 | 0.091184 | 0.042438 | 0.0018418 | 0.046905 | 0.032347 | 0.00027391 | 0 | 8.8601e-06 | 8.8601e-06 | 0 | 7.7634e-05 | 7.7634e-05 | 0 | 7.7634e-05
[79 empty] | WLDFR | HFTD - Distribution - Tier 2 - 4QU CoRE ¦ 5QU LoRE | Red Flag Warning - Small Fires | 2043 | 0 | 0.095486 | 0.044306 | 0.0019228 | 0.049257 | 0.033969 | 0.00027391 | 0 | 9.3044e-06 | 9.3044e-06 | 0 | 7.7634e-05 | 7.7634e-05 | 0 | 7.7634e-05
[79 empty] | WLDFR | HFTD - Distribution - Tier 2 - 4QU CoRE ¦ 5QU LoRE | Red Flag Warning - Small Fires | 2044 | 0 | 0.095486 | 0.044306 | 0.0019228 | 0.049257 | 0.033969 | 0.00027391 | 0 | 9.3044e-06 | 9.3044e-06 | 0 | 8.1448e-05 | 8.1448e-05 | 0 | 8.1448e-05
[79 empty] | WLDFR | HFTD - Distribution - Tier 2 - 4QU CoRE ¦ 5QU LoRE | Red Flag Warning - Small Fires | 2045 | 0 | 0.095486 | 0.044306 | 0.0019228 | 0.049257 | 0.033969 | 0.00027391 | 0 | 9.3044e-06 | 9.3044e-06 | 0 | 8.1448e-05 | 8.1448e-05 | 0 | 8.1448e-05
[79 empty] | WLDFR | HFTD - Distribution - Tier 2 - 4QU CoRE ¦ 5QU LoRE | Red Flag Warning - Small Fires | 2046 | 0 | 0.095486 | 0.044306 | 0.0019228 | 0.049257 | 0.033969 | 0.00027391 | 0 | 9.3044e-06 | 9.3044e-06 | 0 | 8.1448e-05 | 8.1448e-05 | 0 | 8.1448e-05
[79 empty] | WLDFR | HFTD - Distribution - Tier 2 - 4QU CoRE ¦ 5QU LoRE | Red Flag Warning - Small Fires | 2047 | 0 | 0.095486 | 0.044306 | 0.0019228 | 0.049257 | 0.033969 | 0.00027391 | 0 | 9.3044e-06 | 9.3044e-06 | 0 | 8.1448e-05 | 8.1448e-05 | 0 | 8.1448e-05
[79 empty] | WLDFR | HFTD - Distribution - Tier 2 - 4QU CoRE ¦ 5QU LoRE | Red Flag Warning - Small Fires | 2048 | 0 | 0.10007 | 0.04626 | 0.0020076 | 0.051804 | 0.035726 | 0.00027391 | 0 | 9.7856e-06 | 9.7856e-06 | 0 | 8.1448e-05 | 8.1448e-05 | 0 | 8.1448e-05
[79 empty] | WLDFR | HFTD - Distribution - Tier 2 - 4QU CoRE ¦ 5QU LoRE | Red Flag Warning - Small Fires | 2049 | 0 | 0.10007 | 0.04626 | 0.0020076 | 0.051804 | 0.035726 | 0.00027391 | 0 | 9.7856e-06 | 9.7856e-06 | 0 | 8.5511e-05 | 8.5511e-05 | 0 | 8.5511e-05
[79 empty] | WLDFR | HFTD - Distribution - Tier 2 - 4QU CoRE ¦ 5QU LoRE | Red Flag Warning - Small Fires | 2050 | 0 | 0.10007 | 0.04626 | 0.0020076 | 0.051804 | 0.035726 | 0.00027391 | 0 | 9.7856e-06 | 9.7856e-06 | 0 | 8.5511e-05 | 8.5511e-05 | 0 | 8.5511e-05
[79 empty] | WLDFR | HFTD - Distribution - Tier 2 - 4QU CoRE ¦ 5QU LoRE | Red Flag Warning - Small Fires | 2051 | 0 | 0.10007 | 0.04626 | 0.0020076 | 0.051804 | 0.035726 | 0.00027391 | 0 | 9.7856e-06 | 9.7856e-06 | 0 | 8.5511e-05 | 8.5511e-05 | 0 | 8.5511e-05
[79 empty] | WLDFR | HFTD - Distribution - Tier 2 - 4QU CoRE ¦ 5QU LoRE | Red Flag Warning - Small Fires | 2052 | 0 | 0.10007 | 0.04626 | 0.0020076 | 0.051804 | 0.035726 | 0.00027391 | 0 | 9.7856e-06 | 9.7856e-06 | 0 | 8.5511e-05 | 8.5511e-05 | 0 | 8.5511e-05
[79 empty] | WLDFR | HFTD - Distribution - Tier 2 - 4QU CoRE ¦ 5QU LoRE | Red Flag Warning - Small Fires | 2053 | 0 | 0.10489 | 0.048274 | 0.002095 | 0.054525 | 0.037602 | 0.00027391 | 0 | 1.0299e-05 | 1.0299e-05 | 0 | 8.5511e-05 | 8.5511e-05 | 0 | 8.5511e-05
[79 empty] | WLDFR | HFTD - Distribution - Tier 2 - 4QU CoRE ¦ 5QU LoRE | Red Flag Warning - Small Fires | 2054 | 0 | 0.10489 | 0.048274 | 0.002095 | 0.054525 | 0.037602 | 0.00027391 | 0 | 1.0299e-05 | 1.0299e-05 | 0 | 8.977e-05 | 8.977e-05 | 0 | 8.977e-05
[79 empty] | WLDFR | HFTD - Distribution - Tier 2 - 4QU CoRE ¦ 5QU LoRE | Red Flag Warning - Small Fires | 2055 | 0 | 0.10489 | 0.048274 | 0.002095 | 0.054525 | 0.037602 | 0.00027391 | 0 | 1.0299e-05 | 1.0299e-05 | 0 | 8.977e-05 | 8.977e-05 | 0 | 8.977e-05
[79 empty] | WLDFR | HFTD - Distribution - Tier 2 - 4QU CoRE ¦ 5QU LoRE | Seismic - Non-Red Flag Warning - Catastrophic Fires | 2026 | 0 | 21835.9781 | 428.6023 | 13939.561 | 7467.8148 | 5149.9993 | 4.9169e-10 | 0 | 2.5322e-06 | 2.5322e-06 | 0 | 8.977e-05 | 8.977e-05 | 0 | 8.977e-05
[79 empty] | WLDFR | HFTD - Distribution - Tier 2 - 4QU CoRE ¦ 5QU LoRE | Seismic - Non-Red Flag Warning - Catastrophic Fires | 2027 | 0 | 21835.9781 | 428.6023 | 13939.561 | 7467.8148 | 5149.9993 | 4.9169e-10 | 0 | 2.5322e-06 | 2.5322e-06 | 0 | 8.977e-05 | 8.977e-05 | 0 | 8.977e-05
[79 empty] | WLDFR | HFTD - Distribution - Tier 2 - 4QU CoRE ¦ 5QU LoRE | Seismic - Non-Red Flag Warning - Catastrophic Fires | 2028 | 0 | 22783.187 | 453.261 | 14531.3357 | 7798.5904 | 5378.1107 | 4.9169e-10 | 0 | 2.6444e-06 | 2.6444e-06 | 0 | 0 | 8.977e-05 | 0 | 8.977e-05
[79 empty] | WLDFR | HFTD - Distribution - Tier 2 - 4QU CoRE ¦ 5QU LoRE | Seismic - Non-Red Flag Warning - Catastrophic Fires | 2029 | 0 | 22783.187 | 453.261 | 14531.3357 | 7798.5904 | 5378.1107 | 4.9169e-10 | 0 | 2.6444e-06 | 2.6444e-06 | 0 | 7.4708e-05 | 0 | 0 | 0
[79 empty] | WLDFR | HFTD - Distribution - Tier 2 - 4QU CoRE ¦ 5QU LoRE | Seismic - Non-Red Flag Warning - Catastrophic Fires | 2030 | 0 | 22783.187 | 453.261 | 14531.3357 | 7798.5904 | 5378.1107 | 4.9169e-10 | 0 | 2.6444e-06 | 2.6444e-06 | 0 | 7.7438e-05 | 7.7438e-05 | 0 | 7.7438e-05
[79 empty] | WLDFR | HFTD - Distribution - Tier 2 - 4QU CoRE ¦ 5QU LoRE | Seismic - Non-Red Flag Warning - Catastrophic Fires | 2031 | 0 | 22783.187 | 453.261 | 14531.3357 | 7798.5904 | 5378.1107 | 4.9169e-10 | 0 | 2.6444e-06 | 2.6444e-06 | 0 | 7.7438e-05 | 7.7438e-05 | 0 | 7.7438e-05
[79 empty] | WLDFR | HFTD - Distribution - Tier 2 - 4QU CoRE ¦ 5QU LoRE | Seismic - Non-Red Flag Warning - Catastrophic Fires | 2032 | 0 | 22783.187 | 453.261 | 14531.3357 | 7798.5904 | 5378.1107 | 4.9169e-10 | 0 | 2.6444e-06 | 2.6444e-06 | 0 | 7.7438e-05 | 7.7438e-05 | 0 | 7.7438e-05
[79 empty] | WLDFR | HFTD - Distribution - Tier 2 - 4QU CoRE ¦ 5QU LoRE | Seismic - Non-Red Flag Warning - Catastrophic Fires | 2033 | 0 | 23835.2641 | 480.9649 | 15187.7294 | 8166.5698 | 5631.8789 | 4.9169e-10 | 0 | 2.7691e-06 | 2.7691e-06 | 0 | 7.7438e-05 | 7.7438e-05 | 0 | 7.7438e-05
[79 empty] | WLDFR | HFTD - Distribution - Tier 2 - 4QU CoRE ¦ 5QU LoRE | Seismic - Non-Red Flag Warning - Catastrophic Fires | 2034 | 0 | 23835.2641 | 480.9649 | 15187.7294 | 8166.5698 | 5631.8789 | 4.9169e-10 | 0 | 2.7691e-06 | 2.7691e-06 | 0 | 7.7438e-05 | 7.7438e-05 | 0 | 7.7438e-05
[79 empty] | WLDFR | HFTD - Distribution - Tier 2 - 4QU CoRE ¦ 5QU LoRE | Seismic - Non-Red Flag Warning - Catastrophic Fires | 2035 | 0 | 23835.2641 | 480.9649 | 15187.7294 | 8166.5698 | 5631.8789 | 4.9169e-10 | 0 | 2.7691e-06 | 2.7691e-06 | 0 | 8.0874e-05 | 8.0874e-05 | 0 | 8.0874e-05
[79 empty] | WLDFR | HFTD - Distribution - Tier 2 - 4QU CoRE ¦ 5QU LoRE | Seismic - Non-Red Flag Warning - Catastrophic Fires | 2036 | 0 | 23835.2641 | 480.9649 | 15187.7294 | 8166.5698 | 5631.8789 | 4.9169e-10 | 0 | 2.7691e-06 | 2.7691e-06 | 0 | 8.0874e-05 | 8.0874e-05 | 0 | 8.0874e-05
[79 empty] | WLDFR | HFTD - Distribution - Tier 2 - 4QU CoRE ¦ 5QU LoRE | Seismic - Non-Red Flag Warning - Catastrophic Fires | 2037 | 0 | 23835.2641 | 480.9649 | 15187.7294 | 8166.5698 | 5631.8789 | 4.9169e-10 | 0 | 2.7691e-06 | 2.7691e-06 | 0 | 8.0874e-05 | 8.0874e-05 | 0 | 8.0874e-05
[79 empty] | WLDFR | HFTD - Distribution - Tier 2 - 4QU CoRE ¦ 5QU LoRE | Seismic - Non-Red Flag Warning - Catastrophic Fires | 2038 | 0 | 24976.6418 | 511.3745 | 15898.8237 | 8566.4437 | 5907.6423 | 4.9169e-10 | 0 | 2.9047e-06 | 2.9047e-06 | 0 | 8.0874e-05 | 8.0874e-05 | 0 | 8.0874e-05
[79 empty] | WLDFR | HFTD - Distribution - Tier 2 - 4QU CoRE ¦ 5QU LoRE | Seismic - Non-Red Flag Warning - Catastrophic Fires | 2039 | 0 | 24976.6418 | 511.3745 | 15898.8237 | 8566.4437 | 5907.6423 | 4.9169e-10 | 0 | 2.9047e-06 | 2.9047e-06 | 0 | 8.0874e-05 | 8.0874e-05 | 0 | 8.0874e-05
[79 empty] | WLDFR | HFTD - Distribution - Tier 2 - 4QU CoRE ¦ 5QU LoRE | Seismic - Non-Red Flag Warning - Catastrophic Fires | 2040 | 0 | 24976.6418 | 511.3745 | 15898.8237 | 8566.4437 | 5907.6423 | 4.9169e-10 | 0 | 2.9047e-06 | 2.9047e-06 | 0 | 8.469e-05 | 8.469e-05 | 0 | 8.469e-05
[79 empty] | WLDFR | HFTD - Distribution - Tier 2 - 4QU CoRE ¦ 5QU LoRE | Seismic - Non-Red Flag Warning - Catastrophic Fires | 2041 | 0 | 24976.6418 | 511.3745 | 15898.8237 | 8566.4437 | 5907.6423 | 4.9169e-10 | 0 | 2.9047e-06 | 2.9047e-06 | 0 | 8.469e-05 | 8.469e-05 | 0 | 8.469e-05
[79 empty] | WLDFR | HFTD - Distribution - Tier 2 - 4QU CoRE ¦ 5QU LoRE | Seismic - Non-Red Flag Warning - Catastrophic Fires | 2042 | 0 | 24976.6418 | 511.3745 | 15898.8237 | 8566.4437 | 5907.6423 | 4.9169e-10 | 0 | 2.9047e-06 | 2.9047e-06 | 0 | 8.469e-05 | 8.469e-05 | 0 | 8.469e-05
[79 empty] | WLDFR | HFTD - Distribution - Tier 2 - 4QU CoRE ¦ 5QU LoRE | Seismic - Non-Red Flag Warning - Catastrophic Fires | 2043 | 0 | 26191.7278 | 544.1291 | 16654.7414 | 8992.8573 | 6201.7082 | 4.9169e-10 | 0 | 3.0493e-06 | 3.0493e-06 | 0 | 8.469e-05 | 8.469e-05 | 0 | 8.469e-05
[79 empty] | WLDFR | HFTD - Distribution - Tier 2 - 4QU CoRE ¦ 5QU LoRE | Seismic - Non-Red Flag Warning - Catastrophic Fires | 2044 | 0 | 26191.7278 | 544.1291 | 16654.7414 | 8992.8573 | 6201.7082 | 4.9169e-10 | 0 | 3.0493e-06 | 3.0493e-06 | 0 | 8.469e-05 | 8.469e-05 | 0 | 8.469e-05
[79 empty] | WLDFR | HFTD - Distribution - Tier 2 - 4QU CoRE ¦ 5QU LoRE | Seismic - Non-Red Flag Warning - Catastrophic Fires | 2045 | 0 | 26191.7278 | 544.1291 | 16654.7414 | 8992.8573 | 6201.7082 | 4.9169e-10 | 0 | 3.0493e-06 | 3.0493e-06 | 0 | 8.8829e-05 | 8.8829e-05 | 0 | 8.8829e-05
[79 empty] | WLDFR | HFTD - Distribution - Tier 2 - 4QU CoRE ¦ 5QU LoRE | Seismic - Non-Red Flag Warning - Catastrophic Fires | 2046 | 0 | 26191.7278 | 544.1291 | 16654.7414 | 8992.8573 | 6201.7082 | 4.9169e-10 | 0 | 3.0493e-06 | 3.0493e-06 | 0 | 8.8829e-05 | 8.8829e-05 | 0 | 8.8829e-05
[79 empty] | WLDFR | HFTD - Distribution - Tier 2 - 4QU CoRE ¦ 5QU LoRE | Seismic - Non-Red Flag Warning - Catastrophic Fires | 2047 | 0 | 26191.7278 | 544.1291 | 16654.7414 | 8992.8573 | 6201.7082 | 4.9169e-10 | 0 | 3.0493e-06 | 3.0493e-06 | 0 | 8.8829e-05 | 8.8829e-05 | 0 | 8.8829e-05
[79 empty] | WLDFR | HFTD - Distribution - Tier 2 - 4QU CoRE ¦ 5QU LoRE | Seismic - Non-Red Flag Warning - Catastrophic Fires | 2048 | 0 | 27464.7227 | 578.8407 | 17445.538 | 9440.3441 | 6510.3067 | 4.9169e-10 | 0 | 3.2011e-06 | 3.2011e-06 | 0 | 8.8829e-05 | 8.8829e-05 | 0 | 8.8829e-05
[79 empty] | WLDFR | HFTD - Distribution - Tier 2 - 4QU CoRE ¦ 5QU LoRE | Seismic - Non-Red Flag Warning - Catastrophic Fires | 2049 | 0 | 27464.7227 | 578.8407 | 17445.538 | 9440.3441 | 6510.3067 | 4.9169e-10 | 0 | 3.2011e-06 | 3.2011e-06 | 0 | 8.8829e-05 | 8.8829e-05 | 0 | 8.8829e-05
[79 empty] | WLDFR | HFTD - Distribution - Tier 2 - 4QU CoRE ¦ 5QU LoRE | Seismic - Non-Red Flag Warning - Catastrophic Fires | 2050 | 0 | 27464.7227 | 578.8407 | 17445.538 | 9440.3441 | 6510.3067 | 4.9169e-10 | 0 | 3.2011e-06 | 3.2011e-06 | 0 | 9.3234e-05 | 9.3234e-05 | 0 | 9.3234e-05
[79 empty] | WLDFR | HFTD - Distribution - Tier 2 - 4QU CoRE ¦ 5QU LoRE | Seismic - Non-Red Flag Warning - Catastrophic Fires | 2051 | 0 | 27464.7227 | 578.8407 | 17445.538 | 9440.3441 | 6510.3067 | 4.9169e-10 | 0 | 3.2011e-06 | 3.2011e-06 | 0 | 9.3234e-05 | 9.3234e-05 | 0 | 9.3234e-05
[79 empty] | WLDFR | HFTD - Distribution - Tier 2 - 4QU CoRE ¦ 5QU LoRE | Seismic - Non-Red Flag Warning - Catastrophic Fires | 2052 | 0 | 27464.7227 | 578.8407 | 17445.538 | 9440.3441 | 6510.3067 | 4.9169e-10 | 0 | 3.2011e-06 | 3.2011e-06 | 0 | 9.3234e-05 | 9.3234e-05 | 0 | 9.3234e-05
[79 empty] | WLDFR | HFTD - Distribution - Tier 2 - 4QU CoRE ¦ 5QU LoRE | Seismic - Non-Red Flag Warning - Catastrophic Fires | 2053 | 0 | 28779.6694 | 615.0952 | 18261.2327 | 9903.3415 | 6829.6018 | 4.9169e-10 | 0 | 3.3581e-06 | 3.3581e-06 | 0 | 9.3234e-05 | 9.3234e-05 | 0 | 9.3234e-05
[79 empty] | WLDFR | HFTD - Distribution - Tier 2 - 4QU CoRE ¦ 5QU LoRE | Seismic - Non-Red Flag Warning - Catastrophic Fires | 2054 | 0 | 28779.6694 | 615.0952 | 18261.2327 | 9903.3415 | 6829.6018 | 4.9169e-10 | 0 | 3.3581e-06 | 3.3581e-06 | 0 | 9.3234e-05 | 9.3234e-05 | 0 | 9.3234e-05
[79 empty] | WLDFR | HFTD - Distribution - Tier 2 - 4QU CoRE ¦ 5QU LoRE | Seismic - Non-Red Flag Warning - Catastrophic Fires | 2055 | 0 | 28779.6694 | 615.0952 | 18261.2327 | 9903.3415 | 6829.6018 | 4.9169e-10 | 0 | 3.3581e-06 | 3.3581e-06 | 0 | 9.7848e-05 | 9.7848e-05 | 0 | 9.7848e-05
[79 empty] | WLDFR | HFTD - Distribution - Tier 2 - 4QU CoRE ¦ 5QU LoRE | Seismic - Red Flag Warning - Catastrophic Fires | 2026 | 0 | 21835.9781 | 428.6023 | 13939.561 | 7467.8148 | 5149.9993 | 2.1202e-08 | 0 | 0.00010919 | 0.00010919 | 0 | 9.7848e-05 | 9.7848e-05 | 0 | 9.7848e-05
[79 empty] | WLDFR | HFTD - Distribution - Tier 2 - 4QU CoRE ¦ 5QU LoRE | Seismic - Red Flag Warning - Catastrophic Fires | 2027 | 0 | 21835.9781 | 428.6023 | 13939.561 | 7467.8148 | 5149.9993 | 2.1202e-08 | 0 | 0.00010919 | 0.00010919 | 0 | 9.7848e-05 | 9.7848e-05 | 0 | 9.7848e-05
[79 empty] | WLDFR | HFTD - Distribution - Tier 2 - 4QU CoRE ¦ 5QU LoRE | Seismic - Red Flag Warning - Catastrophic Fires | 2028 | 0 | 22783.187 | 453.261 | 14531.3357 | 7798.5904 | 5378.1107 | 2.1202e-08 | 0 | 0.00011402 | 0.00011402 | 0 | 9.7848e-05 | 9.7848e-05 | 0 | 9.7848e-05
[79 empty] | WLDFR | HFTD - Distribution - Tier 2 - 4QU CoRE ¦ 5QU LoRE | Seismic - Red Flag Warning - Catastrophic Fires | 2029 | 0 | 22783.187 | 453.261 | 14531.3357 | 7798.5904 | 5378.1107 | 2.1202e-08 | 0 | 0.00011402 | 0.00011402 | 0 | 0 | 9.7848e-05 | 0 | 9.7848e-05
[79 empty] | WLDFR | HFTD - Distribution - Tier 2 - 4QU CoRE ¦ 5QU LoRE | Seismic - Red Flag Warning - Catastrophic Fires | 2030 | 0 | 22783.187 | 453.261 | 14531.3357 | 7798.5904 | 5378.1107 | 2.1202e-08 | 0 | 0.00011402 | 0.00011402 | 0 | 1.5079e-06 | 0 | 0 | 0
[79 empty] | WLDFR | HFTD - Distribution - Tier 2 - 4QU CoRE ¦ 5QU LoRE | Seismic - Red Flag Warning - Catastrophic Fires | 2031 | 0 | 22783.187 | 453.261 | 14531.3357 | 7798.5904 | 5378.1107 | 2.1202e-08 | 0 | 0.00011402 | 0.00011402 | 0 | 1.5754e-06 | 1.5754e-06 | 0 | 1.5754e-06
[79 empty] | WLDFR | HFTD - Distribution - Tier 2 - 4QU CoRE ¦ 5QU LoRE | Seismic - Red Flag Warning - Catastrophic Fires | 2032 | 0 | 22783.187 | 453.261 | 14531.3357 | 7798.5904 | 5378.1107 | 2.1202e-08 | 0 | 0.00011402 | 0.00011402 | 0 | 1.5754e-06 | 1.5754e-06 | 0 | 1.5754e-06
[79 empty] | WLDFR | HFTD - Distribution - Tier 2 - 4QU CoRE ¦ 5QU LoRE | Seismic - Red Flag Warning - Catastrophic Fires | 2033 | 0 | 23835.2641 | 480.9649 | 15187.7294 | 8166.5698 | 5631.8789 | 2.1202e-08 | 0 | 0.0001194 | 0.0001194 | 0 | 1.5754e-06 | 1.5754e-06 | 0 | 1.5754e-06
[79 empty] | WLDFR | HFTD - Distribution - Tier 2 - 4QU CoRE ¦ 5QU LoRE | Seismic - Red Flag Warning - Catastrophic Fires | 2034 | 0 | 23835.2641 | 480.9649 | 15187.7294 | 8166.5698 | 5631.8789 | 2.1202e-08 | 0 | 0.0001194 | 0.0001194 | 0 | 1.5754e-06 | 1.5754e-06 | 0 | 1.5754e-06
[79 empty] | WLDFR | HFTD - Distribution - Tier 2 - 4QU CoRE ¦ 5QU LoRE | Seismic - Red Flag Warning - Catastrophic Fires | 2035 | 0 | 23835.2641 | 480.9649 | 15187.7294 | 8166.5698 | 5631.8789 | 2.1202e-08 | 0 | 0.0001194 | 0.0001194 | 0 | 1.5754e-06 | 1.5754e-06 | 0 | 1.5754e-06
[79 empty] | WLDFR | HFTD - Distribution - Tier 2 - 4QU CoRE ¦ 5QU LoRE | Seismic - Red Flag Warning - Catastrophic Fires | 2036 | 0 | 23835.2641 | 480.9649 | 15187.7294 | 8166.5698 | 5631.8789 | 2.1202e-08 | 0 | 0.0001194 | 0.0001194 | 0 | 1.6623e-06 | 1.6623e-06 | 0 | 1.6623e-06
[79 empty] | WLDFR | HFTD - Distribution - Tier 2 - 4QU CoRE ¦ 5QU LoRE | Seismic - Red Flag Warning - Catastrophic Fires | 2037 | 0 | 23835.2641 | 480.9649 | 15187.7294 | 8166.5698 | 5631.8789 | 2.1202e-08 | 0 | 0.0001194 | 0.0001194 | 0 | 1.6623e-06 | 1.6623e-06 | 0 | 1.6623e-06
[79 empty] | WLDFR | HFTD - Distribution - Tier 2 - 4QU CoRE ¦ 5QU LoRE | Seismic - Red Flag Warning - Catastrophic Fires | 2038 | 0 | 24976.6418 | 511.3745 | 15898.8237 | 8566.4437 | 5907.6423 | 2.1202e-08 | 0 | 0.00012525 | 0.00012525 | 0 | 1.6623e-06 | 1.6623e-06 | 0 | 1.6623e-06
[79 empty] | WLDFR | HFTD - Distribution - Tier 2 - 4QU CoRE ¦ 5QU LoRE | Seismic - Red Flag Warning - Catastrophic Fires | 2039 | 0 | 24976.6418 | 511.3745 | 15898.8237 | 8566.4437 | 5907.6423 | 2.1202e-08 | 0 | 0.00012525 | 0.00012525 | 0 | 1.6623e-06 | 1.6623e-06 | 0 | 1.6623e-06
[79 empty] | WLDFR | HFTD - Distribution - Tier 2 - 4QU CoRE ¦ 5QU LoRE | Seismic - Red Flag Warning - Catastrophic Fires | 2040 | 0 | 24976.6418 | 511.3745 | 15898.8237 | 8566.4437 | 5907.6423 | 2.1202e-08 | 0 | 0.00012525 | 0.00012525 | 0 | 1.6623e-06 | 1.6623e-06 | 0 | 1.6623e-06
[79 empty] | WLDFR | HFTD - Distribution - Tier 2 - 4QU CoRE ¦ 5QU LoRE | Seismic - Red Flag Warning - Catastrophic Fires | 2041 | 0 | 24976.6418 | 511.3745 | 15898.8237 | 8566.4437 | 5907.6423 | 2.1202e-08 | 0 | 0.00012525 | 0.00012525 | 0 | 1.7611e-06 | 1.7611e-06 | 0 | 1.7611e-06
[79 empty] | WLDFR | HFTD - Distribution - Tier 2 - 4QU CoRE ¦ 5QU LoRE | Seismic - Red Flag Warning - Catastrophic Fires | 2042 | 0 | 24976.6418 | 511.3745 | 15898.8237 | 8566.4437 | 5907.6423 | 2.1202e-08 | 0 | 0.00012525 | 0.00012525 | 0 | 1.7611e-06 | 1.7611e-06 | 0 | 1.7611e-06
[79 empty] | WLDFR | HFTD - Distribution - Tier 2 - 4QU CoRE ¦ 5QU LoRE | Seismic - Red Flag Warning - Catastrophic Fires | 2043 | 0 | 26191.7278 | 544.1291 | 16654.7414 | 8992.8573 | 6201.7082 | 2.1202e-08 | 0 | 0.00013149 | 0.00013149 | 0 | 1.7611e-06 | 1.7611e-06 | 0 | 1.7611e-06
[79 empty] | WLDFR | HFTD - Distribution - Tier 2 - 4QU CoRE ¦ 5QU LoRE | Seismic - Red Flag Warning - Catastrophic Fires | 2044 | 0 | 26191.7278 | 544.1291 | 16654.7414 | 8992.8573 | 6201.7082 | 2.1202e-08 | 0 | 0.00013149 | 0.00013149 | 0 | 1.7611e-06 | 1.7611e-06 | 0 | 1.7611e-06
[79 empty] | WLDFR | HFTD - Distribution - Tier 2 - 4QU CoRE ¦ 5QU LoRE | Seismic - Red Flag Warning - Catastrophic Fires | 2045 | 0 | 26191.7278 | 544.1291 | 16654.7414 | 8992.8573 | 6201.7082 | 2.1202e-08 | 0 | 0.00013149 | 0.00013149 | 0 | 1.7611e-06 | 1.7611e-06 | 0 | 1.7611e-06
[79 empty] | WLDFR | HFTD - Distribution - Tier 2 - 4QU CoRE ¦ 5QU LoRE | Seismic - Red Flag Warning - Catastrophic Fires | 2046 | 0 | 26191.7278 | 544.1291 | 16654.7414 | 8992.8573 | 6201.7082 | 2.1202e-08 | 0 | 0.00013149 | 0.00013149 | 0 | 1.8712e-06 | 1.8712e-06 | 0 | 1.8712e-06
[79 empty] | WLDFR | HFTD - Distribution - Tier 2 - 4QU CoRE ¦ 5QU LoRE | Seismic - Red Flag Warning - Catastrophic Fires | 2047 | 0 | 26191.7278 | 544.1291 | 16654.7414 | 8992.8573 | 6201.7082 | 2.1202e-08 | 0 | 0.00013149 | 0.00013149 | 0 | 1.8712e-06 | 1.8712e-06 | 0 | 1.8712e-06
[79 empty] | WLDFR | HFTD - Distribution - Tier 2 - 4QU CoRE ¦ 5QU LoRE | Seismic - Red Flag Warning - Catastrophic Fires | 2048 | 0 | 27464.7227 | 578.8407 | 17445.538 | 9440.3441 | 6510.3067 | 2.1202e-08 | 0 | 0.00013803 | 0.00013803 | 0 | 1.8712e-06 | 1.8712e-06 | 0 | 1.8712e-06
[79 empty] | WLDFR | HFTD - Distribution - Tier 2 - 4QU CoRE ¦ 5QU LoRE | Seismic - Red Flag Warning - Catastrophic Fires | 2049 | 0 | 27464.7227 | 578.8407 | 17445.538 | 9440.3441 | 6510.3067 | 2.1202e-08 | 0 | 0.00013803 | 0.00013803 | 0 | 1.8712e-06 | 1.8712e-06 | 0 | 1.8712e-06
[79 empty] | WLDFR | HFTD - Distribution - Tier 2 - 4QU CoRE ¦ 5QU LoRE | Seismic - Red Flag Warning - Catastrophic Fires | 2050 | 0 | 27464.7227 | 578.8407 | 17445.538 | 9440.3441 | 6510.3067 | 2.1202e-08 | 0 | 0.00013803 | 0.00013803 | 0 | 1.8712e-06 | 1.8712e-06 | 0 | 1.8712e-06
[79 empty] | WLDFR | HFTD - Distribution - Tier 2 - 4QU CoRE ¦ 5QU LoRE | Seismic - Red Flag Warning - Catastrophic Fires | 2051 | 0 | 27464.7227 | 578.8407 | 17445.538 | 9440.3441 | 6510.3067 | 2.1202e-08 | 0 | 0.00013803 | 0.00013803 | 0 | 1.9915e-06 | 1.9915e-06 | 0 | 1.9915e-06
[79 empty] | WLDFR | HFTD - Distribution - Tier 2 - 4QU CoRE ¦ 5QU LoRE | Seismic - Red Flag Warning - Catastrophic Fires | 2052 | 0 | 27464.7227 | 578.8407 | 17445.538 | 9440.3441 | 6510.3067 | 2.1202e-08 | 0 | 0.00013803 | 0.00013803 | 0 | 1.9915e-06 | 1.9915e-06 | 0 | 1.9915e-06
[79 empty] | WLDFR | HFTD - Distribution - Tier 2 - 4QU CoRE ¦ 5QU LoRE | Seismic - Red Flag Warning - Catastrophic Fires | 2053 | 0 | 28779.6694 | 615.0952 | 18261.2327 | 9903.3415 | 6829.6018 | 2.1202e-08 | 0 | 0.0001448 | 0.0001448 | 0 | 1.9915e-06 | 1.9915e-06 | 0 | 1.9915e-06
[79 empty] | WLDFR | HFTD - Distribution - Tier 2 - 4QU CoRE ¦ 5QU LoRE | Seismic - Red Flag Warning - Catastrophic Fires | 2054 | 0 | 28779.6694 | 615.0952 | 18261.2327 | 9903.3415 | 6829.6018 | 2.1202e-08 | 0 | 0.0001448 | 0.0001448 | 0 | 1.9915e-06 | 1.9915e-06 | 0 | 1.9915e-06
[79 empty] | WLDFR | HFTD - Distribution - Tier 2 - 4QU CoRE ¦ 5QU LoRE | Seismic - Red Flag Warning - Catastrophic Fires | 2055 | 0 | 28779.6694 | 615.0952 | 18261.2327 | 9903.3415 | 6829.6018 | 2.1202e-08 | 0 | 0.0001448 | 0.0001448 | 0 | 1.9915e-06 | 1.9915e-06 | 0 | 1.9915e-06
[79 empty] | WLDFR | HFTD - Distribution - Tier 2 - 5QU CoRE ¦ 1QU LoRE | Non-Red Flag Warning - Catastrophic Fires | 2026 | 0 | 14664.6376 | 233.2301 | 8896.516 | 5534.8915 | 3817.0051 | 2.0088e-07 | 0 | 0.00076678 | 0.00076678 | 0 | 2.1211e-06 | 2.1211e-06 | 0 | 2.1211e-06
[79 empty] | WLDFR | HFTD - Distribution - Tier 2 - 5QU CoRE ¦ 1QU LoRE | Non-Red Flag Warning - Catastrophic Fires | 2027 | 0 | 14664.6376 | 233.2301 | 8896.516 | 5534.8915 | 3817.0051 | 2.0088e-07 | 0 | 0.00076678 | 0.00076678 | 0 | 2.1211e-06 | 2.1211e-06 | 0 | 2.1211e-06
[79 empty] | WLDFR | HFTD - Distribution - Tier 2 - 5QU CoRE ¦ 1QU LoRE | Non-Red Flag Warning - Catastrophic Fires | 2028 | 0 | 15317.9909 | 247.273 | 9287.6491 | 5783.0689 | 3988.1546 | 2.0088e-07 | 0 | 0.00080116 | 0.00080116 | 0 | 2.1211e-06 | 2.1211e-06 | 0 | 2.1211e-06
[79 empty] | WLDFR | HFTD - Distribution - Tier 2 - 5QU CoRE ¦ 1QU LoRE | Non-Red Flag Warning - Catastrophic Fires | 2029 | 0 | 15317.9909 | 247.273 | 9287.6491 | 5783.0689 | 3988.1546 | 2.0088e-07 | 0 | 0.00080116 | 0.00080116 | 0 | 2.1211e-06 | 2.1211e-06 | 0 | 2.1211e-06
[79 empty] | WLDFR | HFTD - Distribution - Tier 2 - 5QU CoRE ¦ 1QU LoRE | Non-Red Flag Warning - Catastrophic Fires | 2030 | 0 | 15317.9909 | 247.273 | 9287.6491 | 5783.0689 | 3988.1546 | 2.0088e-07 | 0 | 0.00080116 | 0.00080116 | 0 | 0 | 2.1211e-06 | 0 | 2.1211e-06
[79 empty] | WLDFR | HFTD - Distribution - Tier 2 - 5QU CoRE ¦ 1QU LoRE | Non-Red Flag Warning - Catastrophic Fires | 2031 | 0 | 15317.9909 | 247.273 | 9287.6491 | 5783.0689 | 3988.1546 | 2.0088e-07 | 0 | 0.00080116 | 0.00080116 | 0 | 6.4239e-06 | 0 | 0 | 0
[79 empty] | WLDFR | HFTD - Distribution - Tier 2 - 5QU CoRE ¦ 1QU LoRE | Non-Red Flag Warning - Catastrophic Fires | 2032 | 0 | 15317.9909 | 247.273 | 9287.6491 | 5783.0689 | 3988.1546 | 2.0088e-07 | 0 | 0.00080116 | 0.00080116 | 0 | 6.6307e-06 | 6.6307e-06 | 0 | 6.6307e-06
[79 empty] | WLDFR | HFTD - Distribution - Tier 2 - 5QU CoRE ¦ 1QU LoRE | Non-Red Flag Warning - Catastrophic Fires | 2033 | 0 | 16044.1264 | 263.1074 | 9721.74 | 6059.2791 | 4178.6364 | 2.0088e-07 | 0 | 0.00083942 | 0.00083942 | 0 | 6.6307e-06 | 6.6307e-06 | 0 | 6.6307e-06
[79 empty] | WLDFR | HFTD - Distribution - Tier 2 - 5QU CoRE ¦ 1QU LoRE | Non-Red Flag Warning - Catastrophic Fires | 2034 | 0 | 16044.1264 | 263.1074 | 9721.74 | 6059.2791 | 4178.6364 | 2.0088e-07 | 0 | 0.00083942 | 0.00083942 | 0 | 6.6307e-06 | 6.6307e-06 | 0 | 6.6307e-06
[79 empty] | WLDFR | HFTD - Distribution - Tier 2 - 5QU CoRE ¦ 1QU LoRE | Non-Red Flag Warning - Catastrophic Fires | 2035 | 0 | 16044.1264 | 263.1074 | 9721.74 | 6059.2791 | 4178.6364 | 2.0088e-07 | 0 | 0.00083942 | 0.00083942 | 0 | 6.6307e-06 | 6.6307e-06 | 0 | 6.6307e-06
[79 empty] | WLDFR | HFTD - Distribution - Tier 2 - 5QU CoRE ¦ 1QU LoRE | Non-Red Flag Warning - Catastrophic Fires | 2036 | 0 | 16044.1264 | 263.1074 | 9721.74 | 6059.2791 | 4178.6364 | 2.0088e-07 | 0 | 0.00083942 | 0.00083942 | 0 | 6.6307e-06 | 6.6307e-06 | 0 | 6.6307e-06
[79 empty] | WLDFR | HFTD - Distribution - Tier 2 - 5QU CoRE ¦ 1QU LoRE | Non-Red Flag Warning - Catastrophic Fires | 2037 | 0 | 16044.1264 | 263.1074 | 9721.74 | 6059.2791 | 4178.6364 | 2.0088e-07 | 0 | 0.00083942 | 0.00083942 | 0 | 6.8944e-06 | 6.8944e-06 | 0 | 6.8944e-06
[79 empty] | WLDFR | HFTD - Distribution - Tier 2 - 5QU CoRE ¦ 1QU LoRE | Non-Red Flag Warning - Catastrophic Fires | 2038 | 0 | 16832.3912 | 280.5544 | 10192.2718 | 6359.5651 | 4385.7214 | 2.0088e-07 | 0 | 0.00088102 | 0.00088102 | 0 | 6.8944e-06 | 6.8944e-06 | 0 | 6.8944e-06
[79 empty] | WLDFR | HFTD - Distribution - Tier 2 - 5QU CoRE ¦ 1QU LoRE | Non-Red Flag Warning - Catastrophic Fires | 2039 | 0 | 16832.3912 | 280.5544 | 10192.2718 | 6359.5651 | 4385.7214 | 2.0088e-07 | 0 | 0.00088102 | 0.00088102 | 0 | 6.8944e-06 | 6.8944e-06 | 0 | 6.8944e-06
[79 empty] | WLDFR | HFTD - Distribution - Tier 2 - 5QU CoRE ¦ 1QU LoRE | Non-Red Flag Warning - Catastrophic Fires | 2040 | 0 | 16832.3912 | 280.5544 | 10192.2718 | 6359.5651 | 4385.7214 | 2.0088e-07 | 0 | 0.00088102 | 0.00088102 | 0 | 6.8944e-06 | 6.8944e-06 | 0 | 6.8944e-06
[79 empty] | WLDFR | HFTD - Distribution - Tier 2 - 5QU CoRE ¦ 1QU LoRE | Non-Red Flag Warning - Catastrophic Fires | 2041 | 0 | 16832.3912 | 280.5544 | 10192.2718 | 6359.5651 | 4385.7214 | 2.0088e-07 | 0 | 0.00088102 | 0.00088102 | 0 | 6.8944e-06 | 6.8944e-06 | 0 | 6.8944e-06
[79 empty] | WLDFR | HFTD - Distribution - Tier 2 - 5QU CoRE ¦ 1QU LoRE | Non-Red Flag Warning - Catastrophic Fires | 2042 | 0 | 16832.3912 | 280.5544 | 10192.2718 | 6359.5651 | 4385.7214 | 2.0088e-07 | 0 | 0.00088102 | 0.00088102 | 0 | 7.1916e-06 | 7.1916e-06 | 0 | 7.1916e-06
[79 empty] | WLDFR | HFTD - Distribution - Tier 2 - 5QU CoRE ¦ 1QU LoRE | Non-Red Flag Warning - Catastrophic Fires | 2043 | 0 | 17672.0852 | 299.42 | 10692.7362 | 6679.929 | 4606.6527 | 2.0088e-07 | 0 | 0.00092541 | 0.00092541 | 0 | 7.1916e-06 | 7.1916e-06 | 0 | 7.1916e-06
[79 empty] | WLDFR | HFTD - Distribution - Tier 2 - 5QU CoRE ¦ 1QU LoRE | Non-Red Flag Warning - Catastrophic Fires | 2044 | 0 | 17672.0852 | 299.42 | 10692.7362 | 6679.929 | 4606.6527 | 2.0088e-07 | 0 | 0.00092541 | 0.00092541 | 0 | 7.1916e-06 | 7.1916e-06 | 0 | 7.1916e-06
[79 empty] | WLDFR | HFTD - Distribution - Tier 2 - 5QU CoRE ¦ 1QU LoRE | Non-Red Flag Warning - Catastrophic Fires | 2045 | 0 | 17672.0852 | 299.42 | 10692.7362 | 6679.929 | 4606.6527 | 2.0088e-07 | 0 | 0.00092541 | 0.00092541 | 0 | 7.1916e-06 | 7.1916e-06 | 0 | 7.1916e-06
[79 empty] | WLDFR | HFTD - Distribution - Tier 2 - 5QU CoRE ¦ 1QU LoRE | Non-Red Flag Warning - Catastrophic Fires | 2046 | 0 | 17672.0852 | 299.42 | 10692.7362 | 6679.929 | 4606.6527 | 2.0088e-07 | 0 | 0.00092541 | 0.00092541 | 0 | 7.1916e-06 | 7.1916e-06 | 0 | 7.1916e-06
[79 empty] | WLDFR | HFTD - Distribution - Tier 2 - 5QU CoRE ¦ 1QU LoRE | Non-Red Flag Warning - Catastrophic Fires | 2047 | 0 | 17672.0852 | 299.42 | 10692.7362 | 6679.929 | 4606.6527 | 2.0088e-07 | 0 | 0.00092541 | 0.00092541 | 0 | 7.5193e-06 | 7.5193e-06 | 0 | 7.5193e-06
[79 empty] | WLDFR | HFTD - Distribution - Tier 2 - 5QU CoRE ¦ 1QU LoRE | Non-Red Flag Warning - Catastrophic Fires | 2048 | 0 | 18552.3348 | 319.4911 | 11216.5626 | 7016.281 | 4838.6098 | 2.0088e-07 | 0 | 0.000972 | 0.000972 | 0 | 7.5193e-06 | 7.5193e-06 | 0 | 7.5193e-06
[79 empty] | WLDFR | HFTD - Distribution - Tier 2 - 5QU CoRE ¦ 1QU LoRE | Non-Red Flag Warning - Catastrophic Fires | 2049 | 0 | 18552.3348 | 319.4911 | 11216.5626 | 7016.281 | 4838.6098 | 2.0088e-07 | 0 | 0.000972 | 0.000972 | 0 | 7.5193e-06 | 7.5193e-06 | 0 | 7.5193e-06
[79 empty] | WLDFR | HFTD - Distribution - Tier 2 - 5QU CoRE ¦ 1QU LoRE | Non-Red Flag Warning - Catastrophic Fires | 2050 | 0 | 18552.3348 | 319.4911 | 11216.5626 | 7016.281 | 4838.6098 | 2.0088e-07 | 0 | 0.000972 | 0.000972 | 0 | 7.5193e-06 | 7.5193e-06 | 0 | 7.5193e-06
[79 empty] | WLDFR | HFTD - Distribution - Tier 2 - 5QU CoRE ¦ 1QU LoRE | Non-Red Flag Warning - Catastrophic Fires | 2051 | 0 | 18552.3348 | 319.4911 | 11216.5626 | 7016.281 | 4838.6098 | 2.0088e-07 | 0 | 0.000972 | 0.000972 | 0 | 7.5193e-06 | 7.5193e-06 | 0 | 7.5193e-06
[79 empty] | WLDFR | HFTD - Distribution - Tier 2 - 5QU CoRE ¦ 1QU LoRE | Non-Red Flag Warning - Catastrophic Fires | 2052 | 0 | 18552.3348 | 319.4911 | 11216.5626 | 7016.281 | 4838.6098 | 2.0088e-07 | 0 | 0.000972 | 0.000972 | 0 | 7.874e-06 | 7.874e-06 | 0 | 7.874e-06
[79 empty] | WLDFR | HFTD - Distribution - Tier 2 - 5QU CoRE ¦ 1QU LoRE | Non-Red Flag Warning - Catastrophic Fires | 2053 | 0 | 19462.1283 | 340.5356 | 11757.1413 | 7364.4514 | 5078.7171 | 2.0088e-07 | 0 | 0.0010202 | 0.0010202 | 0 | 7.874e-06 | 7.874e-06 | 0 | 7.874e-06
[79 empty] | WLDFR | HFTD - Distribution - Tier 2 - 5QU CoRE ¦ 1QU LoRE | Non-Red Flag Warning - Catastrophic Fires | 2054 | 0 | 19462.1283 | 340.5356 | 11757.1413 | 7364.4514 | 5078.7171 | 2.0088e-07 | 0 | 0.0010202 | 0.0010202 | 0 | 7.874e-06 | 7.874e-06 | 0 | 7.874e-06
[79 empty] | WLDFR | HFTD - Distribution - Tier 2 - 5QU CoRE ¦ 1QU LoRE | Non-Red Flag Warning - Catastrophic Fires | 2055 | 0 | 19462.1283 | 340.5356 | 11757.1413 | 7364.4514 | 5078.7171 | 2.0088e-07 | 0 | 0.0010202 | 0.0010202 | 0 | 7.874e-06 | 7.874e-06 | 0 | 7.874e-06
[79 empty] | WLDFR | HFTD - Distribution - Tier 2 - 5QU CoRE ¦ 1QU LoRE | Non-Red Flag Warning - Large Fires | 2026 | 0 | 5.475 | 0.71896 | 3.0715 | 1.6846 | 1.1617 | 2.6304e-05 | 0 | 3.0558e-05 | 3.0558e-05 | 0 | 7.874e-06 | 7.874e-06 | 0 | 7.874e-06
[79 empty] | WLDFR | HFTD - Distribution - Tier 2 - 5QU CoRE ¦ 1QU LoRE | Non-Red Flag Warning - Large Fires | 2027 | 0 | 5.475 | 0.71896 | 3.0715 | 1.6846 | 1.1617 | 2.6304e-05 | 0 | 3.0558e-05 | 3.0558e-05 | 0 | 8.2521e-06 | 8.2521e-06 | 0 | 8.2521e-06
[79 empty] | WLDFR | HFTD - Distribution - Tier 2 - 5QU CoRE ¦ 1QU LoRE | Non-Red Flag Warning - Large Fires | 2028 | 0 | 5.777 | 0.74734 | 3.238 | 1.7917 | 1.2356 | 2.6304e-05 | 0 | 3.2501e-05 | 3.2501e-05 | 0 | 8.2521e-06 | 8.2521e-06 | 0 | 8.2521e-06
[79 empty] | WLDFR | HFTD - Distribution - Tier 2 - 5QU CoRE ¦ 1QU LoRE | Non-Red Flag Warning - Large Fires | 2029 | 0 | 5.777 | 0.74734 | 3.238 | 1.7917 | 1.2356 | 2.6304e-05 | 0 | 3.2501e-05 | 3.2501e-05 | 0 | 8.2521e-06 | 8.2521e-06 | 0 | 8.2521e-06
[79 empty] | WLDFR | HFTD - Distribution - Tier 2 - 5QU CoRE ¦ 1QU LoRE | Non-Red Flag Warning - Large Fires | 2030 | 0 | 5.777 | 0.74734 | 3.238 | 1.7917 | 1.2356 | 2.6304e-05 | 0 | 3.2501e-05 | 3.2501e-05 | 0 | 8.2521e-06 | 8.2521e-06 | 0 | 8.2521e-06
[79 empty] | WLDFR | HFTD - Distribution - Tier 2 - 5QU CoRE ¦ 1QU LoRE | Non-Red Flag Warning - Large Fires | 2031 | 0 | 5.777 | 0.74734 | 3.238 | 1.7917 | 1.2356 | 2.6304e-05 | 0 | 3.2501e-05 | 3.2501e-05 | 0 | 0 | 8.2521e-06 | 0 | 8.2521e-06
[79 empty] | WLDFR | HFTD - Distribution - Tier 2 - 5QU CoRE ¦ 1QU LoRE | Non-Red Flag Warning - Large Fires | 2032 | 0 | 5.777 | 0.74734 | 3.238 | 1.7917 | 1.2356 | 2.6304e-05 | 0 | 3.2501e-05 | 3.2501e-05 | 0 | 0.0030794 | 0 | 0 | 0
[79 empty] | WLDFR | HFTD - Distribution - Tier 2 - 5QU CoRE ¦ 1QU LoRE | Non-Red Flag Warning - Large Fires | 2033 | 0 | 6.1205 | 0.77885 | 3.4265 | 1.9151 | 1.3207 | 2.6304e-05 | 0 | 3.474e-05 | 3.474e-05 | 0 | 0.0031923 | 0.0031923 | 0 | 0.0031923
[79 empty] | WLDFR | HFTD - Distribution - Tier 2 - 5QU CoRE ¦ 1QU LoRE | Non-Red Flag Warning - Large Fires | 2034 | 0 | 6.1205 | 0.77885 | 3.4265 | 1.9151 | 1.3207 | 2.6304e-05 | 0 | 3.474e-05 | 3.474e-05 | 0 | 0.0031923 | 0.0031923 | 0 | 0.0031923
[79 empty] | WLDFR | HFTD - Distribution - Tier 2 - 5QU CoRE ¦ 1QU LoRE | Non-Red Flag Warning - Large Fires | 2035 | 0 | 6.1205 | 0.77885 | 3.4265 | 1.9151 | 1.3207 | 2.6304e-05 | 0 | 3.474e-05 | 3.474e-05 | 0 | 0.0031923 | 0.0031923 | 0 | 0.0031923
[79 empty] | WLDFR | HFTD - Distribution - Tier 2 - 5QU CoRE ¦ 1QU LoRE | Non-Red Flag Warning - Large Fires | 2036 | 0 | 6.1205 | 0.77885 | 3.4265 | 1.9151 | 1.3207 | 2.6304e-05 | 0 | 3.474e-05 | 3.474e-05 | 0 | 0.0031923 | 0.0031923 | 0 | 0.0031923
[79 empty] | WLDFR | HFTD - Distribution - Tier 2 - 5QU CoRE ¦ 1QU LoRE | Non-Red Flag Warning - Large Fires | 2037 | 0 | 6.1205 | 0.77885 | 3.4265 | 1.9151 | 1.3207 | 2.6304e-05 | 0 | 3.474e-05 | 3.474e-05 | 0 | 0.0031923 | 0.0031923 | 0 | 0.0031923
[79 empty] | WLDFR | HFTD - Distribution - Tier 2 - 5QU CoRE ¦ 1QU LoRE | Non-Red Flag Warning - Large Fires | 2038 | 0 | 6.5028 | 0.81304 | 3.6355 | 2.0543 | 1.4167 | 2.6304e-05 | 0 | 3.7264e-05 | 3.7264e-05 | 0 | 0.0033345 | 0.0033345 | 0 | 0.0033345
[79 empty] | WLDFR | HFTD - Distribution - Tier 2 - 5QU CoRE ¦ 1QU LoRE | Non-Red Flag Warning - Large Fires | 2039 | 0 | 6.5028 | 0.81304 | 3.6355 | 2.0543 | 1.4167 | 2.6304e-05 | 0 | 3.7264e-05 | 3.7264e-05 | 0 | 0.0033345 | 0.0033345 | 0 | 0.0033345
[79 empty] | WLDFR | HFTD - Distribution - Tier 2 - 5QU CoRE ¦ 1QU LoRE | Non-Red Flag Warning - Large Fires | 2040 | 0 | 6.5028 | 0.81304 | 3.6355 | 2.0543 | 1.4167 | 2.6304e-05 | 0 | 3.7264e-05 | 3.7264e-05 | 0 | 0.0033345 | 0.0033345 | 0 | 0.0033345
[79 empty] | WLDFR | HFTD - Distribution - Tier 2 - 5QU CoRE ¦ 1QU LoRE | Non-Red Flag Warning - Large Fires | 2041 | 0 | 6.5028 | 0.81304 | 3.6355 | 2.0543 | 1.4167 | 2.6304e-05 | 0 | 3.7264e-05 | 3.7264e-05 | 0 | 0.0033345 | 0.0033345 | 0 | 0.0033345
[79 empty] | WLDFR | HFTD - Distribution - Tier 2 - 5QU CoRE ¦ 1QU LoRE | Non-Red Flag Warning - Large Fires | 2042 | 0 | 6.5028 | 0.81304 | 3.6355 | 2.0543 | 1.4167 | 2.6304e-05 | 0 | 3.7264e-05 | 3.7264e-05 | 0 | 0.0033345 | 0.0033345 | 0 | 0.0033345
[79 empty] | WLDFR | HFTD - Distribution - Tier 2 - 5QU CoRE ¦ 1QU LoRE | Non-Red Flag Warning - Large Fires | 2043 | 0 | 6.9209 | 0.84944 | 3.8632 | 2.2083 | 1.5229 | 2.6304e-05 | 0 | 4.0058e-05 | 4.0058e-05 | 0 | 0.0034926 | 0.0034926 | 0 | 0.0034926
[79 empty] | WLDFR | HFTD - Distribution - Tier 2 - 5QU CoRE ¦ 1QU LoRE | Non-Red Flag Warning - Large Fires | 2044 | 0 | 6.9209 | 0.84944 | 3.8632 | 2.2083 | 1.5229 | 2.6304e-05 | 0 | 4.0058e-05 | 4.0058e-05 | 0 | 0.0034926 | 0.0034926 | 0 | 0.0034926
[79 empty] | WLDFR | HFTD - Distribution - Tier 2 - 5QU CoRE ¦ 1QU LoRE | Non-Red Flag Warning - Large Fires | 2045 | 0 | 6.9209 | 0.84944 | 3.8632 | 2.2083 | 1.5229 | 2.6304e-05 | 0 | 4.0058e-05 | 4.0058e-05 | 0 | 0.0034926 | 0.0034926 | 0 | 0.0034926
[79 empty] | WLDFR | HFTD - Distribution - Tier 2 - 5QU CoRE ¦ 1QU LoRE | Non-Red Flag Warning - Large Fires | 2046 | 0 | 6.9209 | 0.84944 | 3.8632 | 2.2083 | 1.5229 | 2.6304e-05 | 0 | 4.0058e-05 | 4.0058e-05 | 0 | 0.0034926 | 0.0034926 | 0 | 0.0034926
[79 empty] | WLDFR | HFTD - Distribution - Tier 2 - 5QU CoRE ¦ 1QU LoRE | Non-Red Flag Warning - Large Fires | 2047 | 0 | 6.9209 | 0.84944 | 3.8632 | 2.2083 | 1.5229 | 2.6304e-05 | 0 | 4.0058e-05 | 4.0058e-05 | 0 | 0.0034926 | 0.0034926 | 0 | 0.0034926
[79 empty] | WLDFR | HFTD - Distribution - Tier 2 - 5QU CoRE ¦ 1QU LoRE | Non-Red Flag Warning - Large Fires | 2048 | 0 | 7.3713 | 0.88759 | 4.1075 | 2.3763 | 1.6388 | 2.6304e-05 | 0 | 4.3105e-05 | 4.3105e-05 | 0 | 0.0036642 | 0.0036642 | 0 | 0.0036642
[79 empty] | WLDFR | HFTD - Distribution - Tier 2 - 5QU CoRE ¦ 1QU LoRE | Non-Red Flag Warning - Large Fires | 2049 | 0 | 7.3713 | 0.88759 | 4.1075 | 2.3763 | 1.6388 | 2.6304e-05 | 0 | 4.3105e-05 | 4.3105e-05 | 0 | 0.0036642 | 0.0036642 | 0 | 0.0036642
[79 empty] | WLDFR | HFTD - Distribution - Tier 2 - 5QU CoRE ¦ 1QU LoRE | Non-Red Flag Warning - Large Fires | 2050 | 0 | 7.3713 | 0.88759 | 4.1075 | 2.3763 | 1.6388 | 2.6304e-05 | 0 | 4.3105e-05 | 4.3105e-05 | 0 | 0.0036642 | 0.0036642 | 0 | 0.0036642
[79 empty] | WLDFR | HFTD - Distribution - Tier 2 - 5QU CoRE ¦ 1QU LoRE | Non-Red Flag Warning - Large Fires | 2051 | 0 | 7.3713 | 0.88759 | 4.1075 | 2.3763 | 1.6388 | 2.6304e-05 | 0 | 4.3105e-05 | 4.3105e-05 | 0 | 0.0036642 | 0.0036642 | 0 | 0.0036642
[79 empty] | WLDFR | HFTD - Distribution - Tier 2 - 5QU CoRE ¦ 1QU LoRE | Non-Red Flag Warning - Large Fires | 2052 | 0 | 7.3713 | 0.88759 | 4.1075 | 2.3763 | 1.6388 | 2.6304e-05 | 0 | 4.3105e-05 | 4.3105e-05 | 0 | 0.0036642 | 0.0036642 | 0 | 0.0036642
[79 empty] | WLDFR | HFTD - Distribution - Tier 2 - 5QU CoRE ¦ 1QU LoRE | Non-Red Flag Warning - Large Fires | 2053 | 0 | 7.8503 | 0.92702 | 4.3664 | 2.5569 | 1.7633 | 2.6304e-05 | 0 | 4.6381e-05 | 4.6381e-05 | 0 | 0.003847 | 0.003847 | 0 | 0.003847
[79 empty] | WLDFR | HFTD - Distribution - Tier 2 - 5QU CoRE ¦ 1QU LoRE | Non-Red Flag Warning - Large Fires | 2054 | 0 | 7.8503 | 0.92702 | 4.3664 | 2.5569 | 1.7633 | 2.6304e-05 | 0 | 4.6381e-05 | 4.6381e-05 | 0 | 0.003847 | 0.003847 | 0 | 0.003847
[79 empty] | WLDFR | HFTD - Distribution - Tier 2 - 5QU CoRE ¦ 1QU LoRE | Non-Red Flag Warning - Large Fires | 2055 | 0 | 7.8503 | 0.92702 | 4.3664 | 2.5569 | 1.7633 | 2.6304e-05 | 0 | 4.6381e-05 | 4.6381e-05 | 0 | 0.003847 | 0.003847 | 0 | 0.003847
[79 empty] | WLDFR | HFTD - Distribution - Tier 2 - 5QU CoRE ¦ 1QU LoRE | Non-Red Flag Warning - Small Fires | 2026 | 0 | 0.080408 | 0.03759 | 0.0016314 | 0.041187 | 0.028403 | 0.0099744 | 0 | 0.00028331 | 0.00028331 | 0 | 0.003847 | 0.003847 | 0 | 0.003847
[79 empty] | WLDFR | HFTD - Distribution - Tier 2 - 5QU CoRE ¦ 1QU LoRE | Non-Red Flag Warning - Small Fires | 2027 | 0 | 0.080408 | 0.03759 | 0.0016314 | 0.041187 | 0.028403 | 0.0099744 | 0 | 0.00028331 | 0.00028331 | 0 | 0.003847 | 0.003847 | 0 | 0.003847
[79 empty] | WLDFR | HFTD - Distribution - Tier 2 - 5QU CoRE ¦ 1QU LoRE | Non-Red Flag Warning - Small Fires | 2028 | 0 | 0.083606 | 0.039055 | 0.001695 | 0.042856 | 0.029555 | 0.0099744 | 0 | 0.00029479 | 0.00029479 | 0 | 0.0040386 | 0.0040386 | 0 | 0.0040386
[79 empty] | WLDFR | HFTD - Distribution - Tier 2 - 5QU CoRE ¦ 1QU LoRE | Non-Red Flag Warning - Small Fires | 2029 | 0 | 0.083606 | 0.039055 | 0.001695 | 0.042856 | 0.029555 | 0.0099744 | 0 | 0.00029479 | 0.00029479 | 0 | 0.0040386 | 0.0040386 | 0 | 0.0040386
[79 empty] | WLDFR | HFTD - Distribution - Tier 2 - 5QU CoRE ¦ 1QU LoRE | Non-Red Flag Warning - Small Fires | 2030 | 0 | 0.083606 | 0.039055 | 0.001695 | 0.042856 | 0.029555 | 0.0099744 | 0 | 0.00029479 | 0.00029479 | 0 | 0.0040386 | 0.0040386 | 0 | 0.0040386
[79 empty] | WLDFR | HFTD - Distribution - Tier 2 - 5QU CoRE ¦ 1QU LoRE | Non-Red Flag Warning - Small Fires | 2031 | 0 | 0.083606 | 0.039055 | 0.001695 | 0.042856 | 0.029555 | 0.0099744 | 0 | 0.00029479 | 0.00029479 | 0 | 0.0040386 | 0.0040386 | 0 | 0.0040386
[79 empty] | WLDFR | HFTD - Distribution - Tier 2 - 5QU CoRE ¦ 1QU LoRE | Non-Red Flag Warning - Small Fires | 2032 | 0 | 0.083606 | 0.039055 | 0.001695 | 0.042856 | 0.029555 | 0.0099744 | 0 | 0.00029479 | 0.00029479 | 0 | 0 | 0.0040386 | 0 | 0.0040386
[79 empty] | WLDFR | HFTD - Distribution - Tier 2 - 5QU CoRE ¦ 1QU LoRE | Non-Red Flag Warning - Small Fires | 2033 | 0 | 0.087211 | 0.040679 | 0.0017655 | 0.044766 | 0.030872 | 0.0099744 | 0 | 0.00030793 | 0.00030793 | 0 | 0.00030646 | 0 | 0 | 0
[79 empty] | WLDFR | HFTD - Distribution - Tier 2 - 5QU CoRE ¦ 1QU LoRE | Non-Red Flag Warning - Small Fires | 2034 | 0 | 0.087211 | 0.040679 | 0.0017655 | 0.044766 | 0.030872 | 0.0099744 | 0 | 0.00030793 | 0.00030793 | 0 | 0.00031766 | 0.00031766 | 0 | 0.00031766
[79 empty] | WLDFR | HFTD - Distribution - Tier 2 - 5QU CoRE ¦ 1QU LoRE | Non-Red Flag Warning - Small Fires | 2035 | 0 | 0.087211 | 0.040679 | 0.0017655 | 0.044766 | 0.030872 | 0.0099744 | 0 | 0.00030793 | 0.00030793 | 0 | 0.00031766 | 0.00031766 | 0 | 0.00031766
[79 empty] | WLDFR | HFTD - Distribution - Tier 2 - 5QU CoRE ¦ 1QU LoRE | Non-Red Flag Warning - Small Fires | 2036 | 0 | 0.087211 | 0.040679 | 0.0017655 | 0.044766 | 0.030872 | 0.0099744 | 0 | 0.00030793 | 0.00030793 | 0 | 0.00031766 | 0.00031766 | 0 | 0.00031766
[79 empty] | WLDFR | HFTD - Distribution - Tier 2 - 5QU CoRE ¦ 1QU LoRE | Non-Red Flag Warning - Small Fires | 2037 | 0 | 0.087211 | 0.040679 | 0.0017655 | 0.044766 | 0.030872 | 0.0099744 | 0 | 0.00030793 | 0.00030793 | 0 | 0.00031766 | 0.00031766 | 0 | 0.00031766
[79 empty] | WLDFR | HFTD - Distribution - Tier 2 - 5QU CoRE ¦ 1QU LoRE | Non-Red Flag Warning - Small Fires | 2038 | 0 | 0.091184 | 0.042438 | 0.0018418 | 0.046905 | 0.032347 | 0.0099744 | 0 | 0.00032264 | 0.00032264 | 0 | 0.00031766 | 0.00031766 | 0 | 0.00031766
[79 empty] | WLDFR | HFTD - Distribution - Tier 2 - 5QU CoRE ¦ 1QU LoRE | Non-Red Flag Warning - Small Fires | 2039 | 0 | 0.091184 | 0.042438 | 0.0018418 | 0.046905 | 0.032347 | 0.0099744 | 0 | 0.00032264 | 0.00032264 | 0 | 0.00033175 | 0.00033175 | 0 | 0.00033175
[79 empty] | WLDFR | HFTD - Distribution - Tier 2 - 5QU CoRE ¦ 1QU LoRE | Non-Red Flag Warning - Small Fires | 2040 | 0 | 0.091184 | 0.042438 | 0.0018418 | 0.046905 | 0.032347 | 0.0099744 | 0 | 0.00032264 | 0.00032264 | 0 | 0.00033175 | 0.00033175 | 0 | 0.00033175
[79 empty] | WLDFR | HFTD - Distribution - Tier 2 - 5QU CoRE ¦ 1QU LoRE | Non-Red Flag Warning - Small Fires | 2041 | 0 | 0.091184 | 0.042438 | 0.0018418 | 0.046905 | 0.032347 | 0.0099744 | 0 | 0.00032264 | 0.00032264 | 0 | 0.00033175 | 0.00033175 | 0 | 0.00033175
[79 empty] | WLDFR | HFTD - Distribution - Tier 2 - 5QU CoRE ¦ 1QU LoRE | Non-Red Flag Warning - Small Fires | 2042 | 0 | 0.091184 | 0.042438 | 0.0018418 | 0.046905 | 0.032347 | 0.0099744 | 0 | 0.00032264 | 0.00032264 | 0 | 0.00033175 | 0.00033175 | 0 | 0.00033175
[79 empty] | WLDFR | HFTD - Distribution - Tier 2 - 5QU CoRE ¦ 1QU LoRE | Non-Red Flag Warning - Small Fires | 2043 | 0 | 0.095486 | 0.044306 | 0.0019228 | 0.049257 | 0.033969 | 0.0099744 | 0 | 0.00033882 | 0.00033882 | 0 | 0.00033175 | 0.00033175 | 0 | 0.00033175
[79 empty] | WLDFR | HFTD - Distribution - Tier 2 - 5QU CoRE ¦ 1QU LoRE | Non-Red Flag Warning - Small Fires | 2044 | 0 | 0.095486 | 0.044306 | 0.0019228 | 0.049257 | 0.033969 | 0.0099744 | 0 | 0.00033882 | 0.00033882 | 0 | 0.00034741 | 0.00034741 | 0 | 0.00034741
[79 empty] | WLDFR | HFTD - Distribution - Tier 2 - 5QU CoRE ¦ 1QU LoRE | Non-Red Flag Warning - Small Fires | 2045 | 0 | 0.095486 | 0.044306 | 0.0019228 | 0.049257 | 0.033969 | 0.0099744 | 0 | 0.00033882 | 0.00033882 | 0 | 0.00034741 | 0.00034741 | 0 | 0.00034741
[79 empty] | WLDFR | HFTD - Distribution - Tier 2 - 5QU CoRE ¦ 1QU LoRE | Non-Red Flag Warning - Small Fires | 2046 | 0 | 0.095486 | 0.044306 | 0.0019228 | 0.049257 | 0.033969 | 0.0099744 | 0 | 0.00033882 | 0.00033882 | 0 | 0.00034741 | 0.00034741 | 0 | 0.00034741
[79 empty] | WLDFR | HFTD - Distribution - Tier 2 - 5QU CoRE ¦ 1QU LoRE | Non-Red Flag Warning - Small Fires | 2047 | 0 | 0.095486 | 0.044306 | 0.0019228 | 0.049257 | 0.033969 | 0.0099744 | 0 | 0.00033882 | 0.00033882 | 0 | 0.00034741 | 0.00034741 | 0 | 0.00034741
[79 empty] | WLDFR | HFTD - Distribution - Tier 2 - 5QU CoRE ¦ 1QU LoRE | Non-Red Flag Warning - Small Fires | 2048 | 0 | 0.10007 | 0.04626 | 0.0020076 | 0.051804 | 0.035726 | 0.0099744 | 0 | 0.00035634 | 0.00035634 | 0 | 0.00034741 | 0.00034741 | 0 | 0.00034741
[79 empty] | WLDFR | HFTD - Distribution - Tier 2 - 5QU CoRE ¦ 1QU LoRE | Non-Red Flag Warning - Small Fires | 2049 | 0 | 0.10007 | 0.04626 | 0.0020076 | 0.051804 | 0.035726 | 0.0099744 | 0 | 0.00035634 | 0.00035634 | 0 | 0.00036439 | 0.00036439 | 0 | 0.00036439
[79 empty] | WLDFR | HFTD - Distribution - Tier 2 - 5QU CoRE ¦ 1QU LoRE | Non-Red Flag Warning - Small Fires | 2050 | 0 | 0.10007 | 0.04626 | 0.0020076 | 0.051804 | 0.035726 | 0.0099744 | 0 | 0.00035634 | 0.00035634 | 0 | 0.00036439 | 0.00036439 | 0 | 0.00036439
[79 empty] | WLDFR | HFTD - Distribution - Tier 2 - 5QU CoRE ¦ 1QU LoRE | Non-Red Flag Warning - Small Fires | 2051 | 0 | 0.10007 | 0.04626 | 0.0020076 | 0.051804 | 0.035726 | 0.0099744 | 0 | 0.00035634 | 0.00035634 | 0 | 0.00036439 | 0.00036439 | 0 | 0.00036439
[79 empty] | WLDFR | HFTD - Distribution - Tier 2 - 5QU CoRE ¦ 1QU LoRE | Non-Red Flag Warning - Small Fires | 2052 | 0 | 0.10007 | 0.04626 | 0.0020076 | 0.051804 | 0.035726 | 0.0099744 | 0 | 0.00035634 | 0.00035634 | 0 | 0.00036439 | 0.00036439 | 0 | 0.00036439
[79 empty] | WLDFR | HFTD - Distribution - Tier 2 - 5QU CoRE ¦ 1QU LoRE | Non-Red Flag Warning - Small Fires | 2053 | 0 | 0.10489 | 0.048274 | 0.002095 | 0.054525 | 0.037602 | 0.0099744 | 0 | 0.00037506 | 0.00037506 | 0 | 0.00036439 | 0.00036439 | 0 | 0.00036439
[79 empty] | WLDFR | HFTD - Distribution - Tier 2 - 5QU CoRE ¦ 1QU LoRE | Non-Red Flag Warning - Small Fires | 2054 | 0 | 0.10489 | 0.048274 | 0.002095 | 0.054525 | 0.037602 | 0.0099744 | 0 | 0.00037506 | 0.00037506 | 0 | 0.00038246 | 0.00038246 | 0 | 0.00038246
[79 empty] | WLDFR | HFTD - Distribution - Tier 2 - 5QU CoRE ¦ 1QU LoRE | Non-Red Flag Warning - Small Fires | 2055 | 0 | 0.10489 | 0.048274 | 0.002095 | 0.054525 | 0.037602 | 0.0099744 | 0 | 0.00037506 | 0.00037506 | 0 | 0.00038246 | 0.00038246 | 0 | 0.00038246
[79 empty] | WLDFR | HFTD - Distribution - Tier 2 - 5QU CoRE ¦ 1QU LoRE | Red Flag Warning - Catastrophic Fires | 2026 | 0 | 14664.6376 | 233.2301 | 8896.516 | 5534.8915 | 3817.0051 | 2.6434e-06 | 0 | 0.01009 | 0.01009 | 0 | 0.00038246 | 0.00038246 | 0 | 0.00038246
[79 empty] | WLDFR | HFTD - Distribution - Tier 2 - 5QU CoRE ¦ 1QU LoRE | Red Flag Warning - Catastrophic Fires | 2027 | 0 | 14664.6376 | 233.2301 | 8896.516 | 5534.8915 | 3817.0051 | 2.6434e-06 | 0 | 0.01009 | 0.01009 | 0 | 0.00038246 | 0.00038246 | 0 | 0.00038246
[79 empty] | WLDFR | HFTD - Distribution - Tier 2 - 5QU CoRE ¦ 1QU LoRE | Red Flag Warning - Catastrophic Fires | 2028 | 0 | 15317.9909 | 247.273 | 9287.6491 | 5783.0689 | 3988.1546 | 2.6434e-06 | 0 | 0.010542 | 0.010542 | 0 | 0.00038246 | 0.00038246 | 0 | 0.00038246
[79 empty] | WLDFR | HFTD - Distribution - Tier 2 - 5QU CoRE ¦ 1QU LoRE | Red Flag Warning - Catastrophic Fires | 2029 | 0 | 15317.9909 | 247.273 | 9287.6491 | 5783.0689 | 3988.1546 | 2.6434e-06 | 0 | 0.010542 | 0.010542 | 0 | 0.00040138 | 0.00040138 | 0 | 0.00040138
[79 empty] | WLDFR | HFTD - Distribution - Tier 2 - 5QU CoRE ¦ 1QU LoRE | Red Flag Warning - Catastrophic Fires | 2030 | 0 | 15317.9909 | 247.273 | 9287.6491 | 5783.0689 | 3988.1546 | 2.6434e-06 | 0 | 0.010542 | 0.010542 | 0 | 0.00040138 | 0.00040138 | 0 | 0.00040138
[79 empty] | WLDFR | HFTD - Distribution - Tier 2 - 5QU CoRE ¦ 1QU LoRE | Red Flag Warning - Catastrophic Fires | 2031 | 0 | 15317.9909 | 247.273 | 9287.6491 | 5783.0689 | 3988.1546 | 2.6434e-06 | 0 | 0.010542 | 0.010542 | 0 | 0.00040138 | 0.00040138 | 0 | 0.00040138
[79 empty] | WLDFR | HFTD - Distribution - Tier 2 - 5QU CoRE ¦ 1QU LoRE | Red Flag Warning - Catastrophic Fires | 2032 | 0 | 15317.9909 | 247.273 | 9287.6491 | 5783.0689 | 3988.1546 | 2.6434e-06 | 0 | 0.010542 | 0.010542 | 0 | 0.00040138 | 0.00040138 | 0 | 0.00040138
[79 empty] | WLDFR | HFTD - Distribution - Tier 2 - 5QU CoRE ¦ 1QU LoRE | Red Flag Warning - Catastrophic Fires | 2033 | 0 | 16044.1264 | 263.1074 | 9721.74 | 6059.2791 | 4178.6364 | 2.6434e-06 | 0 | 0.011046 | 0.011046 | 0 | 0 | 0.00040138 | 0 | 0.00040138
[79 empty] | WLDFR | HFTD - Distribution - Tier 2 - 5QU CoRE ¦ 1QU LoRE | Red Flag Warning - Catastrophic Fires | 2034 | 0 | 16044.1264 | 263.1074 | 9721.74 | 6059.2791 | 4178.6364 | 2.6434e-06 | 0 | 0.011046 | 0.011046 | 0 | 3.6082e-06 | 0 | 0 | 0
[79 empty] | WLDFR | HFTD - Distribution - Tier 2 - 5QU CoRE ¦ 1QU LoRE | Red Flag Warning - Catastrophic Fires | 2035 | 0 | 16044.1264 | 263.1074 | 9721.74 | 6059.2791 | 4178.6364 | 2.6434e-06 | 0 | 0.011046 | 0.011046 | 0 | 3.7697e-06 | 3.7697e-06 | 0 | 3.7697e-06
[79 empty] | WLDFR | HFTD - Distribution - Tier 2 - 5QU CoRE ¦ 1QU LoRE | Red Flag Warning - Catastrophic Fires | 2036 | 0 | 16044.1264 | 263.1074 | 9721.74 | 6059.2791 | 4178.6364 | 2.6434e-06 | 0 | 0.011046 | 0.011046 | 0 | 3.7697e-06 | 3.7697e-06 | 0 | 3.7697e-06
[79 empty] | WLDFR | HFTD - Distribution - Tier 2 - 5QU CoRE ¦ 1QU LoRE | Red Flag Warning - Catastrophic Fires | 2037 | 0 | 16044.1264 | 263.1074 | 9721.74 | 6059.2791 | 4178.6364 | 2.6434e-06 | 0 | 0.011046 | 0.011046 | 0 | 3.7697e-06 | 3.7697e-06 | 0 | 3.7697e-06
[79 empty] | WLDFR | HFTD - Distribution - Tier 2 - 5QU CoRE ¦ 1QU LoRE | Red Flag Warning - Catastrophic Fires | 2038 | 0 | 16832.3912 | 280.5544 | 10192.2718 | 6359.5651 | 4385.7214 | 2.6434e-06 | 0 | 0.011593 | 0.011593 | 0 | 3.7697e-06 | 3.7697e-06 | 0 | 3.7697e-06
[79 empty] | WLDFR | HFTD - Distribution - Tier 2 - 5QU CoRE ¦ 1QU LoRE | Red Flag Warning - Catastrophic Fires | 2039 | 0 | 16832.3912 | 280.5544 | 10192.2718 | 6359.5651 | 4385.7214 | 2.6434e-06 | 0 | 0.011593 | 0.011593 | 0 | 3.7697e-06 | 3.7697e-06 | 0 | 3.7697e-06
[79 empty] | WLDFR | HFTD - Distribution - Tier 2 - 5QU CoRE ¦ 1QU LoRE | Red Flag Warning - Catastrophic Fires | 2040 | 0 | 16832.3912 | 280.5544 | 10192.2718 | 6359.5651 | 4385.7214 | 2.6434e-06 | 0 | 0.011593 | 0.011593 | 0 | 3.9776e-06 | 3.9776e-06 | 0 | 3.9776e-06
[79 empty] | WLDFR | HFTD - Distribution - Tier 2 - 5QU CoRE ¦ 1QU LoRE | Red Flag Warning - Catastrophic Fires | 2041 | 0 | 16832.3912 | 280.5544 | 10192.2718 | 6359.5651 | 4385.7214 | 2.6434e-06 | 0 | 0.011593 | 0.011593 | 0 | 3.9776e-06 | 3.9776e-06 | 0 | 3.9776e-06
[79 empty] | WLDFR | HFTD - Distribution - Tier 2 - 5QU CoRE ¦ 1QU LoRE | Red Flag Warning - Catastrophic Fires | 2042 | 0 | 16832.3912 | 280.5544 | 10192.2718 | 6359.5651 | 4385.7214 | 2.6434e-06 | 0 | 0.011593 | 0.011593 | 0 | 3.9776e-06 | 3.9776e-06 | 0 | 3.9776e-06
[79 empty] | WLDFR | HFTD - Distribution - Tier 2 - 5QU CoRE ¦ 1QU LoRE | Red Flag Warning - Catastrophic Fires | 2043 | 0 | 17672.0852 | 299.42 | 10692.7362 | 6679.929 | 4606.6527 | 2.6434e-06 | 0 | 0.012177 | 0.012177 | 0 | 3.9776e-06 | 3.9776e-06 | 0 | 3.9776e-06
[79 empty] | WLDFR | HFTD - Distribution - Tier 2 - 5QU CoRE ¦ 1QU LoRE | Red Flag Warning - Catastrophic Fires | 2044 | 0 | 17672.0852 | 299.42 | 10692.7362 | 6679.929 | 4606.6527 | 2.6434e-06 | 0 | 0.012177 | 0.012177 | 0 | 3.9776e-06 | 3.9776e-06 | 0 | 3.9776e-06
[79 empty] | WLDFR | HFTD - Distribution - Tier 2 - 5QU CoRE ¦ 1QU LoRE | Red Flag Warning - Catastrophic Fires | 2045 | 0 | 17672.0852 | 299.42 | 10692.7362 | 6679.929 | 4606.6527 | 2.6434e-06 | 0 | 0.012177 | 0.012177 | 0 | 4.2141e-06 | 4.2141e-06 | 0 | 4.2141e-06
[79 empty] | WLDFR | HFTD - Distribution - Tier 2 - 5QU CoRE ¦ 1QU LoRE | Red Flag Warning - Catastrophic Fires | 2046 | 0 | 17672.0852 | 299.42 | 10692.7362 | 6679.929 | 4606.6527 | 2.6434e-06 | 0 | 0.012177 | 0.012177 | 0 | 4.2141e-06 | 4.2141e-06 | 0 | 4.2141e-06
[79 empty] | WLDFR | HFTD - Distribution - Tier 2 - 5QU CoRE ¦ 1QU LoRE | Red Flag Warning - Catastrophic Fires | 2047 | 0 | 17672.0852 | 299.42 | 10692.7362 | 6679.929 | 4606.6527 | 2.6434e-06 | 0 | 0.012177 | 0.012177 | 0 | 4.2141e-06 | 4.2141e-06 | 0 | 4.2141e-06
[79 empty] | WLDFR | HFTD - Distribution - Tier 2 - 5QU CoRE ¦ 1QU LoRE | Red Flag Warning - Catastrophic Fires | 2048 | 0 | 18552.3348 | 319.4911 | 11216.5626 | 7016.281 | 4838.6098 | 2.6434e-06 | 0 | 0.01279 | 0.01279 | 0 | 4.2141e-06 | 4.2141e-06 | 0 | 4.2141e-06
[79 empty] | WLDFR | HFTD - Distribution - Tier 2 - 5QU CoRE ¦ 1QU LoRE | Red Flag Warning - Catastrophic Fires | 2049 | 0 | 18552.3348 | 319.4911 | 11216.5626 | 7016.281 | 4838.6098 | 2.6434e-06 | 0 | 0.01279 | 0.01279 | 0 | 4.2141e-06 | 4.2141e-06 | 0 | 4.2141e-06
[79 empty] | WLDFR | HFTD - Distribution - Tier 2 - 5QU CoRE ¦ 1QU LoRE | Red Flag Warning - Catastrophic Fires | 2050 | 0 | 18552.3348 | 319.4911 | 11216.5626 | 7016.281 | 4838.6098 | 2.6434e-06 | 0 | 0.01279 | 0.01279 | 0 | 4.4773e-06 | 4.4773e-06 | 0 | 4.4773e-06
[79 empty] | WLDFR | HFTD - Distribution - Tier 2 - 5QU CoRE ¦ 1QU LoRE | Red Flag Warning - Catastrophic Fires | 2051 | 0 | 18552.3348 | 319.4911 | 11216.5626 | 7016.281 | 4838.6098 | 2.6434e-06 | 0 | 0.01279 | 0.01279 | 0 | 4.4773e-06 | 4.4773e-06 | 0 | 4.4773e-06
[79 empty] | WLDFR | HFTD - Distribution - Tier 2 - 5QU CoRE ¦ 1QU LoRE | Red Flag Warning - Catastrophic Fires | 2052 | 0 | 18552.3348 | 319.4911 | 11216.5626 | 7016.281 | 4838.6098 | 2.6434e-06 | 0 | 0.01279 | 0.01279 | 0 | 4.4773e-06 | 4.4773e-06 | 0 | 4.4773e-06
[79 empty] | WLDFR | HFTD - Distribution - Tier 2 - 5QU CoRE ¦ 1QU LoRE | Red Flag Warning - Catastrophic Fires | 2053 | 0 | 19462.1283 | 340.5356 | 11757.1413 | 7364.4514 | 5078.7171 | 2.6434e-06 | 0 | 0.013425 | 0.013425 | 0 | 4.4773e-06 | 4.4773e-06 | 0 | 4.4773e-06
[79 empty] | WLDFR | HFTD - Distribution - Tier 2 - 5QU CoRE ¦ 1QU LoRE | Red Flag Warning - Catastrophic Fires | 2054 | 0 | 19462.1283 | 340.5356 | 11757.1413 | 7364.4514 | 5078.7171 | 2.6434e-06 | 0 | 0.013425 | 0.013425 | 0 | 4.4773e-06 | 4.4773e-06 | 0 | 4.4773e-06
[79 empty] | WLDFR | HFTD - Distribution - Tier 2 - 5QU CoRE ¦ 1QU LoRE | Red Flag Warning - Catastrophic Fires | 2055 | 0 | 19462.1283 | 340.5356 | 11757.1413 | 7364.4514 | 5078.7171 | 2.6434e-06 | 0 | 0.013425 | 0.013425 | 0 | 4.7652e-06 | 4.7652e-06 | 0 | 4.7652e-06
[79 empty] | WLDFR | HFTD - Distribution - Tier 2 - 5QU CoRE ¦ 1QU LoRE | Red Flag Warning - Large Fires | 2026 | 0 | 5.475 | 0.71896 | 3.0715 | 1.6846 | 1.1617 | 4.0281e-05 | 0 | 4.6796e-05 | 4.6796e-05 | 0 | 4.7652e-06 | 4.7652e-06 | 0 | 4.7652e-06
[79 empty] | WLDFR | HFTD - Distribution - Tier 2 - 5QU CoRE ¦ 1QU LoRE | Red Flag Warning - Large Fires | 2027 | 0 | 5.475 | 0.71896 | 3.0715 | 1.6846 | 1.1617 | 4.0281e-05 | 0 | 4.6796e-05 | 4.6796e-05 | 0 | 4.7652e-06 | 4.7652e-06 | 0 | 4.7652e-06
[79 empty] | WLDFR | HFTD - Distribution - Tier 2 - 5QU CoRE ¦ 1QU LoRE | Red Flag Warning - Large Fires | 2028 | 0 | 5.777 | 0.74734 | 3.238 | 1.7917 | 1.2356 | 4.0281e-05 | 0 | 4.9772e-05 | 4.9772e-05 | 0 | 4.7652e-06 | 4.7652e-06 | 0 | 4.7652e-06
[79 empty] | WLDFR | HFTD - Distribution - Tier 2 - 5QU CoRE ¦ 1QU LoRE | Red Flag Warning - Large Fires | 2029 | 0 | 5.777 | 0.74734 | 3.238 | 1.7917 | 1.2356 | 4.0281e-05 | 0 | 4.9772e-05 | 4.9772e-05 | 0 | 4.7652e-06 | 4.7652e-06 | 0 | 4.7652e-06
[79 empty] | WLDFR | HFTD - Distribution - Tier 2 - 5QU CoRE ¦ 1QU LoRE | Red Flag Warning - Large Fires | 2030 | 0 | 5.777 | 0.74734 | 3.238 | 1.7917 | 1.2356 | 4.0281e-05 | 0 | 4.9772e-05 | 4.9772e-05 | 0 | 5.0753e-06 | 5.0753e-06 | 0 | 5.0753e-06
[79 empty] | WLDFR | HFTD - Distribution - Tier 2 - 5QU CoRE ¦ 1QU LoRE | Red Flag Warning - Large Fires | 2031 | 0 | 5.777 | 0.74734 | 3.238 | 1.7917 | 1.2356 | 4.0281e-05 | 0 | 4.9772e-05 | 4.9772e-05 | 0 | 5.0753e-06 | 5.0753e-06 | 0 | 5.0753e-06
[79 empty] | WLDFR | HFTD - Distribution - Tier 2 - 5QU CoRE ¦ 1QU LoRE | Red Flag Warning - Large Fires | 2032 | 0 | 5.777 | 0.74734 | 3.238 | 1.7917 | 1.2356 | 4.0281e-05 | 0 | 4.9772e-05 | 4.9772e-05 | 0 | 5.0753e-06 | 5.0753e-06 | 0 | 5.0753e-06
[79 empty] | WLDFR | HFTD - Distribution - Tier 2 - 5QU CoRE ¦ 1QU LoRE | Red Flag Warning - Large Fires | 2033 | 0 | 6.1205 | 0.77885 | 3.4265 | 1.9151 | 1.3207 | 4.0281e-05 | 0 | 5.32e-05 | 5.32e-05 | 0 | 5.0753e-06 | 5.0753e-06 | 0 | 5.0753e-06
[79 empty] | WLDFR | HFTD - Distribution - Tier 2 - 5QU CoRE ¦ 1QU LoRE | Red Flag Warning - Large Fires | 2034 | 0 | 6.1205 | 0.77885 | 3.4265 | 1.9151 | 1.3207 | 4.0281e-05 | 0 | 5.32e-05 | 5.32e-05 | 0 | 0 | 5.0753e-06 | 0 | 5.0753e-06
[79 empty] | WLDFR | HFTD - Distribution - Tier 2 - 5QU CoRE ¦ 1QU LoRE | Red Flag Warning - Large Fires | 2035 | 0 | 6.1205 | 0.77885 | 3.4265 | 1.9151 | 1.3207 | 4.0281e-05 | 0 | 5.32e-05 | 5.32e-05 | 0 | 8.0172e-07 | 0 | 0 | 0
[79 empty] | WLDFR | HFTD - Distribution - Tier 2 - 5QU CoRE ¦ 1QU LoRE | Red Flag Warning - Large Fires | 2036 | 0 | 6.1205 | 0.77885 | 3.4265 | 1.9151 | 1.3207 | 4.0281e-05 | 0 | 5.32e-05 | 5.32e-05 | 0 | 8.2753e-07 | 8.2753e-07 | 0 | 8.2753e-07
[79 empty] | WLDFR | HFTD - Distribution - Tier 2 - 5QU CoRE ¦ 1QU LoRE | Red Flag Warning - Large Fires | 2037 | 0 | 6.1205 | 0.77885 | 3.4265 | 1.9151 | 1.3207 | 4.0281e-05 | 0 | 5.32e-05 | 5.32e-05 | 0 | 8.2753e-07 | 8.2753e-07 | 0 | 8.2753e-07
[79 empty] | WLDFR | HFTD - Distribution - Tier 2 - 5QU CoRE ¦ 1QU LoRE | Red Flag Warning - Large Fires | 2038 | 0 | 6.5028 | 0.81304 | 3.6355 | 2.0543 | 1.4167 | 4.0281e-05 | 0 | 5.7065e-05 | 5.7065e-05 | 0 | 8.2753e-07 | 8.2753e-07 | 0 | 8.2753e-07
[79 empty] | WLDFR | HFTD - Distribution - Tier 2 - 5QU CoRE ¦ 1QU LoRE | Red Flag Warning - Large Fires | 2039 | 0 | 6.5028 | 0.81304 | 3.6355 | 2.0543 | 1.4167 | 4.0281e-05 | 0 | 5.7065e-05 | 5.7065e-05 | 0 | 8.2753e-07 | 8.2753e-07 | 0 | 8.2753e-07
[79 empty] | WLDFR | HFTD - Distribution - Tier 2 - 5QU CoRE ¦ 1QU LoRE | Red Flag Warning - Large Fires | 2040 | 0 | 6.5028 | 0.81304 | 3.6355 | 2.0543 | 1.4167 | 4.0281e-05 | 0 | 5.7065e-05 | 5.7065e-05 | 0 | 8.2753e-07 | 8.2753e-07 | 0 | 8.2753e-07
[79 empty] | WLDFR | HFTD - Distribution - Tier 2 - 5QU CoRE ¦ 1QU LoRE | Red Flag Warning - Large Fires | 2041 | 0 | 6.5028 | 0.81304 | 3.6355 | 2.0543 | 1.4167 | 4.0281e-05 | 0 | 5.7065e-05 | 5.7065e-05 | 0 | 8.6045e-07 | 8.6045e-07 | 0 | 8.6045e-07
[79 empty] | WLDFR | HFTD - Distribution - Tier 2 - 5QU CoRE ¦ 1QU LoRE | Red Flag Warning - Large Fires | 2042 | 0 | 6.5028 | 0.81304 | 3.6355 | 2.0543 | 1.4167 | 4.0281e-05 | 0 | 5.7065e-05 | 5.7065e-05 | 0 | 8.6045e-07 | 8.6045e-07 | 0 | 8.6045e-07
[79 empty] | WLDFR | HFTD - Distribution - Tier 2 - 5QU CoRE ¦ 1QU LoRE | Red Flag Warning - Large Fires | 2043 | 0 | 6.9209 | 0.84944 | 3.8632 | 2.2083 | 1.5229 | 4.0281e-05 | 0 | 6.1345e-05 | 6.1345e-05 | 0 | 8.6045e-07 | 8.6045e-07 | 0 | 8.6045e-07
[79 empty] | WLDFR | HFTD - Distribution - Tier 2 - 5QU CoRE ¦ 1QU LoRE | Red Flag Warning - Large Fires | 2044 | 0 | 6.9209 | 0.84944 | 3.8632 | 2.2083 | 1.5229 | 4.0281e-05 | 0 | 6.1345e-05 | 6.1345e-05 | 0 | 8.6045e-07 | 8.6045e-07 | 0 | 8.6045e-07
[79 empty] | WLDFR | HFTD - Distribution - Tier 2 - 5QU CoRE ¦ 1QU LoRE | Red Flag Warning - Large Fires | 2045 | 0 | 6.9209 | 0.84944 | 3.8632 | 2.2083 | 1.5229 | 4.0281e-05 | 0 | 6.1345e-05 | 6.1345e-05 | 0 | 8.6045e-07 | 8.6045e-07 | 0 | 8.6045e-07
[79 empty] | WLDFR | HFTD - Distribution - Tier 2 - 5QU CoRE ¦ 1QU LoRE | Red Flag Warning - Large Fires | 2046 | 0 | 6.9209 | 0.84944 | 3.8632 | 2.2083 | 1.5229 | 4.0281e-05 | 0 | 6.1345e-05 | 6.1345e-05 | 0 | 8.9754e-07 | 8.9754e-07 | 0 | 8.9754e-07
[79 empty] | WLDFR | HFTD - Distribution - Tier 2 - 5QU CoRE ¦ 1QU LoRE | Red Flag Warning - Large Fires | 2047 | 0 | 6.9209 | 0.84944 | 3.8632 | 2.2083 | 1.5229 | 4.0281e-05 | 0 | 6.1345e-05 | 6.1345e-05 | 0 | 8.9754e-07 | 8.9754e-07 | 0 | 8.9754e-07
[79 empty] | WLDFR | HFTD - Distribution - Tier 2 - 5QU CoRE ¦ 1QU LoRE | Red Flag Warning - Large Fires | 2048 | 0 | 7.3713 | 0.88759 | 4.1075 | 2.3763 | 1.6388 | 4.0281e-05 | 0 | 6.6011e-05 | 6.6011e-05 | 0 | 8.9754e-07 | 8.9754e-07 | 0 | 8.9754e-07
[79 empty] | WLDFR | HFTD - Distribution - Tier 2 - 5QU CoRE ¦ 1QU LoRE | Red Flag Warning - Large Fires | 2049 | 0 | 7.3713 | 0.88759 | 4.1075 | 2.3763 | 1.6388 | 4.0281e-05 | 0 | 6.6011e-05 | 6.6011e-05 | 0 | 8.9754e-07 | 8.9754e-07 | 0 | 8.9754e-07
[79 empty] | WLDFR | HFTD - Distribution - Tier 2 - 5QU CoRE ¦ 1QU LoRE | Red Flag Warning - Large Fires | 2050 | 0 | 7.3713 | 0.88759 | 4.1075 | 2.3763 | 1.6388 | 4.0281e-05 | 0 | 6.6011e-05 | 6.6011e-05 | 0 | 8.9754e-07 | 8.9754e-07 | 0 | 8.9754e-07
[79 empty] | WLDFR | HFTD - Distribution - Tier 2 - 5QU CoRE ¦ 1QU LoRE | Red Flag Warning - Large Fires | 2051 | 0 | 7.3713 | 0.88759 | 4.1075 | 2.3763 | 1.6388 | 4.0281e-05 | 0 | 6.6011e-05 | 6.6011e-05 | 0 | 9.3843e-07 | 9.3843e-07 | 0 | 9.3843e-07
[79 empty] | WLDFR | HFTD - Distribution - Tier 2 - 5QU CoRE ¦ 1QU LoRE | Red Flag Warning - Large Fires | 2052 | 0 | 7.3713 | 0.88759 | 4.1075 | 2.3763 | 1.6388 | 4.0281e-05 | 0 | 6.6011e-05 | 6.6011e-05 | 0 | 9.3843e-07 | 9.3843e-07 | 0 | 9.3843e-07
[79 empty] | WLDFR | HFTD - Distribution - Tier 2 - 5QU CoRE ¦ 1QU LoRE | Red Flag Warning - Large Fires | 2053 | 0 | 7.8503 | 0.92702 | 4.3664 | 2.5569 | 1.7633 | 4.0281e-05 | 0 | 7.1027e-05 | 7.1027e-05 | 0 | 9.3843e-07 | 9.3843e-07 | 0 | 9.3843e-07
[79 empty] | WLDFR | HFTD - Distribution - Tier 2 - 5QU CoRE ¦ 1QU LoRE | Red Flag Warning - Large Fires | 2054 | 0 | 7.8503 | 0.92702 | 4.3664 | 2.5569 | 1.7633 | 4.0281e-05 | 0 | 7.1027e-05 | 7.1027e-05 | 0 | 9.3843e-07 | 9.3843e-07 | 0 | 9.3843e-07
[79 empty] | WLDFR | HFTD - Distribution - Tier 2 - 5QU CoRE ¦ 1QU LoRE | Red Flag Warning - Large Fires | 2055 | 0 | 7.8503 | 0.92702 | 4.3664 | 2.5569 | 1.7633 | 4.0281e-05 | 0 | 7.1027e-05 | 7.1027e-05 | 0 | 9.3843e-07 | 9.3843e-07 | 0 | 9.3843e-07
[79 empty] | WLDFR | HFTD - Distribution - Tier 2 - 5QU CoRE ¦ 1QU LoRE | Red Flag Warning - Small Fires | 2026 | 0 | 0.080408 | 0.03759 | 0.0016314 | 0.041187 | 0.028403 | 0.0010988 | 0 | 3.121e-05 | 3.121e-05 | 0 | 9.827e-07 | 9.827e-07 | 0 | 9.827e-07
[79 empty] | WLDFR | HFTD - Distribution - Tier 2 - 5QU CoRE ¦ 1QU LoRE | Red Flag Warning - Small Fires | 2027 | 0 | 0.080408 | 0.03759 | 0.0016314 | 0.041187 | 0.028403 | 0.0010988 | 0 | 3.121e-05 | 3.121e-05 | 0 | 9.827e-07 | 9.827e-07 | 0 | 9.827e-07
[79 empty] | WLDFR | HFTD - Distribution - Tier 2 - 5QU CoRE ¦ 1QU LoRE | Red Flag Warning - Small Fires | 2028 | 0 | 0.083606 | 0.039055 | 0.001695 | 0.042856 | 0.029555 | 0.0010988 | 0 | 3.2475e-05 | 3.2475e-05 | 0 | 9.827e-07 | 9.827e-07 | 0 | 9.827e-07
[79 empty] | WLDFR | HFTD - Distribution - Tier 2 - 5QU CoRE ¦ 1QU LoRE | Red Flag Warning - Small Fires | 2029 | 0 | 0.083606 | 0.039055 | 0.001695 | 0.042856 | 0.029555 | 0.0010988 | 0 | 3.2475e-05 | 3.2475e-05 | 0 | 9.827e-07 | 9.827e-07 | 0 | 9.827e-07
[79 empty] | WLDFR | HFTD - Distribution - Tier 2 - 5QU CoRE ¦ 1QU LoRE | Red Flag Warning - Small Fires | 2030 | 0 | 0.083606 | 0.039055 | 0.001695 | 0.042856 | 0.029555 | 0.0010988 | 0 | 3.2475e-05 | 3.2475e-05 | 0 | 9.827e-07 | 9.827e-07 | 0 | 9.827e-07
[79 empty] | WLDFR | HFTD - Distribution - Tier 2 - 5QU CoRE ¦ 1QU LoRE | Red Flag Warning - Small Fires | 2031 | 0 | 0.083606 | 0.039055 | 0.001695 | 0.042856 | 0.029555 | 0.0010988 | 0 | 3.2475e-05 | 3.2475e-05 | 0 | 1.0299e-06 | 1.0299e-06 | 0 | 1.0299e-06
[79 empty] | WLDFR | HFTD - Distribution - Tier 2 - 5QU CoRE ¦ 1QU LoRE | Red Flag Warning - Small Fires | 2032 | 0 | 0.083606 | 0.039055 | 0.001695 | 0.042856 | 0.029555 | 0.0010988 | 0 | 3.2475e-05 | 3.2475e-05 | 0 | 1.0299e-06 | 1.0299e-06 | 0 | 1.0299e-06
[79 empty] | WLDFR | HFTD - Distribution - Tier 2 - 5QU CoRE ¦ 1QU LoRE | Red Flag Warning - Small Fires | 2033 | 0 | 0.087211 | 0.040679 | 0.0017655 | 0.044766 | 0.030872 | 0.0010988 | 0 | 3.3922e-05 | 3.3922e-05 | 0 | 1.0299e-06 | 1.0299e-06 | 0 | 1.0299e-06
[79 empty] | WLDFR | HFTD - Distribution - Tier 2 - 5QU CoRE ¦ 1QU LoRE | Red Flag Warning - Small Fires | 2034 | 0 | 0.087211 | 0.040679 | 0.0017655 | 0.044766 | 0.030872 | 0.0010988 | 0 | 3.3922e-05 | 3.3922e-05 | 0 | 1.0299e-06 | 1.0299e-06 | 0 | 1.0299e-06
[79 empty] | WLDFR | HFTD - Distribution - Tier 2 - 5QU CoRE ¦ 1QU LoRE | Red Flag Warning - Small Fires | 2035 | 0 | 0.087211 | 0.040679 | 0.0017655 | 0.044766 | 0.030872 | 0.0010988 | 0 | 3.3922e-05 | 3.3922e-05 | 0 | 0 | 1.0299e-06 | 0 | 1.0299e-06
[79 empty] | WLDFR | HFTD - Distribution - Tier 2 - 5QU CoRE ¦ 1QU LoRE | Red Flag Warning - Small Fires | 2036 | 0 | 0.087211 | 0.040679 | 0.0017655 | 0.044766 | 0.030872 | 0.0010988 | 0 | 3.3922e-05 | 3.3922e-05 | 0 | 4.578e-05 | 0 | 0 | 0
[79 empty] | WLDFR | HFTD - Distribution - Tier 2 - 5QU CoRE ¦ 1QU LoRE | Red Flag Warning - Small Fires | 2037 | 0 | 0.087211 | 0.040679 | 0.0017655 | 0.044766 | 0.030872 | 0.0010988 | 0 | 3.3922e-05 | 3.3922e-05 | 0 | 4.7458e-05 | 4.7458e-05 | 0 | 4.7458e-05
[79 empty] | WLDFR | HFTD - Distribution - Tier 2 - 5QU CoRE ¦ 1QU LoRE | Red Flag Warning - Small Fires | 2038 | 0 | 0.091184 | 0.042438 | 0.0018418 | 0.046905 | 0.032347 | 0.0010988 | 0 | 3.5543e-05 | 3.5543e-05 | 0 | 4.7458e-05 | 4.7458e-05 | 0 | 4.7458e-05
[79 empty] | WLDFR | HFTD - Distribution - Tier 2 - 5QU CoRE ¦ 1QU LoRE | Red Flag Warning - Small Fires | 2039 | 0 | 0.091184 | 0.042438 | 0.0018418 | 0.046905 | 0.032347 | 0.0010988 | 0 | 3.5543e-05 | 3.5543e-05 | 0 | 4.7458e-05 | 4.7458e-05 | 0 | 4.7458e-05
[79 empty] | WLDFR | HFTD - Distribution - Tier 2 - 5QU CoRE ¦ 1QU LoRE | Red Flag Warning - Small Fires | 2040 | 0 | 0.091184 | 0.042438 | 0.0018418 | 0.046905 | 0.032347 | 0.0010988 | 0 | 3.5543e-05 | 3.5543e-05 | 0 | 4.7458e-05 | 4.7458e-05 | 0 | 4.7458e-05
[79 empty] | WLDFR | HFTD - Distribution - Tier 2 - 5QU CoRE ¦ 1QU LoRE | Red Flag Warning - Small Fires | 2041 | 0 | 0.091184 | 0.042438 | 0.0018418 | 0.046905 | 0.032347 | 0.0010988 | 0 | 3.5543e-05 | 3.5543e-05 | 0 | 4.7458e-05 | 4.7458e-05 | 0 | 4.7458e-05
[79 empty] | WLDFR | HFTD - Distribution - Tier 2 - 5QU CoRE ¦ 1QU LoRE | Red Flag Warning - Small Fires | 2042 | 0 | 0.091184 | 0.042438 | 0.0018418 | 0.046905 | 0.032347 | 0.0010988 | 0 | 3.5543e-05 | 3.5543e-05 | 0 | 4.9573e-05 | 4.9573e-05 | 0 | 4.9573e-05
[79 empty] | WLDFR | HFTD - Distribution - Tier 2 - 5QU CoRE ¦ 1QU LoRE | Red Flag Warning - Small Fires | 2043 | 0 | 0.095486 | 0.044306 | 0.0019228 | 0.049257 | 0.033969 | 0.0010988 | 0 | 3.7325e-05 | 3.7325e-05 | 0 | 4.9573e-05 | 4.9573e-05 | 0 | 4.9573e-05
[79 empty] | WLDFR | HFTD - Distribution - Tier 2 - 5QU CoRE ¦ 1QU LoRE | Red Flag Warning - Small Fires | 2044 | 0 | 0.095486 | 0.044306 | 0.0019228 | 0.049257 | 0.033969 | 0.0010988 | 0 | 3.7325e-05 | 3.7325e-05 | 0 | 4.9573e-05 | 4.9573e-05 | 0 | 4.9573e-05
[79 empty] | WLDFR | HFTD - Distribution - Tier 2 - 5QU CoRE ¦ 1QU LoRE | Red Flag Warning - Small Fires | 2045 | 0 | 0.095486 | 0.044306 | 0.0019228 | 0.049257 | 0.033969 | 0.0010988 | 0 | 3.7325e-05 | 3.7325e-05 | 0 | 4.9573e-05 | 4.9573e-05 | 0 | 4.9573e-05
[79 empty] | WLDFR | HFTD - Distribution - Tier 2 - 5QU CoRE ¦ 1QU LoRE | Red Flag Warning - Small Fires | 2046 | 0 | 0.095486 | 0.044306 | 0.0019228 | 0.049257 | 0.033969 | 0.0010988 | 0 | 3.7325e-05 | 3.7325e-05 | 0 | 4.9573e-05 | 4.9573e-05 | 0 | 4.9573e-05
[79 empty] | WLDFR | HFTD - Distribution - Tier 2 - 5QU CoRE ¦ 1QU LoRE | Red Flag Warning - Small Fires | 2047 | 0 | 0.095486 | 0.044306 | 0.0019228 | 0.049257 | 0.033969 | 0.0010988 | 0 | 3.7325e-05 | 3.7325e-05 | 0 | 5.1923e-05 | 5.1923e-05 | 0 | 5.1923e-05
[79 empty] | WLDFR | HFTD - Distribution - Tier 2 - 5QU CoRE ¦ 1QU LoRE | Red Flag Warning - Small Fires | 2048 | 0 | 0.10007 | 0.04626 | 0.0020076 | 0.051804 | 0.035726 | 0.0010988 | 0 | 3.9255e-05 | 3.9255e-05 | 0 | 5.1923e-05 | 5.1923e-05 | 0 | 5.1923e-05
[79 empty] | WLDFR | HFTD - Distribution - Tier 2 - 5QU CoRE ¦ 1QU LoRE | Red Flag Warning - Small Fires | 2049 | 0 | 0.10007 | 0.04626 | 0.0020076 | 0.051804 | 0.035726 | 0.0010988 | 0 | 3.9255e-05 | 3.9255e-05 | 0 | 5.1923e-05 | 5.1923e-05 | 0 | 5.1923e-05
[79 empty] | WLDFR | HFTD - Distribution - Tier 2 - 5QU CoRE ¦ 1QU LoRE | Red Flag Warning - Small Fires | 2050 | 0 | 0.10007 | 0.04626 | 0.0020076 | 0.051804 | 0.035726 | 0.0010988 | 0 | 3.9255e-05 | 3.9255e-05 | 0 | 5.1923e-05 | 5.1923e-05 | 0 | 5.1923e-05
[79 empty] | WLDFR | HFTD - Distribution - Tier 2 - 5QU CoRE ¦ 1QU LoRE | Red Flag Warning - Small Fires | 2051 | 0 | 0.10007 | 0.04626 | 0.0020076 | 0.051804 | 0.035726 | 0.0010988 | 0 | 3.9255e-05 | 3.9255e-05 | 0 | 5.1923e-05 | 5.1923e-05 | 0 | 5.1923e-05
[79 empty] | WLDFR | HFTD - Distribution - Tier 2 - 5QU CoRE ¦ 1QU LoRE | Red Flag Warning - Small Fires | 2052 | 0 | 0.10007 | 0.04626 | 0.0020076 | 0.051804 | 0.035726 | 0.0010988 | 0 | 3.9255e-05 | 3.9255e-05 | 0 | 5.4474e-05 | 5.4474e-05 | 0 | 5.4474e-05
[79 empty] | WLDFR | HFTD - Distribution - Tier 2 - 5QU CoRE ¦ 1QU LoRE | Red Flag Warning - Small Fires | 2053 | 0 | 0.10489 | 0.048274 | 0.002095 | 0.054525 | 0.037602 | 0.0010988 | 0 | 4.1317e-05 | 4.1317e-05 | 0 | 5.4474e-05 | 5.4474e-05 | 0 | 5.4474e-05
[79 empty] | WLDFR | HFTD - Distribution - Tier 2 - 5QU CoRE ¦ 1QU LoRE | Red Flag Warning - Small Fires | 2054 | 0 | 0.10489 | 0.048274 | 0.002095 | 0.054525 | 0.037602 | 0.0010988 | 0 | 4.1317e-05 | 4.1317e-05 | 0 | 5.4474e-05 | 5.4474e-05 | 0 | 5.4474e-05
[79 empty] | WLDFR | HFTD - Distribution - Tier 2 - 5QU CoRE ¦ 1QU LoRE | Red Flag Warning - Small Fires | 2055 | 0 | 0.10489 | 0.048274 | 0.002095 | 0.054525 | 0.037602 | 0.0010988 | 0 | 4.1317e-05 | 4.1317e-05 | 0 | 5.4474e-05 | 5.4474e-05 | 0 | 5.4474e-05
[79 empty] | WLDFR | HFTD - Distribution - Tier 2 - 5QU CoRE ¦ 1QU LoRE | Seismic - Non-Red Flag Warning - Catastrophic Fires | 2026 | 0 | 21835.9781 | 428.6023 | 13939.561 | 7467.8148 | 5149.9993 | 1.6747e-09 | 0 | 8.6248e-06 | 8.6248e-06 | 0 | 5.4474e-05 | 5.4474e-05 | 0 | 5.4474e-05
[79 empty] | WLDFR | HFTD - Distribution - Tier 2 - 5QU CoRE ¦ 1QU LoRE | Seismic - Non-Red Flag Warning - Catastrophic Fires | 2027 | 0 | 21835.9781 | 428.6023 | 13939.561 | 7467.8148 | 5149.9993 | 1.6747e-09 | 0 | 8.6248e-06 | 8.6248e-06 | 0 | 5.7191e-05 | 5.7191e-05 | 0 | 5.7191e-05
[79 empty] | WLDFR | HFTD - Distribution - Tier 2 - 5QU CoRE ¦ 1QU LoRE | Seismic - Non-Red Flag Warning - Catastrophic Fires | 2028 | 0 | 22783.187 | 453.261 | 14531.3357 | 7798.5904 | 5378.1107 | 1.6747e-09 | 0 | 9.0068e-06 | 9.0068e-06 | 0 | 5.7191e-05 | 5.7191e-05 | 0 | 5.7191e-05
[79 empty] | WLDFR | HFTD - Distribution - Tier 2 - 5QU CoRE ¦ 1QU LoRE | Seismic - Non-Red Flag Warning - Catastrophic Fires | 2029 | 0 | 22783.187 | 453.261 | 14531.3357 | 7798.5904 | 5378.1107 | 1.6747e-09 | 0 | 9.0068e-06 | 9.0068e-06 | 0 | 5.7191e-05 | 5.7191e-05 | 0 | 5.7191e-05
[79 empty] | WLDFR | HFTD - Distribution - Tier 2 - 5QU CoRE ¦ 1QU LoRE | Seismic - Non-Red Flag Warning - Catastrophic Fires | 2030 | 0 | 22783.187 | 453.261 | 14531.3357 | 7798.5904 | 5378.1107 | 1.6747e-09 | 0 | 9.0068e-06 | 9.0068e-06 | 0 | 5.7191e-05 | 5.7191e-05 | 0 | 5.7191e-05
[79 empty] | WLDFR | HFTD - Distribution - Tier 2 - 5QU CoRE ¦ 1QU LoRE | Seismic - Non-Red Flag Warning - Catastrophic Fires | 2031 | 0 | 22783.187 | 453.261 | 14531.3357 | 7798.5904 | 5378.1107 | 1.6747e-09 | 0 | 9.0068e-06 | 9.0068e-06 | 0 | 5.7191e-05 | 5.7191e-05 | 0 | 5.7191e-05
[79 empty] | WLDFR | HFTD - Distribution - Tier 2 - 5QU CoRE ¦ 1QU LoRE | Seismic - Non-Red Flag Warning - Catastrophic Fires | 2032 | 0 | 22783.187 | 453.261 | 14531.3357 | 7798.5904 | 5378.1107 | 1.6747e-09 | 0 | 9.0068e-06 | 9.0068e-06 | 0 | 6.004e-05 | 6.004e-05 | 0 | 6.004e-05
[79 empty] | WLDFR | HFTD - Distribution - Tier 2 - 5QU CoRE ¦ 1QU LoRE | Seismic - Non-Red Flag Warning - Catastrophic Fires | 2033 | 0 | 23835.2641 | 480.9649 | 15187.7294 | 8166.5698 | 5631.8789 | 1.6747e-09 | 0 | 9.4318e-06 | 9.4318e-06 | 0 | 6.004e-05 | 6.004e-05 | 0 | 6.004e-05
[79 empty] | WLDFR | HFTD - Distribution - Tier 2 - 5QU CoRE ¦ 1QU LoRE | Seismic - Non-Red Flag Warning - Catastrophic Fires | 2034 | 0 | 23835.2641 | 480.9649 | 15187.7294 | 8166.5698 | 5631.8789 | 1.6747e-09 | 0 | 9.4318e-06 | 9.4318e-06 | 0 | 6.004e-05 | 6.004e-05 | 0 | 6.004e-05
[79 empty] | WLDFR | HFTD - Distribution - Tier 2 - 5QU CoRE ¦ 1QU LoRE | Seismic - Non-Red Flag Warning - Catastrophic Fires | 2035 | 0 | 23835.2641 | 480.9649 | 15187.7294 | 8166.5698 | 5631.8789 | 1.6747e-09 | 0 | 9.4318e-06 | 9.4318e-06 | 0 | 6.004e-05 | 6.004e-05 | 0 | 6.004e-05
[79 empty] | WLDFR | HFTD - Distribution - Tier 2 - 5QU CoRE ¦ 1QU LoRE | Seismic - Non-Red Flag Warning - Catastrophic Fires | 2036 | 0 | 23835.2641 | 480.9649 | 15187.7294 | 8166.5698 | 5631.8789 | 1.6747e-09 | 0 | 9.4318e-06 | 9.4318e-06 | 0 | 0 | 6.004e-05 | 0 | 6.004e-05
[79 empty] | WLDFR | HFTD - Distribution - Tier 2 - 5QU CoRE ¦ 1QU LoRE | Seismic - Non-Red Flag Warning - Catastrophic Fires | 2037 | 0 | 23835.2641 | 480.9649 | 15187.7294 | 8166.5698 | 5631.8789 | 1.6747e-09 | 0 | 9.4318e-06 | 9.4318e-06 | 0 | 4.9049e-05 | 0 | 0 | 0
[79 empty] | WLDFR | HFTD - Distribution - Tier 2 - 5QU CoRE ¦ 1QU LoRE | Seismic - Non-Red Flag Warning - Catastrophic Fires | 2038 | 0 | 24976.6418 | 511.3745 | 15898.8237 | 8566.4437 | 5907.6423 | 1.6747e-09 | 0 | 9.8936e-06 | 9.8936e-06 | 0 | 5.0841e-05 | 5.0841e-05 | 0 | 5.0841e-05
[79 empty] | WLDFR | HFTD - Distribution - Tier 2 - 5QU CoRE ¦ 1QU LoRE | Seismic - Non-Red Flag Warning - Catastrophic Fires | 2039 | 0 | 24976.6418 | 511.3745 | 15898.8237 | 8566.4437 | 5907.6423 | 1.6747e-09 | 0 | 9.8936e-06 | 9.8936e-06 | 0 | 5.0841e-05 | 5.0841e-05 | 0 | 5.0841e-05
[79 empty] | WLDFR | HFTD - Distribution - Tier 2 - 5QU CoRE ¦ 1QU LoRE | Seismic - Non-Red Flag Warning - Catastrophic Fires | 2040 | 0 | 24976.6418 | 511.3745 | 15898.8237 | 8566.4437 | 5907.6423 | 1.6747e-09 | 0 | 9.8936e-06 | 9.8936e-06 | 0 | 5.0841e-05 | 5.0841e-05 | 0 | 5.0841e-05
[79 empty] | WLDFR | HFTD - Distribution - Tier 2 - 5QU CoRE ¦ 1QU LoRE | Seismic - Non-Red Flag Warning - Catastrophic Fires | 2041 | 0 | 24976.6418 | 511.3745 | 15898.8237 | 8566.4437 | 5907.6423 | 1.6747e-09 | 0 | 9.8936e-06 | 9.8936e-06 | 0 | 5.0841e-05 | 5.0841e-05 | 0 | 5.0841e-05
[79 empty] | WLDFR | HFTD - Distribution - Tier 2 - 5QU CoRE ¦ 1QU LoRE | Seismic - Non-Red Flag Warning - Catastrophic Fires | 2042 | 0 | 24976.6418 | 511.3745 | 15898.8237 | 8566.4437 | 5907.6423 | 1.6747e-09 | 0 | 9.8936e-06 | 9.8936e-06 | 0 | 5.0841e-05 | 5.0841e-05 | 0 | 5.0841e-05
[79 empty] | WLDFR | HFTD - Distribution - Tier 2 - 5QU CoRE ¦ 1QU LoRE | Seismic - Non-Red Flag Warning - Catastrophic Fires | 2043 | 0 | 26191.7278 | 544.1291 | 16654.7414 | 8992.8573 | 6201.7082 | 1.6747e-09 | 0 | 1.0386e-05 | 1.0386e-05 | 0 | 5.3097e-05 | 5.3097e-05 | 0 | 5.3097e-05
[79 empty] | WLDFR | HFTD - Distribution - Tier 2 - 5QU CoRE ¦ 1QU LoRE | Seismic - Non-Red Flag Warning - Catastrophic Fires | 2044 | 0 | 26191.7278 | 544.1291 | 16654.7414 | 8992.8573 | 6201.7082 | 1.6747e-09 | 0 | 1.0386e-05 | 1.0386e-05 | 0 | 5.3097e-05 | 5.3097e-05 | 0 | 5.3097e-05
[79 empty] | WLDFR | HFTD - Distribution - Tier 2 - 5QU CoRE ¦ 1QU LoRE | Seismic - Non-Red Flag Warning - Catastrophic Fires | 2045 | 0 | 26191.7278 | 544.1291 | 16654.7414 | 8992.8573 | 6201.7082 | 1.6747e-09 | 0 | 1.0386e-05 | 1.0386e-05 | 0 | 5.3097e-05 | 5.3097e-05 | 0 | 5.3097e-05
[79 empty] | WLDFR | HFTD - Distribution - Tier 2 - 5QU CoRE ¦ 1QU LoRE | Seismic - Non-Red Flag Warning - Catastrophic Fires | 2046 | 0 | 26191.7278 | 544.1291 | 16654.7414 | 8992.8573 | 6201.7082 | 1.6747e-09 | 0 | 1.0386e-05 | 1.0386e-05 | 0 | 5.3097e-05 | 5.3097e-05 | 0 | 5.3097e-05
[79 empty] | WLDFR | HFTD - Distribution - Tier 2 - 5QU CoRE ¦ 1QU LoRE | Seismic - Non-Red Flag Warning - Catastrophic Fires | 2047 | 0 | 26191.7278 | 544.1291 | 16654.7414 | 8992.8573 | 6201.7082 | 1.6747e-09 | 0 | 1.0386e-05 | 1.0386e-05 | 0 | 5.3097e-05 | 5.3097e-05 | 0 | 5.3097e-05
[79 empty] | WLDFR | HFTD - Distribution - Tier 2 - 5QU CoRE ¦ 1QU LoRE | Seismic - Non-Red Flag Warning - Catastrophic Fires | 2048 | 0 | 27464.7227 | 578.8407 | 17445.538 | 9440.3441 | 6510.3067 | 1.6747e-09 | 0 | 1.0903e-05 | 1.0903e-05 | 0 | 5.5603e-05 | 5.5603e-05 | 0 | 5.5603e-05
[79 empty] | WLDFR | HFTD - Distribution - Tier 2 - 5QU CoRE ¦ 1QU LoRE | Seismic - Non-Red Flag Warning - Catastrophic Fires | 2049 | 0 | 27464.7227 | 578.8407 | 17445.538 | 9440.3441 | 6510.3067 | 1.6747e-09 | 0 | 1.0903e-05 | 1.0903e-05 | 0 | 5.5603e-05 | 5.5603e-05 | 0 | 5.5603e-05
[79 empty] | WLDFR | HFTD - Distribution - Tier 2 - 5QU CoRE ¦ 1QU LoRE | Seismic - Non-Red Flag Warning - Catastrophic Fires | 2050 | 0 | 27464.7227 | 578.8407 | 17445.538 | 9440.3441 | 6510.3067 | 1.6747e-09 | 0 | 1.0903e-05 | 1.0903e-05 | 0 | 5.5603e-05 | 5.5603e-05 | 0 | 5.5603e-05
[79 empty] | WLDFR | HFTD - Distribution - Tier 2 - 5QU CoRE ¦ 1QU LoRE | Seismic - Non-Red Flag Warning - Catastrophic Fires | 2051 | 0 | 27464.7227 | 578.8407 | 17445.538 | 9440.3441 | 6510.3067 | 1.6747e-09 | 0 | 1.0903e-05 | 1.0903e-05 | 0 | 5.5603e-05 | 5.5603e-05 | 0 | 5.5603e-05
[79 empty] | WLDFR | HFTD - Distribution - Tier 2 - 5QU CoRE ¦ 1QU LoRE | Seismic - Non-Red Flag Warning - Catastrophic Fires | 2052 | 0 | 27464.7227 | 578.8407 | 17445.538 | 9440.3441 | 6510.3067 | 1.6747e-09 | 0 | 1.0903e-05 | 1.0903e-05 | 0 | 5.5603e-05 | 5.5603e-05 | 0 | 5.5603e-05
[79 empty] | WLDFR | HFTD - Distribution - Tier 2 - 5QU CoRE ¦ 1QU LoRE | Seismic - Non-Red Flag Warning - Catastrophic Fires | 2053 | 0 | 28779.6694 | 615.0952 | 18261.2327 | 9903.3415 | 6829.6018 | 1.6747e-09 | 0 | 1.1438e-05 | 1.1438e-05 | 0 | 5.832e-05 | 5.832e-05 | 0 | 5.832e-05
[79 empty] | WLDFR | HFTD - Distribution - Tier 2 - 5QU CoRE ¦ 1QU LoRE | Seismic - Non-Red Flag Warning - Catastrophic Fires | 2054 | 0 | 28779.6694 | 615.0952 | 18261.2327 | 9903.3415 | 6829.6018 | 1.6747e-09 | 0 | 1.1438e-05 | 1.1438e-05 | 0 | 5.832e-05 | 5.832e-05 | 0 | 5.832e-05
[79 empty] | WLDFR | HFTD - Distribution - Tier 2 - 5QU CoRE ¦ 1QU LoRE | Seismic - Non-Red Flag Warning - Catastrophic Fires | 2055 | 0 | 28779.6694 | 615.0952 | 18261.2327 | 9903.3415 | 6829.6018 | 1.6747e-09 | 0 | 1.1438e-05 | 1.1438e-05 | 0 | 5.832e-05 | 5.832e-05 | 0 | 5.832e-05
[79 empty] | WLDFR | HFTD - Distribution - Tier 2 - 5QU CoRE ¦ 1QU LoRE | Seismic - Red Flag Warning - Catastrophic Fires | 2026 | 0 | 21835.9781 | 428.6023 | 13939.561 | 7467.8148 | 5149.9993 | 7.2213e-08 | 0 | 0.0003719 | 0.0003719 | 0 | 5.832e-05 | 5.832e-05 | 0 | 5.832e-05
[79 empty] | WLDFR | HFTD - Distribution - Tier 2 - 5QU CoRE ¦ 1QU LoRE | Seismic - Red Flag Warning - Catastrophic Fires | 2027 | 0 | 21835.9781 | 428.6023 | 13939.561 | 7467.8148 | 5149.9993 | 7.2213e-08 | 0 | 0.0003719 | 0.0003719 | 0 | 5.832e-05 | 5.832e-05 | 0 | 5.832e-05
[79 empty] | WLDFR | HFTD - Distribution - Tier 2 - 5QU CoRE ¦ 1QU LoRE | Seismic - Red Flag Warning - Catastrophic Fires | 2028 | 0 | 22783.187 | 453.261 | 14531.3357 | 7798.5904 | 5378.1107 | 7.2213e-08 | 0 | 0.00038837 | 0.00038837 | 0 | 6.1212e-05 | 6.1212e-05 | 0 | 6.1212e-05
[79 empty] | WLDFR | HFTD - Distribution - Tier 2 - 5QU CoRE ¦ 1QU LoRE | Seismic - Red Flag Warning - Catastrophic Fires | 2029 | 0 | 22783.187 | 453.261 | 14531.3357 | 7798.5904 | 5378.1107 | 7.2213e-08 | 0 | 0.00038837 | 0.00038837 | 0 | 6.1212e-05 | 6.1212e-05 | 0 | 6.1212e-05
[79 empty] | WLDFR | HFTD - Distribution - Tier 2 - 5QU CoRE ¦ 1QU LoRE | Seismic - Red Flag Warning - Catastrophic Fires | 2030 | 0 | 22783.187 | 453.261 | 14531.3357 | 7798.5904 | 5378.1107 | 7.2213e-08 | 0 | 0.00038837 | 0.00038837 | 0 | 6.1212e-05 | 6.1212e-05 | 0 | 6.1212e-05
[79 empty] | WLDFR | HFTD - Distribution - Tier 2 - 5QU CoRE ¦ 1QU LoRE | Seismic - Red Flag Warning - Catastrophic Fires | 2031 | 0 | 22783.187 | 453.261 | 14531.3357 | 7798.5904 | 5378.1107 | 7.2213e-08 | 0 | 0.00038837 | 0.00038837 | 0 | 6.1212e-05 | 6.1212e-05 | 0 | 6.1212e-05
[79 empty] | WLDFR | HFTD - Distribution - Tier 2 - 5QU CoRE ¦ 1QU LoRE | Seismic - Red Flag Warning - Catastrophic Fires | 2032 | 0 | 22783.187 | 453.261 | 14531.3357 | 7798.5904 | 5378.1107 | 7.2213e-08 | 0 | 0.00038837 | 0.00038837 | 0 | 6.1212e-05 | 6.1212e-05 | 0 | 6.1212e-05
[79 empty] | WLDFR | HFTD - Distribution - Tier 2 - 5QU CoRE ¦ 1QU LoRE | Seismic - Red Flag Warning - Catastrophic Fires | 2033 | 0 | 23835.2641 | 480.9649 | 15187.7294 | 8166.5698 | 5631.8789 | 7.2213e-08 | 0 | 0.00040669 | 0.00040669 | 0 | 6.4241e-05 | 6.4241e-05 | 0 | 6.4241e-05
[79 empty] | WLDFR | HFTD - Distribution - Tier 2 - 5QU CoRE ¦ 1QU LoRE | Seismic - Red Flag Warning - Catastrophic Fires | 2034 | 0 | 23835.2641 | 480.9649 | 15187.7294 | 8166.5698 | 5631.8789 | 7.2213e-08 | 0 | 0.00040669 | 0.00040669 | 0 | 6.4241e-05 | 6.4241e-05 | 0 | 6.4241e-05
[79 empty] | WLDFR | HFTD - Distribution - Tier 2 - 5QU CoRE ¦ 1QU LoRE | Seismic - Red Flag Warning - Catastrophic Fires | 2035 | 0 | 23835.2641 | 480.9649 | 15187.7294 | 8166.5698 | 5631.8789 | 7.2213e-08 | 0 | 0.00040669 | 0.00040669 | 0 | 6.4241e-05 | 6.4241e-05 | 0 | 6.4241e-05
[79 empty] | WLDFR | HFTD - Distribution - Tier 2 - 5QU CoRE ¦ 1QU LoRE | Seismic - Red Flag Warning - Catastrophic Fires | 2036 | 0 | 23835.2641 | 480.9649 | 15187.7294 | 8166.5698 | 5631.8789 | 7.2213e-08 | 0 | 0.00040669 | 0.00040669 | 0 | 6.4241e-05 | 6.4241e-05 | 0 | 6.4241e-05
[79 empty] | WLDFR | HFTD - Distribution - Tier 2 - 5QU CoRE ¦ 1QU LoRE | Seismic - Red Flag Warning - Catastrophic Fires | 2037 | 0 | 23835.2641 | 480.9649 | 15187.7294 | 8166.5698 | 5631.8789 | 7.2213e-08 | 0 | 0.00040669 | 0.00040669 | 0 | 0 | 6.4241e-05 | 0 | 6.4241e-05
[79 empty] | WLDFR | HFTD - Distribution - Tier 2 - 5QU CoRE ¦ 1QU LoRE | Seismic - Red Flag Warning - Catastrophic Fires | 2038 | 0 | 24976.6418 | 511.3745 | 15898.8237 | 8566.4437 | 5907.6423 | 7.2213e-08 | 0 | 0.00042661 | 0.00042661 | 0 | 3.4754e-06 | 0 | 0 | 0
[79 empty] | WLDFR | HFTD - Distribution - Tier 2 - 5QU CoRE ¦ 1QU LoRE | Seismic - Red Flag Warning - Catastrophic Fires | 2039 | 0 | 24976.6418 | 511.3745 | 15898.8237 | 8566.4437 | 5907.6423 | 7.2213e-08 | 0 | 0.00042661 | 0.00042661 | 0 | 3.6309e-06 | 3.6309e-06 | 0 | 3.6309e-06
[79 empty] | WLDFR | HFTD - Distribution - Tier 2 - 5QU CoRE ¦ 1QU LoRE | Seismic - Red Flag Warning - Catastrophic Fires | 2040 | 0 | 24976.6418 | 511.3745 | 15898.8237 | 8566.4437 | 5907.6423 | 7.2213e-08 | 0 | 0.00042661 | 0.00042661 | 0 | 3.6309e-06 | 3.6309e-06 | 0 | 3.6309e-06
[79 empty] | WLDFR | HFTD - Distribution - Tier 2 - 5QU CoRE ¦ 1QU LoRE | Seismic - Red Flag Warning - Catastrophic Fires | 2041 | 0 | 24976.6418 | 511.3745 | 15898.8237 | 8566.4437 | 5907.6423 | 7.2213e-08 | 0 | 0.00042661 | 0.00042661 | 0 | 3.6309e-06 | 3.6309e-06 | 0 | 3.6309e-06
[79 empty] | WLDFR | HFTD - Distribution - Tier 2 - 5QU CoRE ¦ 1QU LoRE | Seismic - Red Flag Warning - Catastrophic Fires | 2042 | 0 | 24976.6418 | 511.3745 | 15898.8237 | 8566.4437 | 5907.6423 | 7.2213e-08 | 0 | 0.00042661 | 0.00042661 | 0 | 3.6309e-06 | 3.6309e-06 | 0 | 3.6309e-06
[79 empty] | WLDFR | HFTD - Distribution - Tier 2 - 5QU CoRE ¦ 1QU LoRE | Seismic - Red Flag Warning - Catastrophic Fires | 2043 | 0 | 26191.7278 | 544.1291 | 16654.7414 | 8992.8573 | 6201.7082 | 7.2213e-08 | 0 | 0.00044784 | 0.00044784 | 0 | 3.6309e-06 | 3.6309e-06 | 0 | 3.6309e-06
[79 empty] | WLDFR | HFTD - Distribution - Tier 2 - 5QU CoRE ¦ 1QU LoRE | Seismic - Red Flag Warning - Catastrophic Fires | 2044 | 0 | 26191.7278 | 544.1291 | 16654.7414 | 8992.8573 | 6201.7082 | 7.2213e-08 | 0 | 0.00044784 | 0.00044784 | 0 | 3.8311e-06 | 3.8311e-06 | 0 | 3.8311e-06
[79 empty] | WLDFR | HFTD - Distribution - Tier 2 - 5QU CoRE ¦ 1QU LoRE | Seismic - Red Flag Warning - Catastrophic Fires | 2045 | 0 | 26191.7278 | 544.1291 | 16654.7414 | 8992.8573 | 6201.7082 | 7.2213e-08 | 0 | 0.00044784 | 0.00044784 | 0 | 3.8311e-06 | 3.8311e-06 | 0 | 3.8311e-06
[79 empty] | WLDFR | HFTD - Distribution - Tier 2 - 5QU CoRE ¦ 1QU LoRE | Seismic - Red Flag Warning - Catastrophic Fires | 2046 | 0 | 26191.7278 | 544.1291 | 16654.7414 | 8992.8573 | 6201.7082 | 7.2213e-08 | 0 | 0.00044784 | 0.00044784 | 0 | 3.8311e-06 | 3.8311e-06 | 0 | 3.8311e-06
[79 empty] | WLDFR | HFTD - Distribution - Tier 2 - 5QU CoRE ¦ 1QU LoRE | Seismic - Red Flag Warning - Catastrophic Fires | 2047 | 0 | 26191.7278 | 544.1291 | 16654.7414 | 8992.8573 | 6201.7082 | 7.2213e-08 | 0 | 0.00044784 | 0.00044784 | 0 | 3.8311e-06 | 3.8311e-06 | 0 | 3.8311e-06
[79 empty] | WLDFR | HFTD - Distribution - Tier 2 - 5QU CoRE ¦ 1QU LoRE | Seismic - Red Flag Warning - Catastrophic Fires | 2048 | 0 | 27464.7227 | 578.8407 | 17445.538 | 9440.3441 | 6510.3067 | 7.2213e-08 | 0 | 0.00047013 | 0.00047013 | 0 | 3.8311e-06 | 3.8311e-06 | 0 | 3.8311e-06
[79 empty] | WLDFR | HFTD - Distribution - Tier 2 - 5QU CoRE ¦ 1QU LoRE | Seismic - Red Flag Warning - Catastrophic Fires | 2049 | 0 | 27464.7227 | 578.8407 | 17445.538 | 9440.3441 | 6510.3067 | 7.2213e-08 | 0 | 0.00047013 | 0.00047013 | 0 | 4.0589e-06 | 4.0589e-06 | 0 | 4.0589e-06
[79 empty] | WLDFR | HFTD - Distribution - Tier 2 - 5QU CoRE ¦ 1QU LoRE | Seismic - Red Flag Warning - Catastrophic Fires | 2050 | 0 | 27464.7227 | 578.8407 | 17445.538 | 9440.3441 | 6510.3067 | 7.2213e-08 | 0 | 0.00047013 | 0.00047013 | 0 | 4.0589e-06 | 4.0589e-06 | 0 | 4.0589e-06
[79 empty] | WLDFR | HFTD - Distribution - Tier 2 - 5QU CoRE ¦ 1QU LoRE | Seismic - Red Flag Warning - Catastrophic Fires | 2051 | 0 | 27464.7227 | 578.8407 | 17445.538 | 9440.3441 | 6510.3067 | 7.2213e-08 | 0 | 0.00047013 | 0.00047013 | 0 | 4.0589e-06 | 4.0589e-06 | 0 | 4.0589e-06
[79 empty] | WLDFR | HFTD - Distribution - Tier 2 - 5QU CoRE ¦ 1QU LoRE | Seismic - Red Flag Warning - Catastrophic Fires | 2052 | 0 | 27464.7227 | 578.8407 | 17445.538 | 9440.3441 | 6510.3067 | 7.2213e-08 | 0 | 0.00047013 | 0.00047013 | 0 | 4.0589e-06 | 4.0589e-06 | 0 | 4.0589e-06
[79 empty] | WLDFR | HFTD - Distribution - Tier 2 - 5QU CoRE ¦ 1QU LoRE | Seismic - Red Flag Warning - Catastrophic Fires | 2053 | 0 | 28779.6694 | 615.0952 | 18261.2327 | 9903.3415 | 6829.6018 | 7.2213e-08 | 0 | 0.00049318 | 0.00049318 | 0 | 4.0589e-06 | 4.0589e-06 | 0 | 4.0589e-06
[79 empty] | WLDFR | HFTD - Distribution - Tier 2 - 5QU CoRE ¦ 1QU LoRE | Seismic - Red Flag Warning - Catastrophic Fires | 2054 | 0 | 28779.6694 | 615.0952 | 18261.2327 | 9903.3415 | 6829.6018 | 7.2213e-08 | 0 | 0.00049318 | 0.00049318 | 0 | 4.3124e-06 | 4.3124e-06 | 0 | 4.3124e-06
[79 empty] | WLDFR | HFTD - Distribution - Tier 2 - 5QU CoRE ¦ 1QU LoRE | Seismic - Red Flag Warning - Catastrophic Fires | 2055 | 0 | 28779.6694 | 615.0952 | 18261.2327 | 9903.3415 | 6829.6018 | 7.2213e-08 | 0 | 0.00049318 | 0.00049318 | 0 | 4.3124e-06 | 4.3124e-06 | 0 | 4.3124e-06
[79 empty] | WLDFR | HFTD - Distribution - Tier 2 - 5QU CoRE ¦ 2QU LoRE | Non-Red Flag Warning - Catastrophic Fires | 2026 | 0 | 14664.6376 | 233.2301 | 8896.516 | 5534.8915 | 3817.0051 | 1.1721e-07 | 0 | 0.0004474 | 0.0004474 | 0 | 4.3124e-06 | 4.3124e-06 | 0 | 4.3124e-06
[79 empty] | WLDFR | HFTD - Distribution - Tier 2 - 5QU CoRE ¦ 2QU LoRE | Non-Red Flag Warning - Catastrophic Fires | 2027 | 0 | 14664.6376 | 233.2301 | 8896.516 | 5534.8915 | 3817.0051 | 1.1721e-07 | 0 | 0.0004474 | 0.0004474 | 0 | 4.3124e-06 | 4.3124e-06 | 0 | 4.3124e-06
[79 empty] | WLDFR | HFTD - Distribution - Tier 2 - 5QU CoRE ¦ 2QU LoRE | Non-Red Flag Warning - Catastrophic Fires | 2028 | 0 | 15317.9909 | 247.273 | 9287.6491 | 5783.0689 | 3988.1546 | 1.1721e-07 | 0 | 0.00046746 | 0.00046746 | 0 | 4.3124e-06 | 4.3124e-06 | 0 | 4.3124e-06
[79 empty] | WLDFR | HFTD - Distribution - Tier 2 - 5QU CoRE ¦ 2QU LoRE | Non-Red Flag Warning - Catastrophic Fires | 2029 | 0 | 15317.9909 | 247.273 | 9287.6491 | 5783.0689 | 3988.1546 | 1.1721e-07 | 0 | 0.00046746 | 0.00046746 | 0 | 4.5897e-06 | 4.5897e-06 | 0 | 4.5897e-06
[79 empty] | WLDFR | HFTD - Distribution - Tier 2 - 5QU CoRE ¦ 2QU LoRE | Non-Red Flag Warning - Catastrophic Fires | 2030 | 0 | 15317.9909 | 247.273 | 9287.6491 | 5783.0689 | 3988.1546 | 1.1721e-07 | 0 | 0.00046746 | 0.00046746 | 0 | 4.5897e-06 | 4.5897e-06 | 0 | 4.5897e-06
[79 empty] | WLDFR | HFTD - Distribution - Tier 2 - 5QU CoRE ¦ 2QU LoRE | Non-Red Flag Warning - Catastrophic Fires | 2031 | 0 | 15317.9909 | 247.273 | 9287.6491 | 5783.0689 | 3988.1546 | 1.1721e-07 | 0 | 0.00046746 | 0.00046746 | 0 | 4.5897e-06 | 4.5897e-06 | 0 | 4.5897e-06
[79 empty] | WLDFR | HFTD - Distribution - Tier 2 - 5QU CoRE ¦ 2QU LoRE | Non-Red Flag Warning - Catastrophic Fires | 2032 | 0 | 15317.9909 | 247.273 | 9287.6491 | 5783.0689 | 3988.1546 | 1.1721e-07 | 0 | 0.00046746 | 0.00046746 | 0 | 4.5897e-06 | 4.5897e-06 | 0 | 4.5897e-06
[79 empty] | WLDFR | HFTD - Distribution - Tier 2 - 5QU CoRE ¦ 2QU LoRE | Non-Red Flag Warning - Catastrophic Fires | 2033 | 0 | 16044.1264 | 263.1074 | 9721.74 | 6059.2791 | 4178.6364 | 1.1721e-07 | 0 | 0.00048978 | 0.00048978 | 0 | 4.5897e-06 | 4.5897e-06 | 0 | 4.5897e-06
[79 empty] | WLDFR | HFTD - Distribution - Tier 2 - 5QU CoRE ¦ 2QU LoRE | Non-Red Flag Warning - Catastrophic Fires | 2034 | 0 | 16044.1264 | 263.1074 | 9721.74 | 6059.2791 | 4178.6364 | 1.1721e-07 | 0 | 0.00048978 | 0.00048978 | 0 | 4.8884e-06 | 4.8884e-06 | 0 | 4.8884e-06
[79 empty] | WLDFR | HFTD - Distribution - Tier 2 - 5QU CoRE ¦ 2QU LoRE | Non-Red Flag Warning - Catastrophic Fires | 2035 | 0 | 16044.1264 | 263.1074 | 9721.74 | 6059.2791 | 4178.6364 | 1.1721e-07 | 0 | 0.00048978 | 0.00048978 | 0 | 4.8884e-06 | 4.8884e-06 | 0 | 4.8884e-06
[79 empty] | WLDFR | HFTD - Distribution - Tier 2 - 5QU CoRE ¦ 2QU LoRE | Non-Red Flag Warning - Catastrophic Fires | 2036 | 0 | 16044.1264 | 263.1074 | 9721.74 | 6059.2791 | 4178.6364 | 1.1721e-07 | 0 | 0.00048978 | 0.00048978 | 0 | 4.8884e-06 | 4.8884e-06 | 0 | 4.8884e-06
[79 empty] | WLDFR | HFTD - Distribution - Tier 2 - 5QU CoRE ¦ 2QU LoRE | Non-Red Flag Warning - Catastrophic Fires | 2037 | 0 | 16044.1264 | 263.1074 | 9721.74 | 6059.2791 | 4178.6364 | 1.1721e-07 | 0 | 0.00048978 | 0.00048978 | 0 | 4.8884e-06 | 4.8884e-06 | 0 | 4.8884e-06
[79 empty] | WLDFR | HFTD - Distribution - Tier 2 - 5QU CoRE ¦ 2QU LoRE | Non-Red Flag Warning - Catastrophic Fires | 2038 | 0 | 16832.3912 | 280.5544 | 10192.2718 | 6359.5651 | 4385.7214 | 1.1721e-07 | 0 | 0.00051406 | 0.00051406 | 0 | 0 | 4.8884e-06 | 0 | 4.8884e-06
[79 empty] | WLDFR | HFTD - Distribution - Tier 2 - 5QU CoRE ¦ 2QU LoRE | Non-Red Flag Warning - Catastrophic Fires | 2039 | 0 | 16832.3912 | 280.5544 | 10192.2718 | 6359.5651 | 4385.7214 | 1.1721e-07 | 0 | 0.00051406 | 0.00051406 | 0 | 2.5869e-05 | 0 | 0 | 0
[79 empty] | WLDFR | HFTD - Distribution - Tier 2 - 5QU CoRE ¦ 2QU LoRE | Non-Red Flag Warning - Catastrophic Fires | 2040 | 0 | 16832.3912 | 280.5544 | 10192.2718 | 6359.5651 | 4385.7214 | 1.1721e-07 | 0 | 0.00051406 | 0.00051406 | 0 | 2.6701e-05 | 2.6701e-05 | 0 | 2.6701e-05
[79 empty] | WLDFR | HFTD - Distribution - Tier 2 - 5QU CoRE ¦ 2QU LoRE | Non-Red Flag Warning - Catastrophic Fires | 2041 | 0 | 16832.3912 | 280.5544 | 10192.2718 | 6359.5651 | 4385.7214 | 1.1721e-07 | 0 | 0.00051406 | 0.00051406 | 0 | 2.6701e-05 | 2.6701e-05 | 0 | 2.6701e-05
[79 empty] | WLDFR | HFTD - Distribution - Tier 2 - 5QU CoRE ¦ 2QU LoRE | Non-Red Flag Warning - Catastrophic Fires | 2042 | 0 | 16832.3912 | 280.5544 | 10192.2718 | 6359.5651 | 4385.7214 | 1.1721e-07 | 0 | 0.00051406 | 0.00051406 | 0 | 2.6701e-05 | 2.6701e-05 | 0 | 2.6701e-05
[79 empty] | WLDFR | HFTD - Distribution - Tier 2 - 5QU CoRE ¦ 2QU LoRE | Non-Red Flag Warning - Catastrophic Fires | 2043 | 0 | 17672.0852 | 299.42 | 10692.7362 | 6679.929 | 4606.6527 | 1.1721e-07 | 0 | 0.00053995 | 0.00053995 | 0 | 2.6701e-05 | 2.6701e-05 | 0 | 2.6701e-05
[79 empty] | WLDFR | HFTD - Distribution - Tier 2 - 5QU CoRE ¦ 2QU LoRE | Non-Red Flag Warning - Catastrophic Fires | 2044 | 0 | 17672.0852 | 299.42 | 10692.7362 | 6679.929 | 4606.6527 | 1.1721e-07 | 0 | 0.00053995 | 0.00053995 | 0 | 2.6701e-05 | 2.6701e-05 | 0 | 2.6701e-05
[79 empty] | WLDFR | HFTD - Distribution - Tier 2 - 5QU CoRE ¦ 2QU LoRE | Non-Red Flag Warning - Catastrophic Fires | 2045 | 0 | 17672.0852 | 299.42 | 10692.7362 | 6679.929 | 4606.6527 | 1.1721e-07 | 0 | 0.00053995 | 0.00053995 | 0 | 2.7763e-05 | 2.7763e-05 | 0 | 2.7763e-05
[79 empty] | WLDFR | HFTD - Distribution - Tier 2 - 5QU CoRE ¦ 2QU LoRE | Non-Red Flag Warning - Catastrophic Fires | 2046 | 0 | 17672.0852 | 299.42 | 10692.7362 | 6679.929 | 4606.6527 | 1.1721e-07 | 0 | 0.00053995 | 0.00053995 | 0 | 2.7763e-05 | 2.7763e-05 | 0 | 2.7763e-05
[79 empty] | WLDFR | HFTD - Distribution - Tier 2 - 5QU CoRE ¦ 2QU LoRE | Non-Red Flag Warning - Catastrophic Fires | 2047 | 0 | 17672.0852 | 299.42 | 10692.7362 | 6679.929 | 4606.6527 | 1.1721e-07 | 0 | 0.00053995 | 0.00053995 | 0 | 2.7763e-05 | 2.7763e-05 | 0 | 2.7763e-05
[79 empty] | WLDFR | HFTD - Distribution - Tier 2 - 5QU CoRE ¦ 2QU LoRE | Non-Red Flag Warning - Catastrophic Fires | 2048 | 0 | 18552.3348 | 319.4911 | 11216.5626 | 7016.281 | 4838.6098 | 1.1721e-07 | 0 | 0.00056714 | 0.00056714 | 0 | 2.7763e-05 | 2.7763e-05 | 0 | 2.7763e-05
[79 empty] | WLDFR | HFTD - Distribution - Tier 2 - 5QU CoRE ¦ 2QU LoRE | Non-Red Flag Warning - Catastrophic Fires | 2049 | 0 | 18552.3348 | 319.4911 | 11216.5626 | 7016.281 | 4838.6098 | 1.1721e-07 | 0 | 0.00056714 | 0.00056714 | 0 | 2.7763e-05 | 2.7763e-05 | 0 | 2.7763e-05
[79 empty] | WLDFR | HFTD - Distribution - Tier 2 - 5QU CoRE ¦ 2QU LoRE | Non-Red Flag Warning - Catastrophic Fires | 2050 | 0 | 18552.3348 | 319.4911 | 11216.5626 | 7016.281 | 4838.6098 | 1.1721e-07 | 0 | 0.00056714 | 0.00056714 | 0 | 2.896e-05 | 2.896e-05 | 0 | 2.896e-05
[79 empty] | WLDFR | HFTD - Distribution - Tier 2 - 5QU CoRE ¦ 2QU LoRE | Non-Red Flag Warning - Catastrophic Fires | 2051 | 0 | 18552.3348 | 319.4911 | 11216.5626 | 7016.281 | 4838.6098 | 1.1721e-07 | 0 | 0.00056714 | 0.00056714 | 0 | 2.896e-05 | 2.896e-05 | 0 | 2.896e-05
[79 empty] | WLDFR | HFTD - Distribution - Tier 2 - 5QU CoRE ¦ 2QU LoRE | Non-Red Flag Warning - Catastrophic Fires | 2052 | 0 | 18552.3348 | 319.4911 | 11216.5626 | 7016.281 | 4838.6098 | 1.1721e-07 | 0 | 0.00056714 | 0.00056714 | 0 | 2.896e-05 | 2.896e-05 | 0 | 2.896e-05
[79 empty] | WLDFR | HFTD - Distribution - Tier 2 - 5QU CoRE ¦ 2QU LoRE | Non-Red Flag Warning - Catastrophic Fires | 2053 | 0 | 19462.1283 | 340.5356 | 11757.1413 | 7364.4514 | 5078.7171 | 1.1721e-07 | 0 | 0.00059528 | 0.00059528 | 0 | 2.896e-05 | 2.896e-05 | 0 | 2.896e-05
[79 empty] | WLDFR | HFTD - Distribution - Tier 2 - 5QU CoRE ¦ 2QU LoRE | Non-Red Flag Warning - Catastrophic Fires | 2054 | 0 | 19462.1283 | 340.5356 | 11757.1413 | 7364.4514 | 5078.7171 | 1.1721e-07 | 0 | 0.00059528 | 0.00059528 | 0 | 2.896e-05 | 2.896e-05 | 0 | 2.896e-05
[79 empty] | WLDFR | HFTD - Distribution - Tier 2 - 5QU CoRE ¦ 2QU LoRE | Non-Red Flag Warning - Catastrophic Fires | 2055 | 0 | 19462.1283 | 340.5356 | 11757.1413 | 7364.4514 | 5078.7171 | 1.1721e-07 | 0 | 0.00059528 | 0.00059528 | 0 | 3.028e-05 | 3.028e-05 | 0 | 3.028e-05
[79 empty] | WLDFR | HFTD - Distribution - Tier 2 - 5QU CoRE ¦ 2QU LoRE | Non-Red Flag Warning - Large Fires | 2026 | 0 | 5.475 | 0.71896 | 3.0715 | 1.6846 | 1.1617 | 1.4025e-05 | 0 | 1.6293e-05 | 1.6293e-05 | 0 | 3.028e-05 | 3.028e-05 | 0 | 3.028e-05
[79 empty] | WLDFR | HFTD - Distribution - Tier 2 - 5QU CoRE ¦ 2QU LoRE | Non-Red Flag Warning - Large Fires | 2027 | 0 | 5.475 | 0.71896 | 3.0715 | 1.6846 | 1.1617 | 1.4025e-05 | 0 | 1.6293e-05 | 1.6293e-05 | 0 | 3.028e-05 | 3.028e-05 | 0 | 3.028e-05
[79 empty] | WLDFR | HFTD - Distribution - Tier 2 - 5QU CoRE ¦ 2QU LoRE | Non-Red Flag Warning - Large Fires | 2028 | 0 | 5.777 | 0.74734 | 3.238 | 1.7917 | 1.2356 | 1.4025e-05 | 0 | 1.733e-05 | 1.733e-05 | 0 | 3.028e-05 | 3.028e-05 | 0 | 3.028e-05
[79 empty] | WLDFR | HFTD - Distribution - Tier 2 - 5QU CoRE ¦ 2QU LoRE | Non-Red Flag Warning - Large Fires | 2029 | 0 | 5.777 | 0.74734 | 3.238 | 1.7917 | 1.2356 | 1.4025e-05 | 0 | 1.733e-05 | 1.733e-05 | 0 | 3.028e-05 | 3.028e-05 | 0 | 3.028e-05
[79 empty] | WLDFR | HFTD - Distribution - Tier 2 - 5QU CoRE ¦ 2QU LoRE | Non-Red Flag Warning - Large Fires | 2030 | 0 | 5.777 | 0.74734 | 3.238 | 1.7917 | 1.2356 | 1.4025e-05 | 0 | 1.733e-05 | 1.733e-05 | 0 | 3.1708e-05 | 3.1708e-05 | 0 | 3.1708e-05
[79 empty] | WLDFR | HFTD - Distribution - Tier 2 - 5QU CoRE ¦ 2QU LoRE | Non-Red Flag Warning - Large Fires | 2031 | 0 | 5.777 | 0.74734 | 3.238 | 1.7917 | 1.2356 | 1.4025e-05 | 0 | 1.733e-05 | 1.733e-05 | 0 | 3.1708e-05 | 3.1708e-05 | 0 | 3.1708e-05
[79 empty] | WLDFR | HFTD - Distribution - Tier 2 - 5QU CoRE ¦ 2QU LoRE | Non-Red Flag Warning - Large Fires | 2032 | 0 | 5.777 | 0.74734 | 3.238 | 1.7917 | 1.2356 | 1.4025e-05 | 0 | 1.733e-05 | 1.733e-05 | 0 | 3.1708e-05 | 3.1708e-05 | 0 | 3.1708e-05
[79 empty] | WLDFR | HFTD - Distribution - Tier 2 - 5QU CoRE ¦ 2QU LoRE | Non-Red Flag Warning - Large Fires | 2033 | 0 | 6.1205 | 0.77885 | 3.4265 | 1.9151 | 1.3207 | 1.4025e-05 | 0 | 1.8523e-05 | 1.8523e-05 | 0 | 3.1708e-05 | 3.1708e-05 | 0 | 3.1708e-05
[79 empty] | WLDFR | HFTD - Distribution - Tier 2 - 5QU CoRE ¦ 2QU LoRE | Non-Red Flag Warning - Large Fires | 2034 | 0 | 6.1205 | 0.77885 | 3.4265 | 1.9151 | 1.3207 | 1.4025e-05 | 0 | 1.8523e-05 | 1.8523e-05 | 0 | 3.1708e-05 | 3.1708e-05 | 0 | 3.1708e-05
[79 empty] | WLDFR | HFTD - Distribution - Tier 2 - 5QU CoRE ¦ 2QU LoRE | Non-Red Flag Warning - Large Fires | 2035 | 0 | 6.1205 | 0.77885 | 3.4265 | 1.9151 | 1.3207 | 1.4025e-05 | 0 | 1.8523e-05 | 1.8523e-05 | 0 | 3.3231e-05 | 3.3231e-05 | 0 | 3.3231e-05
[79 empty] | WLDFR | HFTD - Distribution - Tier 2 - 5QU CoRE ¦ 2QU LoRE | Non-Red Flag Warning - Large Fires | 2036 | 0 | 6.1205 | 0.77885 | 3.4265 | 1.9151 | 1.3207 | 1.4025e-05 | 0 | 1.8523e-05 | 1.8523e-05 | 0 | 3.3231e-05 | 3.3231e-05 | 0 | 3.3231e-05
[79 empty] | WLDFR | HFTD - Distribution - Tier 2 - 5QU CoRE ¦ 2QU LoRE | Non-Red Flag Warning - Large Fires | 2037 | 0 | 6.1205 | 0.77885 | 3.4265 | 1.9151 | 1.3207 | 1.4025e-05 | 0 | 1.8523e-05 | 1.8523e-05 | 0 | 3.3231e-05 | 3.3231e-05 | 0 | 3.3231e-05
[79 empty] | WLDFR | HFTD - Distribution - Tier 2 - 5QU CoRE ¦ 2QU LoRE | Non-Red Flag Warning - Large Fires | 2038 | 0 | 6.5028 | 0.81304 | 3.6355 | 2.0543 | 1.4167 | 1.4025e-05 | 0 | 1.9869e-05 | 1.9869e-05 | 0 | 3.3231e-05 | 3.3231e-05 | 0 | 3.3231e-05
[79 empty] | WLDFR | HFTD - Distribution - Tier 2 - 5QU CoRE ¦ 2QU LoRE | Non-Red Flag Warning - Large Fires | 2039 | 0 | 6.5028 | 0.81304 | 3.6355 | 2.0543 | 1.4167 | 1.4025e-05 | 0 | 1.9869e-05 | 1.9869e-05 | 0 | 0 | 3.3231e-05 | 0 | 3.3231e-05
[79 empty] | WLDFR | HFTD - Distribution - Tier 2 - 5QU CoRE ¦ 2QU LoRE | Non-Red Flag Warning - Large Fires | 2040 | 0 | 6.5028 | 0.81304 | 3.6355 | 2.0543 | 1.4167 | 1.4025e-05 | 0 | 1.9869e-05 | 1.9869e-05 | 0 | 0.0016369 | 0 | 0 | 0
[79 empty] | WLDFR | HFTD - Distribution - Tier 2 - 5QU CoRE ¦ 2QU LoRE | Non-Red Flag Warning - Large Fires | 2041 | 0 | 6.5028 | 0.81304 | 3.6355 | 2.0543 | 1.4167 | 1.4025e-05 | 0 | 1.9869e-05 | 1.9869e-05 | 0 | 0.0016969 | 0.0016969 | 0 | 0.0016969
[79 empty] | WLDFR | HFTD - Distribution - Tier 2 - 5QU CoRE ¦ 2QU LoRE | Non-Red Flag Warning - Large Fires | 2042 | 0 | 6.5028 | 0.81304 | 3.6355 | 2.0543 | 1.4167 | 1.4025e-05 | 0 | 1.9869e-05 | 1.9869e-05 | 0 | 0.0016969 | 0.0016969 | 0 | 0.0016969
[79 empty] | WLDFR | HFTD - Distribution - Tier 2 - 5QU CoRE ¦ 2QU LoRE | Non-Red Flag Warning - Large Fires | 2043 | 0 | 6.9209 | 0.84944 | 3.8632 | 2.2083 | 1.5229 | 1.4025e-05 | 0 | 2.1359e-05 | 2.1359e-05 | 0 | 0.0016969 | 0.0016969 | 0 | 0.0016969
[79 empty] | WLDFR | HFTD - Distribution - Tier 2 - 5QU CoRE ¦ 2QU LoRE | Non-Red Flag Warning - Large Fires | 2044 | 0 | 6.9209 | 0.84944 | 3.8632 | 2.2083 | 1.5229 | 1.4025e-05 | 0 | 2.1359e-05 | 2.1359e-05 | 0 | 0.0016969 | 0.0016969 | 0 | 0.0016969
[79 empty] | WLDFR | HFTD - Distribution - Tier 2 - 5QU CoRE ¦ 2QU LoRE | Non-Red Flag Warning - Large Fires | 2045 | 0 | 6.9209 | 0.84944 | 3.8632 | 2.2083 | 1.5229 | 1.4025e-05 | 0 | 2.1359e-05 | 2.1359e-05 | 0 | 0.0016969 | 0.0016969 | 0 | 0.0016969
[79 empty] | WLDFR | HFTD - Distribution - Tier 2 - 5QU CoRE ¦ 2QU LoRE | Non-Red Flag Warning - Large Fires | 2046 | 0 | 6.9209 | 0.84944 | 3.8632 | 2.2083 | 1.5229 | 1.4025e-05 | 0 | 2.1359e-05 | 2.1359e-05 | 0 | 0.0017725 | 0.0017725 | 0 | 0.0017725
[79 empty] | WLDFR | HFTD - Distribution - Tier 2 - 5QU CoRE ¦ 2QU LoRE | Non-Red Flag Warning - Large Fires | 2047 | 0 | 6.9209 | 0.84944 | 3.8632 | 2.2083 | 1.5229 | 1.4025e-05 | 0 | 2.1359e-05 | 2.1359e-05 | 0 | 0.0017725 | 0.0017725 | 0 | 0.0017725
[79 empty] | WLDFR | HFTD - Distribution - Tier 2 - 5QU CoRE ¦ 2QU LoRE | Non-Red Flag Warning - Large Fires | 2048 | 0 | 7.3713 | 0.88759 | 4.1075 | 2.3763 | 1.6388 | 1.4025e-05 | 0 | 2.2984e-05 | 2.2984e-05 | 0 | 0.0017725 | 0.0017725 | 0 | 0.0017725
[79 empty] | WLDFR | HFTD - Distribution - Tier 2 - 5QU CoRE ¦ 2QU LoRE | Non-Red Flag Warning - Large Fires | 2049 | 0 | 7.3713 | 0.88759 | 4.1075 | 2.3763 | 1.6388 | 1.4025e-05 | 0 | 2.2984e-05 | 2.2984e-05 | 0 | 0.0017725 | 0.0017725 | 0 | 0.0017725
[79 empty] | WLDFR | HFTD - Distribution - Tier 2 - 5QU CoRE ¦ 2QU LoRE | Non-Red Flag Warning - Large Fires | 2050 | 0 | 7.3713 | 0.88759 | 4.1075 | 2.3763 | 1.6388 | 1.4025e-05 | 0 | 2.2984e-05 | 2.2984e-05 | 0 | 0.0017725 | 0.0017725 | 0 | 0.0017725
[79 empty] | WLDFR | HFTD - Distribution - Tier 2 - 5QU CoRE ¦ 2QU LoRE | Non-Red Flag Warning - Large Fires | 2051 | 0 | 7.3713 | 0.88759 | 4.1075 | 2.3763 | 1.6388 | 1.4025e-05 | 0 | 2.2984e-05 | 2.2984e-05 | 0 | 0.0018566 | 0.0018566 | 0 | 0.0018566
[79 empty] | WLDFR | HFTD - Distribution - Tier 2 - 5QU CoRE ¦ 2QU LoRE | Non-Red Flag Warning - Large Fires | 2052 | 0 | 7.3713 | 0.88759 | 4.1075 | 2.3763 | 1.6388 | 1.4025e-05 | 0 | 2.2984e-05 | 2.2984e-05 | 0 | 0.0018566 | 0.0018566 | 0 | 0.0018566
[79 empty] | WLDFR | HFTD - Distribution - Tier 2 - 5QU CoRE ¦ 2QU LoRE | Non-Red Flag Warning - Large Fires | 2053 | 0 | 7.8503 | 0.92702 | 4.3664 | 2.5569 | 1.7633 | 1.4025e-05 | 0 | 2.473e-05 | 2.473e-05 | 0 | 0.0018566 | 0.0018566 | 0 | 0.0018566
[79 empty] | WLDFR | HFTD - Distribution - Tier 2 - 5QU CoRE ¦ 2QU LoRE | Non-Red Flag Warning - Large Fires | 2054 | 0 | 7.8503 | 0.92702 | 4.3664 | 2.5569 | 1.7633 | 1.4025e-05 | 0 | 2.473e-05 | 2.473e-05 | 0 | 0.0018566 | 0.0018566 | 0 | 0.0018566
[79 empty] | WLDFR | HFTD - Distribution - Tier 2 - 5QU CoRE ¦ 2QU LoRE | Non-Red Flag Warning - Large Fires | 2055 | 0 | 7.8503 | 0.92702 | 4.3664 | 2.5569 | 1.7633 | 1.4025e-05 | 0 | 2.473e-05 | 2.473e-05 | 0 | 0.0018566 | 0.0018566 | 0 | 0.0018566
[79 empty] | WLDFR | HFTD - Distribution - Tier 2 - 5QU CoRE ¦ 2QU LoRE | Non-Red Flag Warning - Small Fires | 2026 | 0 | 0.080408 | 0.03759 | 0.0016314 | 0.041187 | 0.028403 | 0.0055144 | 0 | 0.00015663 | 0.00015663 | 0 | 0.0019478 | 0.0019478 | 0 | 0.0019478
[79 empty] | WLDFR | HFTD - Distribution - Tier 2 - 5QU CoRE ¦ 2QU LoRE | Non-Red Flag Warning - Small Fires | 2027 | 0 | 0.080408 | 0.03759 | 0.0016314 | 0.041187 | 0.028403 | 0.0055144 | 0 | 0.00015663 | 0.00015663 | 0 | 0.0019478 | 0.0019478 | 0 | 0.0019478
[79 empty] | WLDFR | HFTD - Distribution - Tier 2 - 5QU CoRE ¦ 2QU LoRE | Non-Red Flag Warning - Small Fires | 2028 | 0 | 0.083606 | 0.039055 | 0.001695 | 0.042856 | 0.029555 | 0.0055144 | 0 | 0.00016298 | 0.00016298 | 0 | 0.0019478 | 0.0019478 | 0 | 0.0019478
[79 empty] | WLDFR | HFTD - Distribution - Tier 2 - 5QU CoRE ¦ 2QU LoRE | Non-Red Flag Warning - Small Fires | 2029 | 0 | 0.083606 | 0.039055 | 0.001695 | 0.042856 | 0.029555 | 0.0055144 | 0 | 0.00016298 | 0.00016298 | 0 | 0.0019478 | 0.0019478 | 0 | 0.0019478
[79 empty] | WLDFR | HFTD - Distribution - Tier 2 - 5QU CoRE ¦ 2QU LoRE | Non-Red Flag Warning - Small Fires | 2030 | 0 | 0.083606 | 0.039055 | 0.001695 | 0.042856 | 0.029555 | 0.0055144 | 0 | 0.00016298 | 0.00016298 | 0 | 0.0019478 | 0.0019478 | 0 | 0.0019478
[79 empty] | WLDFR | HFTD - Distribution - Tier 2 - 5QU CoRE ¦ 2QU LoRE | Non-Red Flag Warning - Small Fires | 2031 | 0 | 0.083606 | 0.039055 | 0.001695 | 0.042856 | 0.029555 | 0.0055144 | 0 | 0.00016298 | 0.00016298 | 0 | 0.002045 | 0.002045 | 0 | 0.002045
[79 empty] | WLDFR | HFTD - Distribution - Tier 2 - 5QU CoRE ¦ 2QU LoRE | Non-Red Flag Warning - Small Fires | 2032 | 0 | 0.083606 | 0.039055 | 0.001695 | 0.042856 | 0.029555 | 0.0055144 | 0 | 0.00016298 | 0.00016298 | 0 | 0.002045 | 0.002045 | 0 | 0.002045
[79 empty] | WLDFR | HFTD - Distribution - Tier 2 - 5QU CoRE ¦ 2QU LoRE | Non-Red Flag Warning - Small Fires | 2033 | 0 | 0.087211 | 0.040679 | 0.0017655 | 0.044766 | 0.030872 | 0.0055144 | 0 | 0.00017024 | 0.00017024 | 0 | 0.002045 | 0.002045 | 0 | 0.002045
[79 empty] | WLDFR | HFTD - Distribution - Tier 2 - 5QU CoRE ¦ 2QU LoRE | Non-Red Flag Warning - Small Fires | 2034 | 0 | 0.087211 | 0.040679 | 0.0017655 | 0.044766 | 0.030872 | 0.0055144 | 0 | 0.00017024 | 0.00017024 | 0 | 0.002045 | 0.002045 | 0 | 0.002045
[79 empty] | WLDFR | HFTD - Distribution - Tier 2 - 5QU CoRE ¦ 2QU LoRE | Non-Red Flag Warning - Small Fires | 2035 | 0 | 0.087211 | 0.040679 | 0.0017655 | 0.044766 | 0.030872 | 0.0055144 | 0 | 0.00017024 | 0.00017024 | 0 | 0.002045 | 0.002045 | 0 | 0.002045
[79 empty] | WLDFR | HFTD - Distribution - Tier 2 - 5QU CoRE ¦ 2QU LoRE | Non-Red Flag Warning - Small Fires | 2036 | 0 | 0.087211 | 0.040679 | 0.0017655 | 0.044766 | 0.030872 | 0.0055144 | 0 | 0.00017024 | 0.00017024 | 0 | 0.0021468 | 0.0021468 | 0 | 0.0021468
[79 empty] | WLDFR | HFTD - Distribution - Tier 2 - 5QU CoRE ¦ 2QU LoRE | Non-Red Flag Warning - Small Fires | 2037 | 0 | 0.087211 | 0.040679 | 0.0017655 | 0.044766 | 0.030872 | 0.0055144 | 0 | 0.00017024 | 0.00017024 | 0 | 0.0021468 | 0.0021468 | 0 | 0.0021468
[79 empty] | WLDFR | HFTD - Distribution - Tier 2 - 5QU CoRE ¦ 2QU LoRE | Non-Red Flag Warning - Small Fires | 2038 | 0 | 0.091184 | 0.042438 | 0.0018418 | 0.046905 | 0.032347 | 0.0055144 | 0 | 0.00017837 | 0.00017837 | 0 | 0.0021468 | 0.0021468 | 0 | 0.0021468
[79 empty] | WLDFR | HFTD - Distribution - Tier 2 - 5QU CoRE ¦ 2QU LoRE | Non-Red Flag Warning - Small Fires | 2039 | 0 | 0.091184 | 0.042438 | 0.0018418 | 0.046905 | 0.032347 | 0.0055144 | 0 | 0.00017837 | 0.00017837 | 0 | 0.0021468 | 0.0021468 | 0 | 0.0021468
[79 empty] | WLDFR | HFTD - Distribution - Tier 2 - 5QU CoRE ¦ 2QU LoRE | Non-Red Flag Warning - Small Fires | 2040 | 0 | 0.091184 | 0.042438 | 0.0018418 | 0.046905 | 0.032347 | 0.0055144 | 0 | 0.00017837 | 0.00017837 | 0 | 0 | 0.0021468 | 0 | 0.0021468
[79 empty] | WLDFR | HFTD - Distribution - Tier 2 - 5QU CoRE ¦ 2QU LoRE | Non-Red Flag Warning - Small Fires | 2041 | 0 | 0.091184 | 0.042438 | 0.0018418 | 0.046905 | 0.032347 | 0.0055144 | 0 | 0.00017837 | 0.00017837 | 0 | 0.0001766 | 0 | 0 | 0
[79 empty] | WLDFR | HFTD - Distribution - Tier 2 - 5QU CoRE ¦ 2QU LoRE | Non-Red Flag Warning - Small Fires | 2042 | 0 | 0.091184 | 0.042438 | 0.0018418 | 0.046905 | 0.032347 | 0.0055144 | 0 | 0.00017837 | 0.00017837 | 0 | 0.00018305 | 0.00018305 | 0 | 0.00018305
[79 empty] | WLDFR | HFTD - Distribution - Tier 2 - 5QU CoRE ¦ 2QU LoRE | Non-Red Flag Warning - Small Fires | 2043 | 0 | 0.095486 | 0.044306 | 0.0019228 | 0.049257 | 0.033969 | 0.0055144 | 0 | 0.00018732 | 0.00018732 | 0 | 0.00018305 | 0.00018305 | 0 | 0.00018305
[79 empty] | WLDFR | HFTD - Distribution - Tier 2 - 5QU CoRE ¦ 2QU LoRE | Non-Red Flag Warning - Small Fires | 2044 | 0 | 0.095486 | 0.044306 | 0.0019228 | 0.049257 | 0.033969 | 0.0055144 | 0 | 0.00018732 | 0.00018732 | 0 | 0.00018305 | 0.00018305 | 0 | 0.00018305
[79 empty] | WLDFR | HFTD - Distribution - Tier 2 - 5QU CoRE ¦ 2QU LoRE | Non-Red Flag Warning - Small Fires | 2045 | 0 | 0.095486 | 0.044306 | 0.0019228 | 0.049257 | 0.033969 | 0.0055144 | 0 | 0.00018732 | 0.00018732 | 0 | 0.00018305 | 0.00018305 | 0 | 0.00018305
[79 empty] | WLDFR | HFTD - Distribution - Tier 2 - 5QU CoRE ¦ 2QU LoRE | Non-Red Flag Warning - Small Fires | 2046 | 0 | 0.095486 | 0.044306 | 0.0019228 | 0.049257 | 0.033969 | 0.0055144 | 0 | 0.00018732 | 0.00018732 | 0 | 0.00018305 | 0.00018305 | 0 | 0.00018305
[79 empty] | WLDFR | HFTD - Distribution - Tier 2 - 5QU CoRE ¦ 2QU LoRE | Non-Red Flag Warning - Small Fires | 2047 | 0 | 0.095486 | 0.044306 | 0.0019228 | 0.049257 | 0.033969 | 0.0055144 | 0 | 0.00018732 | 0.00018732 | 0 | 0.00019117 | 0.00019117 | 0 | 0.00019117
[79 empty] | WLDFR | HFTD - Distribution - Tier 2 - 5QU CoRE ¦ 2QU LoRE | Non-Red Flag Warning - Small Fires | 2048 | 0 | 0.10007 | 0.04626 | 0.0020076 | 0.051804 | 0.035726 | 0.0055144 | 0 | 0.00019701 | 0.00019701 | 0 | 0.00019117 | 0.00019117 | 0 | 0.00019117
[79 empty] | WLDFR | HFTD - Distribution - Tier 2 - 5QU CoRE ¦ 2QU LoRE | Non-Red Flag Warning - Small Fires | 2049 | 0 | 0.10007 | 0.04626 | 0.0020076 | 0.051804 | 0.035726 | 0.0055144 | 0 | 0.00019701 | 0.00019701 | 0 | 0.00019117 | 0.00019117 | 0 | 0.00019117
[79 empty] | WLDFR | HFTD - Distribution - Tier 2 - 5QU CoRE ¦ 2QU LoRE | Non-Red Flag Warning - Small Fires | 2050 | 0 | 0.10007 | 0.04626 | 0.0020076 | 0.051804 | 0.035726 | 0.0055144 | 0 | 0.00019701 | 0.00019701 | 0 | 0.00019117 | 0.00019117 | 0 | 0.00019117
[79 empty] | WLDFR | HFTD - Distribution - Tier 2 - 5QU CoRE ¦ 2QU LoRE | Non-Red Flag Warning - Small Fires | 2051 | 0 | 0.10007 | 0.04626 | 0.0020076 | 0.051804 | 0.035726 | 0.0055144 | 0 | 0.00019701 | 0.00019701 | 0 | 0.00019117 | 0.00019117 | 0 | 0.00019117
[79 empty] | WLDFR | HFTD - Distribution - Tier 2 - 5QU CoRE ¦ 2QU LoRE | Non-Red Flag Warning - Small Fires | 2052 | 0 | 0.10007 | 0.04626 | 0.0020076 | 0.051804 | 0.035726 | 0.0055144 | 0 | 0.00019701 | 0.00019701 | 0 | 0.0002002 | 0.0002002 | 0 | 0.0002002
[79 empty] | WLDFR | HFTD - Distribution - Tier 2 - 5QU CoRE ¦ 2QU LoRE | Non-Red Flag Warning - Small Fires | 2053 | 0 | 0.10489 | 0.048274 | 0.002095 | 0.054525 | 0.037602 | 0.0055144 | 0 | 0.00020735 | 0.00020735 | 0 | 0.0002002 | 0.0002002 | 0 | 0.0002002
[79 empty] | WLDFR | HFTD - Distribution - Tier 2 - 5QU CoRE ¦ 2QU LoRE | Non-Red Flag Warning - Small Fires | 2054 | 0 | 0.10489 | 0.048274 | 0.002095 | 0.054525 | 0.037602 | 0.0055144 | 0 | 0.00020735 | 0.00020735 | 0 | 0.0002002 | 0.0002002 | 0 | 0.0002002
[79 empty] | WLDFR | HFTD - Distribution - Tier 2 - 5QU CoRE ¦ 2QU LoRE | Non-Red Flag Warning - Small Fires | 2055 | 0 | 0.10489 | 0.048274 | 0.002095 | 0.054525 | 0.037602 | 0.0055144 | 0 | 0.00020735 | 0.00020735 | 0 | 0.0002002 | 0.0002002 | 0 | 0.0002002
[79 empty] | WLDFR | HFTD - Distribution - Tier 2 - 5QU CoRE ¦ 2QU LoRE | Red Flag Warning - Catastrophic Fires | 2026 | 0 | 14664.6376 | 233.2301 | 8896.516 | 5534.8915 | 3817.0051 | 2.0969e-06 | 0 | 0.0080038 | 0.0080038 | 0 | 0.0002002 | 0.0002002 | 0 | 0.0002002
[79 empty] | WLDFR | HFTD - Distribution - Tier 2 - 5QU CoRE ¦ 2QU LoRE | Red Flag Warning - Catastrophic Fires | 2027 | 0 | 14664.6376 | 233.2301 | 8896.516 | 5534.8915 | 3817.0051 | 2.0969e-06 | 0 | 0.0080038 | 0.0080038 | 0 | 0.00020998 | 0.00020998 | 0 | 0.00020998
[79 empty] | WLDFR | HFTD - Distribution - Tier 2 - 5QU CoRE ¦ 2QU LoRE | Red Flag Warning - Catastrophic Fires | 2028 | 0 | 15317.9909 | 247.273 | 9287.6491 | 5783.0689 | 3988.1546 | 2.0969e-06 | 0 | 0.0083627 | 0.0083627 | 0 | 0.00020998 | 0.00020998 | 0 | 0.00020998
[79 empty] | WLDFR | HFTD - Distribution - Tier 2 - 5QU CoRE ¦ 2QU LoRE | Red Flag Warning - Catastrophic Fires | 2029 | 0 | 15317.9909 | 247.273 | 9287.6491 | 5783.0689 | 3988.1546 | 2.0969e-06 | 0 | 0.0083627 | 0.0083627 | 0 | 0.00020998 | 0.00020998 | 0 | 0.00020998
[79 empty] | WLDFR | HFTD - Distribution - Tier 2 - 5QU CoRE ¦ 2QU LoRE | Red Flag Warning - Catastrophic Fires | 2030 | 0 | 15317.9909 | 247.273 | 9287.6491 | 5783.0689 | 3988.1546 | 2.0969e-06 | 0 | 0.0083627 | 0.0083627 | 0 | 0.00020998 | 0.00020998 | 0 | 0.00020998
[79 empty] | WLDFR | HFTD - Distribution - Tier 2 - 5QU CoRE ¦ 2QU LoRE | Red Flag Warning - Catastrophic Fires | 2031 | 0 | 15317.9909 | 247.273 | 9287.6491 | 5783.0689 | 3988.1546 | 2.0969e-06 | 0 | 0.0083627 | 0.0083627 | 0 | 0.00020998 | 0.00020998 | 0 | 0.00020998
[79 empty] | WLDFR | HFTD - Distribution - Tier 2 - 5QU CoRE ¦ 2QU LoRE | Red Flag Warning - Catastrophic Fires | 2032 | 0 | 15317.9909 | 247.273 | 9287.6491 | 5783.0689 | 3988.1546 | 2.0969e-06 | 0 | 0.0083627 | 0.0083627 | 0 | 0.00022039 | 0.00022039 | 0 | 0.00022039
[79 empty] | WLDFR | HFTD - Distribution - Tier 2 - 5QU CoRE ¦ 2QU LoRE | Red Flag Warning - Catastrophic Fires | 2033 | 0 | 16044.1264 | 263.1074 | 9721.74 | 6059.2791 | 4178.6364 | 2.0969e-06 | 0 | 0.0087621 | 0.0087621 | 0 | 0.00022039 | 0.00022039 | 0 | 0.00022039
[79 empty] | WLDFR | HFTD - Distribution - Tier 2 - 5QU CoRE ¦ 2QU LoRE | Red Flag Warning - Catastrophic Fires | 2034 | 0 | 16044.1264 | 263.1074 | 9721.74 | 6059.2791 | 4178.6364 | 2.0969e-06 | 0 | 0.0087621 | 0.0087621 | 0 | 0.00022039 | 0.00022039 | 0 | 0.00022039
[79 empty] | WLDFR | HFTD - Distribution - Tier 2 - 5QU CoRE ¦ 2QU LoRE | Red Flag Warning - Catastrophic Fires | 2035 | 0 | 16044.1264 | 263.1074 | 9721.74 | 6059.2791 | 4178.6364 | 2.0969e-06 | 0 | 0.0087621 | 0.0087621 | 0 | 0.00022039 | 0.00022039 | 0 | 0.00022039
[79 empty] | WLDFR | HFTD - Distribution - Tier 2 - 5QU CoRE ¦ 2QU LoRE | Red Flag Warning - Catastrophic Fires | 2036 | 0 | 16044.1264 | 263.1074 | 9721.74 | 6059.2791 | 4178.6364 | 2.0969e-06 | 0 | 0.0087621 | 0.0087621 | 0 | 0.00022039 | 0.00022039 | 0 | 0.00022039
[79 empty] | WLDFR | HFTD - Distribution - Tier 2 - 5QU CoRE ¦ 2QU LoRE | Red Flag Warning - Catastrophic Fires | 2037 | 0 | 16044.1264 | 263.1074 | 9721.74 | 6059.2791 | 4178.6364 | 2.0969e-06 | 0 | 0.0087621 | 0.0087621 | 0 | 0.0002313 | 0.0002313 | 0 | 0.0002313
[79 empty] | WLDFR | HFTD - Distribution - Tier 2 - 5QU CoRE ¦ 2QU LoRE | Red Flag Warning - Catastrophic Fires | 2038 | 0 | 16832.3912 | 280.5544 | 10192.2718 | 6359.5651 | 4385.7214 | 2.0969e-06 | 0 | 0.0091964 | 0.0091964 | 0 | 0.0002313 | 0.0002313 | 0 | 0.0002313
[79 empty] | WLDFR | HFTD - Distribution - Tier 2 - 5QU CoRE ¦ 2QU LoRE | Red Flag Warning - Catastrophic Fires | 2039 | 0 | 16832.3912 | 280.5544 | 10192.2718 | 6359.5651 | 4385.7214 | 2.0969e-06 | 0 | 0.0091964 | 0.0091964 | 0 | 0.0002313 | 0.0002313 | 0 | 0.0002313
[79 empty] | WLDFR | HFTD - Distribution - Tier 2 - 5QU CoRE ¦ 2QU LoRE | Red Flag Warning - Catastrophic Fires | 2040 | 0 | 16832.3912 | 280.5544 | 10192.2718 | 6359.5651 | 4385.7214 | 2.0969e-06 | 0 | 0.0091964 | 0.0091964 | 0 | 0.0002313 | 0.0002313 | 0 | 0.0002313
[79 empty] | WLDFR | HFTD - Distribution - Tier 2 - 5QU CoRE ¦ 2QU LoRE | Red Flag Warning - Catastrophic Fires | 2041 | 0 | 16832.3912 | 280.5544 | 10192.2718 | 6359.5651 | 4385.7214 | 2.0969e-06 | 0 | 0.0091964 | 0.0091964 | 0 | 0 | 0.0002313 | 0 | 0.0002313
[79 empty] | WLDFR | HFTD - Distribution - Tier 2 - 5QU CoRE ¦ 2QU LoRE | Red Flag Warning - Catastrophic Fires | 2042 | 0 | 16832.3912 | 280.5544 | 10192.2718 | 6359.5651 | 4385.7214 | 2.0969e-06 | 0 | 0.0091964 | 0.0091964 | 0 | 7.0184e-06 | 0 | 0 | 0
[79 empty] | WLDFR | HFTD - Distribution - Tier 2 - 5QU CoRE ¦ 2QU LoRE | Red Flag Warning - Catastrophic Fires | 2043 | 0 | 17672.0852 | 299.42 | 10692.7362 | 6679.929 | 4606.6527 | 2.0969e-06 | 0 | 0.0096596 | 0.0096596 | 0 | 7.3325e-06 | 7.3325e-06 | 0 | 7.3325e-06
[79 empty] | WLDFR | HFTD - Distribution - Tier 2 - 5QU CoRE ¦ 2QU LoRE | Red Flag Warning - Catastrophic Fires | 2044 | 0 | 17672.0852 | 299.42 | 10692.7362 | 6679.929 | 4606.6527 | 2.0969e-06 | 0 | 0.0096596 | 0.0096596 | 0 | 7.3325e-06 | 7.3325e-06 | 0 | 7.3325e-06
[79 empty] | WLDFR | HFTD - Distribution - Tier 2 - 5QU CoRE ¦ 2QU LoRE | Red Flag Warning - Catastrophic Fires | 2045 | 0 | 17672.0852 | 299.42 | 10692.7362 | 6679.929 | 4606.6527 | 2.0969e-06 | 0 | 0.0096596 | 0.0096596 | 0 | 7.3325e-06 | 7.3325e-06 | 0 | 7.3325e-06
[79 empty] | WLDFR | HFTD - Distribution - Tier 2 - 5QU CoRE ¦ 2QU LoRE | Red Flag Warning - Catastrophic Fires | 2046 | 0 | 17672.0852 | 299.42 | 10692.7362 | 6679.929 | 4606.6527 | 2.0969e-06 | 0 | 0.0096596 | 0.0096596 | 0 | 7.3325e-06 | 7.3325e-06 | 0 | 7.3325e-06
[79 empty] | WLDFR | HFTD - Distribution - Tier 2 - 5QU CoRE ¦ 2QU LoRE | Red Flag Warning - Catastrophic Fires | 2047 | 0 | 17672.0852 | 299.42 | 10692.7362 | 6679.929 | 4606.6527 | 2.0969e-06 | 0 | 0.0096596 | 0.0096596 | 0 | 7.3325e-06 | 7.3325e-06 | 0 | 7.3325e-06
[79 empty] | WLDFR | HFTD - Distribution - Tier 2 - 5QU CoRE ¦ 2QU LoRE | Red Flag Warning - Catastrophic Fires | 2048 | 0 | 18552.3348 | 319.4911 | 11216.5626 | 7016.281 | 4838.6098 | 2.0969e-06 | 0 | 0.010146 | 0.010146 | 0 | 7.7369e-06 | 7.7369e-06 | 0 | 7.7369e-06
[79 empty] | WLDFR | HFTD - Distribution - Tier 2 - 5QU CoRE ¦ 2QU LoRE | Red Flag Warning - Catastrophic Fires | 2049 | 0 | 18552.3348 | 319.4911 | 11216.5626 | 7016.281 | 4838.6098 | 2.0969e-06 | 0 | 0.010146 | 0.010146 | 0 | 7.7369e-06 | 7.7369e-06 | 0 | 7.7369e-06
[79 empty] | WLDFR | HFTD - Distribution - Tier 2 - 5QU CoRE ¦ 2QU LoRE | Red Flag Warning - Catastrophic Fires | 2050 | 0 | 18552.3348 | 319.4911 | 11216.5626 | 7016.281 | 4838.6098 | 2.0969e-06 | 0 | 0.010146 | 0.010146 | 0 | 7.7369e-06 | 7.7369e-06 | 0 | 7.7369e-06
[79 empty] | WLDFR | HFTD - Distribution - Tier 2 - 5QU CoRE ¦ 2QU LoRE | Red Flag Warning - Catastrophic Fires | 2051 | 0 | 18552.3348 | 319.4911 | 11216.5626 | 7016.281 | 4838.6098 | 2.0969e-06 | 0 | 0.010146 | 0.010146 | 0 | 7.7369e-06 | 7.7369e-06 | 0 | 7.7369e-06
[79 empty] | WLDFR | HFTD - Distribution - Tier 2 - 5QU CoRE ¦ 2QU LoRE | Red Flag Warning - Catastrophic Fires | 2052 | 0 | 18552.3348 | 319.4911 | 11216.5626 | 7016.281 | 4838.6098 | 2.0969e-06 | 0 | 0.010146 | 0.010146 | 0 | 7.7369e-06 | 7.7369e-06 | 0 | 7.7369e-06
[79 empty] | WLDFR | HFTD - Distribution - Tier 2 - 5QU CoRE ¦ 2QU LoRE | Red Flag Warning - Catastrophic Fires | 2053 | 0 | 19462.1283 | 340.5356 | 11757.1413 | 7364.4514 | 5078.7171 | 2.0969e-06 | 0 | 0.01065 | 0.01065 | 0 | 8.1969e-06 | 8.1969e-06 | 0 | 8.1969e-06
[79 empty] | WLDFR | HFTD - Distribution - Tier 2 - 5QU CoRE ¦ 2QU LoRE | Red Flag Warning - Catastrophic Fires | 2054 | 0 | 19462.1283 | 340.5356 | 11757.1413 | 7364.4514 | 5078.7171 | 2.0969e-06 | 0 | 0.01065 | 0.01065 | 0 | 8.1969e-06 | 8.1969e-06 | 0 | 8.1969e-06
[79 empty] | WLDFR | HFTD - Distribution - Tier 2 - 5QU CoRE ¦ 2QU LoRE | Red Flag Warning - Catastrophic Fires | 2055 | 0 | 19462.1283 | 340.5356 | 11757.1413 | 7364.4514 | 5078.7171 | 2.0969e-06 | 0 | 0.01065 | 0.01065 | 0 | 8.1969e-06 | 8.1969e-06 | 0 | 8.1969e-06
[79 empty] | WLDFR | HFTD - Distribution - Tier 2 - 5QU CoRE ¦ 2QU LoRE | Red Flag Warning - Large Fires | 2026 | 0 | 5.475 | 0.71896 | 3.0715 | 1.6846 | 1.1617 | 2.392e-05 | 0 | 2.7788e-05 | 2.7788e-05 | 0 | 8.1969e-06 | 8.1969e-06 | 0 | 8.1969e-06
[79 empty] | WLDFR | HFTD - Distribution - Tier 2 - 5QU CoRE ¦ 2QU LoRE | Red Flag Warning - Large Fires | 2027 | 0 | 5.475 | 0.71896 | 3.0715 | 1.6846 | 1.1617 | 2.392e-05 | 0 | 2.7788e-05 | 2.7788e-05 | 0 | 8.1969e-06 | 8.1969e-06 | 0 | 8.1969e-06
[79 empty] | WLDFR | HFTD - Distribution - Tier 2 - 5QU CoRE ¦ 2QU LoRE | Red Flag Warning - Large Fires | 2028 | 0 | 5.777 | 0.74734 | 3.238 | 1.7917 | 1.2356 | 2.392e-05 | 0 | 2.9556e-05 | 2.9556e-05 | 0 | 8.7089e-06 | 8.7089e-06 | 0 | 8.7089e-06
[79 empty] | WLDFR | HFTD - Distribution - Tier 2 - 5QU CoRE ¦ 2QU LoRE | Red Flag Warning - Large Fires | 2029 | 0 | 5.777 | 0.74734 | 3.238 | 1.7917 | 1.2356 | 2.392e-05 | 0 | 2.9556e-05 | 2.9556e-05 | 0 | 8.7089e-06 | 8.7089e-06 | 0 | 8.7089e-06
[79 empty] | WLDFR | HFTD - Distribution - Tier 2 - 5QU CoRE ¦ 2QU LoRE | Red Flag Warning - Large Fires | 2030 | 0 | 5.777 | 0.74734 | 3.238 | 1.7917 | 1.2356 | 2.392e-05 | 0 | 2.9556e-05 | 2.9556e-05 | 0 | 8.7089e-06 | 8.7089e-06 | 0 | 8.7089e-06
[79 empty] | WLDFR | HFTD - Distribution - Tier 2 - 5QU CoRE ¦ 2QU LoRE | Red Flag Warning - Large Fires | 2031 | 0 | 5.777 | 0.74734 | 3.238 | 1.7917 | 1.2356 | 2.392e-05 | 0 | 2.9556e-05 | 2.9556e-05 | 0 | 8.7089e-06 | 8.7089e-06 | 0 | 8.7089e-06
[79 empty] | WLDFR | HFTD - Distribution - Tier 2 - 5QU CoRE ¦ 2QU LoRE | Red Flag Warning - Large Fires | 2032 | 0 | 5.777 | 0.74734 | 3.238 | 1.7917 | 1.2356 | 2.392e-05 | 0 | 2.9556e-05 | 2.9556e-05 | 0 | 8.7089e-06 | 8.7089e-06 | 0 | 8.7089e-06
[79 empty] | WLDFR | HFTD - Distribution - Tier 2 - 5QU CoRE ¦ 2QU LoRE | Red Flag Warning - Large Fires | 2033 | 0 | 6.1205 | 0.77885 | 3.4265 | 1.9151 | 1.3207 | 2.392e-05 | 0 | 3.1592e-05 | 3.1592e-05 | 0 | 9.2689e-06 | 9.2689e-06 | 0 | 9.2689e-06
[79 empty] | WLDFR | HFTD - Distribution - Tier 2 - 5QU CoRE ¦ 2QU LoRE | Red Flag Warning - Large Fires | 2034 | 0 | 6.1205 | 0.77885 | 3.4265 | 1.9151 | 1.3207 | 2.392e-05 | 0 | 3.1592e-05 | 3.1592e-05 | 0 | 9.2689e-06 | 9.2689e-06 | 0 | 9.2689e-06
[79 empty] | WLDFR | HFTD - Distribution - Tier 2 - 5QU CoRE ¦ 2QU LoRE | Red Flag Warning - Large Fires | 2035 | 0 | 6.1205 | 0.77885 | 3.4265 | 1.9151 | 1.3207 | 2.392e-05 | 0 | 3.1592e-05 | 3.1592e-05 | 0 | 9.2689e-06 | 9.2689e-06 | 0 | 9.2689e-06
[79 empty] | WLDFR | HFTD - Distribution - Tier 2 - 5QU CoRE ¦ 2QU LoRE | Red Flag Warning - Large Fires | 2036 | 0 | 6.1205 | 0.77885 | 3.4265 | 1.9151 | 1.3207 | 2.392e-05 | 0 | 3.1592e-05 | 3.1592e-05 | 0 | 9.2689e-06 | 9.2689e-06 | 0 | 9.2689e-06
[79 empty] | WLDFR | HFTD - Distribution - Tier 2 - 5QU CoRE ¦ 2QU LoRE | Red Flag Warning - Large Fires | 2037 | 0 | 6.1205 | 0.77885 | 3.4265 | 1.9151 | 1.3207 | 2.392e-05 | 0 | 3.1592e-05 | 3.1592e-05 | 0 | 9.2689e-06 | 9.2689e-06 | 0 | 9.2689e-06
[79 empty] | WLDFR | HFTD - Distribution - Tier 2 - 5QU CoRE ¦ 2QU LoRE | Red Flag Warning - Large Fires | 2038 | 0 | 6.5028 | 0.81304 | 3.6355 | 2.0543 | 1.4167 | 2.392e-05 | 0 | 3.3886e-05 | 3.3886e-05 | 0 | 9.8721e-06 | 9.8721e-06 | 0 | 9.8721e-06
[79 empty] | WLDFR | HFTD - Distribution - Tier 2 - 5QU CoRE ¦ 2QU LoRE | Red Flag Warning - Large Fires | 2039 | 0 | 6.5028 | 0.81304 | 3.6355 | 2.0543 | 1.4167 | 2.392e-05 | 0 | 3.3886e-05 | 3.3886e-05 | 0 | 9.8721e-06 | 9.8721e-06 | 0 | 9.8721e-06
[79 empty] | WLDFR | HFTD - Distribution - Tier 2 - 5QU CoRE ¦ 2QU LoRE | Red Flag Warning - Large Fires | 2040 | 0 | 6.5028 | 0.81304 | 3.6355 | 2.0543 | 1.4167 | 2.392e-05 | 0 | 3.3886e-05 | 3.3886e-05 | 0 | 9.8721e-06 | 9.8721e-06 | 0 | 9.8721e-06
[79 empty] | WLDFR | HFTD - Distribution - Tier 2 - 5QU CoRE ¦ 2QU LoRE | Red Flag Warning - Large Fires | 2041 | 0 | 6.5028 | 0.81304 | 3.6355 | 2.0543 | 1.4167 | 2.392e-05 | 0 | 3.3886e-05 | 3.3886e-05 | 0 | 9.8721e-06 | 9.8721e-06 | 0 | 9.8721e-06
[79 empty] | WLDFR | HFTD - Distribution - Tier 2 - 5QU CoRE ¦ 2QU LoRE | Red Flag Warning - Large Fires | 2042 | 0 | 6.5028 | 0.81304 | 3.6355 | 2.0543 | 1.4167 | 2.392e-05 | 0 | 3.3886e-05 | 3.3886e-05 | 0 | 0 | 9.8721e-06 | 0 | 9.8721e-06
[79 empty] | WLDFR | HFTD - Distribution - Tier 2 - 5QU CoRE ¦ 2QU LoRE | Red Flag Warning - Large Fires | 2043 | 0 | 6.9209 | 0.84944 | 3.8632 | 2.2083 | 1.5229 | 2.392e-05 | 0 | 3.6428e-05 | 3.6428e-05 | 0 | 3.0286e-06 | 0 | 0 | 0
[79 empty] | WLDFR | HFTD - Distribution - Tier 2 - 5QU CoRE ¦ 2QU LoRE | Red Flag Warning - Large Fires | 2044 | 0 | 6.9209 | 0.84944 | 3.8632 | 2.2083 | 1.5229 | 2.392e-05 | 0 | 3.6428e-05 | 3.6428e-05 | 0 | 3.1261e-06 | 3.1261e-06 | 0 | 3.1261e-06
[79 empty] | WLDFR | HFTD - Distribution - Tier 2 - 5QU CoRE ¦ 2QU LoRE | Red Flag Warning - Large Fires | 2045 | 0 | 6.9209 | 0.84944 | 3.8632 | 2.2083 | 1.5229 | 2.392e-05 | 0 | 3.6428e-05 | 3.6428e-05 | 0 | 3.1261e-06 | 3.1261e-06 | 0 | 3.1261e-06
[79 empty] | WLDFR | HFTD - Distribution - Tier 2 - 5QU CoRE ¦ 2QU LoRE | Red Flag Warning - Large Fires | 2046 | 0 | 6.9209 | 0.84944 | 3.8632 | 2.2083 | 1.5229 | 2.392e-05 | 0 | 3.6428e-05 | 3.6428e-05 | 0 | 3.1261e-06 | 3.1261e-06 | 0 | 3.1261e-06
[79 empty] | WLDFR | HFTD - Distribution - Tier 2 - 5QU CoRE ¦ 2QU LoRE | Red Flag Warning - Large Fires | 2047 | 0 | 6.9209 | 0.84944 | 3.8632 | 2.2083 | 1.5229 | 2.392e-05 | 0 | 3.6428e-05 | 3.6428e-05 | 0 | 3.1261e-06 | 3.1261e-06 | 0 | 3.1261e-06
[79 empty] | WLDFR | HFTD - Distribution - Tier 2 - 5QU CoRE ¦ 2QU LoRE | Red Flag Warning - Large Fires | 2048 | 0 | 7.3713 | 0.88759 | 4.1075 | 2.3763 | 1.6388 | 2.392e-05 | 0 | 3.9199e-05 | 3.9199e-05 | 0 | 3.1261e-06 | 3.1261e-06 | 0 | 3.1261e-06
[79 empty] | WLDFR | HFTD - Distribution - Tier 2 - 5QU CoRE ¦ 2QU LoRE | Red Flag Warning - Large Fires | 2049 | 0 | 7.3713 | 0.88759 | 4.1075 | 2.3763 | 1.6388 | 2.392e-05 | 0 | 3.9199e-05 | 3.9199e-05 | 0 | 3.2504e-06 | 3.2504e-06 | 0 | 3.2504e-06
[79 empty] | WLDFR | HFTD - Distribution - Tier 2 - 5QU CoRE ¦ 2QU LoRE | Red Flag Warning - Large Fires | 2050 | 0 | 7.3713 | 0.88759 | 4.1075 | 2.3763 | 1.6388 | 2.392e-05 | 0 | 3.9199e-05 | 3.9199e-05 | 0 | 3.2504e-06 | 3.2504e-06 | 0 | 3.2504e-06
[79 empty] | WLDFR | HFTD - Distribution - Tier 2 - 5QU CoRE ¦ 2QU LoRE | Red Flag Warning - Large Fires | 2051 | 0 | 7.3713 | 0.88759 | 4.1075 | 2.3763 | 1.6388 | 2.392e-05 | 0 | 3.9199e-05 | 3.9199e-05 | 0 | 3.2504e-06 | 3.2504e-06 | 0 | 3.2504e-06
[79 empty] | WLDFR | HFTD - Distribution - Tier 2 - 5QU CoRE ¦ 2QU LoRE | Red Flag Warning - Large Fires | 2052 | 0 | 7.3713 | 0.88759 | 4.1075 | 2.3763 | 1.6388 | 2.392e-05 | 0 | 3.9199e-05 | 3.9199e-05 | 0 | 3.2504e-06 | 3.2504e-06 | 0 | 3.2504e-06
[79 empty] | WLDFR | HFTD - Distribution - Tier 2 - 5QU CoRE ¦ 2QU LoRE | Red Flag Warning - Large Fires | 2053 | 0 | 7.8503 | 0.92702 | 4.3664 | 2.5569 | 1.7633 | 2.392e-05 | 0 | 4.2177e-05 | 4.2177e-05 | 0 | 3.2504e-06 | 3.2504e-06 | 0 | 3.2504e-06
[79 empty] | WLDFR | HFTD - Distribution - Tier 2 - 5QU CoRE ¦ 2QU LoRE | Red Flag Warning - Large Fires | 2054 | 0 | 7.8503 | 0.92702 | 4.3664 | 2.5569 | 1.7633 | 2.392e-05 | 0 | 4.2177e-05 | 4.2177e-05 | 0 | 3.3905e-06 | 3.3905e-06 | 0 | 3.3905e-06
[79 empty] | WLDFR | HFTD - Distribution - Tier 2 - 5QU CoRE ¦ 2QU LoRE | Red Flag Warning - Large Fires | 2055 | 0 | 7.8503 | 0.92702 | 4.3664 | 2.5569 | 1.7633 | 2.392e-05 | 0 | 4.2177e-05 | 4.2177e-05 | 0 | 3.3905e-06 | 3.3905e-06 | 0 | 3.3905e-06
[79 empty] | WLDFR | HFTD - Distribution - Tier 2 - 5QU CoRE ¦ 2QU LoRE | Red Flag Warning - Small Fires | 2026 | 0 | 0.080408 | 0.03759 | 0.0016314 | 0.041187 | 0.028403 | 0.00070831 | 0 | 2.0118e-05 | 2.0118e-05 | 0 | 3.3905e-06 | 3.3905e-06 | 0 | 3.3905e-06
[79 empty] | WLDFR | HFTD - Distribution - Tier 2 - 5QU CoRE ¦ 2QU LoRE | Red Flag Warning - Small Fires | 2027 | 0 | 0.080408 | 0.03759 | 0.0016314 | 0.041187 | 0.028403 | 0.00070831 | 0 | 2.0118e-05 | 2.0118e-05 | 0 | 3.3905e-06 | 3.3905e-06 | 0 | 3.3905e-06
[79 empty] | WLDFR | HFTD - Distribution - Tier 2 - 5QU CoRE ¦ 2QU LoRE | Red Flag Warning - Small Fires | 2028 | 0 | 0.083606 | 0.039055 | 0.001695 | 0.042856 | 0.029555 | 0.00070831 | 0 | 2.0934e-05 | 2.0934e-05 | 0 | 3.3905e-06 | 3.3905e-06 | 0 | 3.3905e-06
[79 empty] | WLDFR | HFTD - Distribution - Tier 2 - 5QU CoRE ¦ 2QU LoRE | Red Flag Warning - Small Fires | 2029 | 0 | 0.083606 | 0.039055 | 0.001695 | 0.042856 | 0.029555 | 0.00070831 | 0 | 2.0934e-05 | 2.0934e-05 | 0 | 3.545e-06 | 3.545e-06 | 0 | 3.545e-06
[79 empty] | WLDFR | HFTD - Distribution - Tier 2 - 5QU CoRE ¦ 2QU LoRE | Red Flag Warning - Small Fires | 2030 | 0 | 0.083606 | 0.039055 | 0.001695 | 0.042856 | 0.029555 | 0.00070831 | 0 | 2.0934e-05 | 2.0934e-05 | 0 | 3.545e-06 | 3.545e-06 | 0 | 3.545e-06
[79 empty] | WLDFR | HFTD - Distribution - Tier 2 - 5QU CoRE ¦ 2QU LoRE | Red Flag Warning - Small Fires | 2031 | 0 | 0.083606 | 0.039055 | 0.001695 | 0.042856 | 0.029555 | 0.00070831 | 0 | 2.0934e-05 | 2.0934e-05 | 0 | 3.545e-06 | 3.545e-06 | 0 | 3.545e-06
[79 empty] | WLDFR | HFTD - Distribution - Tier 2 - 5QU CoRE ¦ 2QU LoRE | Red Flag Warning - Small Fires | 2032 | 0 | 0.083606 | 0.039055 | 0.001695 | 0.042856 | 0.029555 | 0.00070831 | 0 | 2.0934e-05 | 2.0934e-05 | 0 | 3.545e-06 | 3.545e-06 | 0 | 3.545e-06
[79 empty] | WLDFR | HFTD - Distribution - Tier 2 - 5QU CoRE ¦ 2QU LoRE | Red Flag Warning - Small Fires | 2033 | 0 | 0.087211 | 0.040679 | 0.0017655 | 0.044766 | 0.030872 | 0.00070831 | 0 | 2.1867e-05 | 2.1867e-05 | 0 | 3.545e-06 | 3.545e-06 | 0 | 3.545e-06
[79 empty] | WLDFR | HFTD - Distribution - Tier 2 - 5QU CoRE ¦ 2QU LoRE | Red Flag Warning - Small Fires | 2034 | 0 | 0.087211 | 0.040679 | 0.0017655 | 0.044766 | 0.030872 | 0.00070831 | 0 | 2.1867e-05 | 2.1867e-05 | 0 | 3.7122e-06 | 3.7122e-06 | 0 | 3.7122e-06
[79 empty] | WLDFR | HFTD - Distribution - Tier 2 - 5QU CoRE ¦ 2QU LoRE | Red Flag Warning - Small Fires | 2035 | 0 | 0.087211 | 0.040679 | 0.0017655 | 0.044766 | 0.030872 | 0.00070831 | 0 | 2.1867e-05 | 2.1867e-05 | 0 | 3.7122e-06 | 3.7122e-06 | 0 | 3.7122e-06
[79 empty] | WLDFR | HFTD - Distribution - Tier 2 - 5QU CoRE ¦ 2QU LoRE | Red Flag Warning - Small Fires | 2036 | 0 | 0.087211 | 0.040679 | 0.0017655 | 0.044766 | 0.030872 | 0.00070831 | 0 | 2.1867e-05 | 2.1867e-05 | 0 | 3.7122e-06 | 3.7122e-06 | 0 | 3.7122e-06
[79 empty] | WLDFR | HFTD - Distribution - Tier 2 - 5QU CoRE ¦ 2QU LoRE | Red Flag Warning - Small Fires | 2037 | 0 | 0.087211 | 0.040679 | 0.0017655 | 0.044766 | 0.030872 | 0.00070831 | 0 | 2.1867e-05 | 2.1867e-05 | 0 | 3.7122e-06 | 3.7122e-06 | 0 | 3.7122e-06
[79 empty] | WLDFR | HFTD - Distribution - Tier 2 - 5QU CoRE ¦ 2QU LoRE | Red Flag Warning - Small Fires | 2038 | 0 | 0.091184 | 0.042438 | 0.0018418 | 0.046905 | 0.032347 | 0.00070831 | 0 | 2.2912e-05 | 2.2912e-05 | 0 | 3.7122e-06 | 3.7122e-06 | 0 | 3.7122e-06
[79 empty] | WLDFR | HFTD - Distribution - Tier 2 - 5QU CoRE ¦ 2QU LoRE | Red Flag Warning - Small Fires | 2039 | 0 | 0.091184 | 0.042438 | 0.0018418 | 0.046905 | 0.032347 | 0.00070831 | 0 | 2.2912e-05 | 2.2912e-05 | 0 | 3.8905e-06 | 3.8905e-06 | 0 | 3.8905e-06
[79 empty] | WLDFR | HFTD - Distribution - Tier 2 - 5QU CoRE ¦ 2QU LoRE | Red Flag Warning - Small Fires | 2040 | 0 | 0.091184 | 0.042438 | 0.0018418 | 0.046905 | 0.032347 | 0.00070831 | 0 | 2.2912e-05 | 2.2912e-05 | 0 | 3.8905e-06 | 3.8905e-06 | 0 | 3.8905e-06
[79 empty] | WLDFR | HFTD - Distribution - Tier 2 - 5QU CoRE ¦ 2QU LoRE | Red Flag Warning - Small Fires | 2041 | 0 | 0.091184 | 0.042438 | 0.0018418 | 0.046905 | 0.032347 | 0.00070831 | 0 | 2.2912e-05 | 2.2912e-05 | 0 | 3.8905e-06 | 3.8905e-06 | 0 | 3.8905e-06
[79 empty] | WLDFR | HFTD - Distribution - Tier 2 - 5QU CoRE ¦ 2QU LoRE | Red Flag Warning - Small Fires | 2042 | 0 | 0.091184 | 0.042438 | 0.0018418 | 0.046905 | 0.032347 | 0.00070831 | 0 | 2.2912e-05 | 2.2912e-05 | 0 | 3.8905e-06 | 3.8905e-06 | 0 | 3.8905e-06
[79 empty] | WLDFR | HFTD - Distribution - Tier 2 - 5QU CoRE ¦ 2QU LoRE | Red Flag Warning - Small Fires | 2043 | 0 | 0.095486 | 0.044306 | 0.0019228 | 0.049257 | 0.033969 | 0.00070831 | 0 | 2.406e-05 | 2.406e-05 | 0 | 0 | 3.8905e-06 | 0 | 3.8905e-06
[79 empty] | WLDFR | HFTD - Distribution - Tier 2 - 5QU CoRE ¦ 2QU LoRE | Red Flag Warning - Small Fires | 2044 | 0 | 0.095486 | 0.044306 | 0.0019228 | 0.049257 | 0.033969 | 0.00070831 | 0 | 2.406e-05 | 2.406e-05 | 0 | 2.9226e-05 | 0 | 0 | 0
[79 empty] | WLDFR | HFTD - Distribution - Tier 2 - 5QU CoRE ¦ 2QU LoRE | Red Flag Warning - Small Fires | 2045 | 0 | 0.095486 | 0.044306 | 0.0019228 | 0.049257 | 0.033969 | 0.00070831 | 0 | 2.406e-05 | 2.406e-05 | 0 | 3.0297e-05 | 3.0297e-05 | 0 | 3.0297e-05
[79 empty] | WLDFR | HFTD - Distribution - Tier 2 - 5QU CoRE ¦ 2QU LoRE | Red Flag Warning - Small Fires | 2046 | 0 | 0.095486 | 0.044306 | 0.0019228 | 0.049257 | 0.033969 | 0.00070831 | 0 | 2.406e-05 | 2.406e-05 | 0 | 3.0297e-05 | 3.0297e-05 | 0 | 3.0297e-05
[79 empty] | WLDFR | HFTD - Distribution - Tier 2 - 5QU CoRE ¦ 2QU LoRE | Red Flag Warning - Small Fires | 2047 | 0 | 0.095486 | 0.044306 | 0.0019228 | 0.049257 | 0.033969 | 0.00070831 | 0 | 2.406e-05 | 2.406e-05 | 0 | 3.0297e-05 | 3.0297e-05 | 0 | 3.0297e-05
[79 empty] | WLDFR | HFTD - Distribution - Tier 2 - 5QU CoRE ¦ 2QU LoRE | Red Flag Warning - Small Fires | 2048 | 0 | 0.10007 | 0.04626 | 0.0020076 | 0.051804 | 0.035726 | 0.00070831 | 0 | 2.5305e-05 | 2.5305e-05 | 0 | 3.0297e-05 | 3.0297e-05 | 0 | 3.0297e-05
[79 empty] | WLDFR | HFTD - Distribution - Tier 2 - 5QU CoRE ¦ 2QU LoRE | Red Flag Warning - Small Fires | 2049 | 0 | 0.10007 | 0.04626 | 0.0020076 | 0.051804 | 0.035726 | 0.00070831 | 0 | 2.5305e-05 | 2.5305e-05 | 0 | 3.0297e-05 | 3.0297e-05 | 0 | 3.0297e-05
[79 empty] | WLDFR | HFTD - Distribution - Tier 2 - 5QU CoRE ¦ 2QU LoRE | Red Flag Warning - Small Fires | 2050 | 0 | 0.10007 | 0.04626 | 0.0020076 | 0.051804 | 0.035726 | 0.00070831 | 0 | 2.5305e-05 | 2.5305e-05 | 0 | 3.1647e-05 | 3.1647e-05 | 0 | 3.1647e-05
[79 empty] | WLDFR | HFTD - Distribution - Tier 2 - 5QU CoRE ¦ 2QU LoRE | Red Flag Warning - Small Fires | 2051 | 0 | 0.10007 | 0.04626 | 0.0020076 | 0.051804 | 0.035726 | 0.00070831 | 0 | 2.5305e-05 | 2.5305e-05 | 0 | 3.1647e-05 | 3.1647e-05 | 0 | 3.1647e-05
[79 empty] | WLDFR | HFTD - Distribution - Tier 2 - 5QU CoRE ¦ 2QU LoRE | Red Flag Warning - Small Fires | 2052 | 0 | 0.10007 | 0.04626 | 0.0020076 | 0.051804 | 0.035726 | 0.00070831 | 0 | 2.5305e-05 | 2.5305e-05 | 0 | 3.1647e-05 | 3.1647e-05 | 0 | 3.1647e-05
[79 empty] | WLDFR | HFTD - Distribution - Tier 2 - 5QU CoRE ¦ 2QU LoRE | Red Flag Warning - Small Fires | 2053 | 0 | 0.10489 | 0.048274 | 0.002095 | 0.054525 | 0.037602 | 0.00070831 | 0 | 2.6634e-05 | 2.6634e-05 | 0 | 3.1647e-05 | 3.1647e-05 | 0 | 3.1647e-05
[79 empty] | WLDFR | HFTD - Distribution - Tier 2 - 5QU CoRE ¦ 2QU LoRE | Red Flag Warning - Small Fires | 2054 | 0 | 0.10489 | 0.048274 | 0.002095 | 0.054525 | 0.037602 | 0.00070831 | 0 | 2.6634e-05 | 2.6634e-05 | 0 | 3.1647e-05 | 3.1647e-05 | 0 | 3.1647e-05
[79 empty] | WLDFR | HFTD - Distribution - Tier 2 - 5QU CoRE ¦ 2QU LoRE | Red Flag Warning - Small Fires | 2055 | 0 | 0.10489 | 0.048274 | 0.002095 | 0.054525 | 0.037602 | 0.00070831 | 0 | 2.6634e-05 | 2.6634e-05 | 0 | 3.3147e-05 | 3.3147e-05 | 0 | 3.3147e-05
[79 empty] | WLDFR | HFTD - Distribution - Tier 2 - 5QU CoRE ¦ 2QU LoRE | Seismic - Non-Red Flag Warning - Catastrophic Fires | 2026 | 0 | 21835.9781 | 428.6023 | 13939.561 | 7467.8148 | 5149.9993 | 9.1549e-10 | 0 | 4.7148e-06 | 4.7148e-06 | 0 | 3.3147e-05 | 3.3147e-05 | 0 | 3.3147e-05
[79 empty] | WLDFR | HFTD - Distribution - Tier 2 - 5QU CoRE ¦ 2QU LoRE | Seismic - Non-Red Flag Warning - Catastrophic Fires | 2027 | 0 | 21835.9781 | 428.6023 | 13939.561 | 7467.8148 | 5149.9993 | 9.1549e-10 | 0 | 4.7148e-06 | 4.7148e-06 | 0 | 3.3147e-05 | 3.3147e-05 | 0 | 3.3147e-05
[79 empty] | WLDFR | HFTD - Distribution - Tier 2 - 5QU CoRE ¦ 2QU LoRE | Seismic - Non-Red Flag Warning - Catastrophic Fires | 2028 | 0 | 22783.187 | 453.261 | 14531.3357 | 7798.5904 | 5378.1107 | 9.1549e-10 | 0 | 4.9236e-06 | 4.9236e-06 | 0 | 3.3147e-05 | 3.3147e-05 | 0 | 3.3147e-05
[79 empty] | WLDFR | HFTD - Distribution - Tier 2 - 5QU CoRE ¦ 2QU LoRE | Seismic - Non-Red Flag Warning - Catastrophic Fires | 2029 | 0 | 22783.187 | 453.261 | 14531.3357 | 7798.5904 | 5378.1107 | 9.1549e-10 | 0 | 4.9236e-06 | 4.9236e-06 | 0 | 3.3147e-05 | 3.3147e-05 | 0 | 3.3147e-05
[79 empty] | WLDFR | HFTD - Distribution - Tier 2 - 5QU CoRE ¦ 2QU LoRE | Seismic - Non-Red Flag Warning - Catastrophic Fires | 2030 | 0 | 22783.187 | 453.261 | 14531.3357 | 7798.5904 | 5378.1107 | 9.1549e-10 | 0 | 4.9236e-06 | 4.9236e-06 | 0 | 3.4776e-05 | 3.4776e-05 | 0 | 3.4776e-05
[79 empty] | WLDFR | HFTD - Distribution - Tier 2 - 5QU CoRE ¦ 2QU LoRE | Seismic - Non-Red Flag Warning - Catastrophic Fires | 2031 | 0 | 22783.187 | 453.261 | 14531.3357 | 7798.5904 | 5378.1107 | 9.1549e-10 | 0 | 4.9236e-06 | 4.9236e-06 | 0 | 3.4776e-05 | 3.4776e-05 | 0 | 3.4776e-05
[79 empty] | WLDFR | HFTD - Distribution - Tier 2 - 5QU CoRE ¦ 2QU LoRE | Seismic - Non-Red Flag Warning - Catastrophic Fires | 2032 | 0 | 22783.187 | 453.261 | 14531.3357 | 7798.5904 | 5378.1107 | 9.1549e-10 | 0 | 4.9236e-06 | 4.9236e-06 | 0 | 3.4776e-05 | 3.4776e-05 | 0 | 3.4776e-05
[79 empty] | WLDFR | HFTD - Distribution - Tier 2 - 5QU CoRE ¦ 2QU LoRE | Seismic - Non-Red Flag Warning - Catastrophic Fires | 2033 | 0 | 23835.2641 | 480.9649 | 15187.7294 | 8166.5698 | 5631.8789 | 9.1549e-10 | 0 | 5.1559e-06 | 5.1559e-06 | 0 | 3.4776e-05 | 3.4776e-05 | 0 | 3.4776e-05
[79 empty] | WLDFR | HFTD - Distribution - Tier 2 - 5QU CoRE ¦ 2QU LoRE | Seismic - Non-Red Flag Warning - Catastrophic Fires | 2034 | 0 | 23835.2641 | 480.9649 | 15187.7294 | 8166.5698 | 5631.8789 | 9.1549e-10 | 0 | 5.1559e-06 | 5.1559e-06 | 0 | 3.4776e-05 | 3.4776e-05 | 0 | 3.4776e-05
[79 empty] | WLDFR | HFTD - Distribution - Tier 2 - 5QU CoRE ¦ 2QU LoRE | Seismic - Non-Red Flag Warning - Catastrophic Fires | 2035 | 0 | 23835.2641 | 480.9649 | 15187.7294 | 8166.5698 | 5631.8789 | 9.1549e-10 | 0 | 5.1559e-06 | 5.1559e-06 | 0 | 3.6511e-05 | 3.6511e-05 | 0 | 3.6511e-05
[79 empty] | WLDFR | HFTD - Distribution - Tier 2 - 5QU CoRE ¦ 2QU LoRE | Seismic - Non-Red Flag Warning - Catastrophic Fires | 2036 | 0 | 23835.2641 | 480.9649 | 15187.7294 | 8166.5698 | 5631.8789 | 9.1549e-10 | 0 | 5.1559e-06 | 5.1559e-06 | 0 | 3.6511e-05 | 3.6511e-05 | 0 | 3.6511e-05
[79 empty] | WLDFR | HFTD - Distribution - Tier 2 - 5QU CoRE ¦ 2QU LoRE | Seismic - Non-Red Flag Warning - Catastrophic Fires | 2037 | 0 | 23835.2641 | 480.9649 | 15187.7294 | 8166.5698 | 5631.8789 | 9.1549e-10 | 0 | 5.1559e-06 | 5.1559e-06 | 0 | 3.6511e-05 | 3.6511e-05 | 0 | 3.6511e-05
[79 empty] | WLDFR | HFTD - Distribution - Tier 2 - 5QU CoRE ¦ 2QU LoRE | Seismic - Non-Red Flag Warning - Catastrophic Fires | 2038 | 0 | 24976.6418 | 511.3745 | 15898.8237 | 8566.4437 | 5907.6423 | 9.1549e-10 | 0 | 5.4084e-06 | 5.4084e-06 | 0 | 3.6511e-05 | 3.6511e-05 | 0 | 3.6511e-05
[79 empty] | WLDFR | HFTD - Distribution - Tier 2 - 5QU CoRE ¦ 2QU LoRE | Seismic - Non-Red Flag Warning - Catastrophic Fires | 2039 | 0 | 24976.6418 | 511.3745 | 15898.8237 | 8566.4437 | 5907.6423 | 9.1549e-10 | 0 | 5.4084e-06 | 5.4084e-06 | 0 | 3.6511e-05 | 3.6511e-05 | 0 | 3.6511e-05
[79 empty] | WLDFR | HFTD - Distribution - Tier 2 - 5QU CoRE ¦ 2QU LoRE | Seismic - Non-Red Flag Warning - Catastrophic Fires | 2040 | 0 | 24976.6418 | 511.3745 | 15898.8237 | 8566.4437 | 5907.6423 | 9.1549e-10 | 0 | 5.4084e-06 | 5.4084e-06 | 0 | 3.8329e-05 | 3.8329e-05 | 0 | 3.8329e-05
[79 empty] | WLDFR | HFTD - Distribution - Tier 2 - 5QU CoRE ¦ 2QU LoRE | Seismic - Non-Red Flag Warning - Catastrophic Fires | 2041 | 0 | 24976.6418 | 511.3745 | 15898.8237 | 8566.4437 | 5907.6423 | 9.1549e-10 | 0 | 5.4084e-06 | 5.4084e-06 | 0 | 3.8329e-05 | 3.8329e-05 | 0 | 3.8329e-05
[79 empty] | WLDFR | HFTD - Distribution - Tier 2 - 5QU CoRE ¦ 2QU LoRE | Seismic - Non-Red Flag Warning - Catastrophic Fires | 2042 | 0 | 24976.6418 | 511.3745 | 15898.8237 | 8566.4437 | 5907.6423 | 9.1549e-10 | 0 | 5.4084e-06 | 5.4084e-06 | 0 | 3.8329e-05 | 3.8329e-05 | 0 | 3.8329e-05
[79 empty] | WLDFR | HFTD - Distribution - Tier 2 - 5QU CoRE ¦ 2QU LoRE | Seismic - Non-Red Flag Warning - Catastrophic Fires | 2043 | 0 | 26191.7278 | 544.1291 | 16654.7414 | 8992.8573 | 6201.7082 | 9.1549e-10 | 0 | 5.6776e-06 | 5.6776e-06 | 0 | 3.8329e-05 | 3.8329e-05 | 0 | 3.8329e-05
[79 empty] | WLDFR | HFTD - Distribution - Tier 2 - 5QU CoRE ¦ 2QU LoRE | Seismic - Non-Red Flag Warning - Catastrophic Fires | 2044 | 0 | 26191.7278 | 544.1291 | 16654.7414 | 8992.8573 | 6201.7082 | 9.1549e-10 | 0 | 5.6776e-06 | 5.6776e-06 | 0 | 0 | 3.8329e-05 | 0 | 3.8329e-05
[79 empty] | WLDFR | HFTD - Distribution - Tier 2 - 5QU CoRE ¦ 2QU LoRE | Seismic - Non-Red Flag Warning - Catastrophic Fires | 2045 | 0 | 26191.7278 | 544.1291 | 16654.7414 | 8992.8573 | 6201.7082 | 9.1549e-10 | 0 | 5.6776e-06 | 5.6776e-06 | 0 | 3.3395e-05 | 0 | 0 | 0
[79 empty] | WLDFR | HFTD - Distribution - Tier 2 - 5QU CoRE ¦ 2QU LoRE | Seismic - Non-Red Flag Warning - Catastrophic Fires | 2046 | 0 | 26191.7278 | 544.1291 | 16654.7414 | 8992.8573 | 6201.7082 | 9.1549e-10 | 0 | 5.6776e-06 | 5.6776e-06 | 0 | 3.4615e-05 | 3.4615e-05 | 0 | 3.4615e-05
[79 empty] | WLDFR | HFTD - Distribution - Tier 2 - 5QU CoRE ¦ 2QU LoRE | Seismic - Non-Red Flag Warning - Catastrophic Fires | 2047 | 0 | 26191.7278 | 544.1291 | 16654.7414 | 8992.8573 | 6201.7082 | 9.1549e-10 | 0 | 5.6776e-06 | 5.6776e-06 | 0 | 3.4615e-05 | 3.4615e-05 | 0 | 3.4615e-05
[79 empty] | WLDFR | HFTD - Distribution - Tier 2 - 5QU CoRE ¦ 2QU LoRE | Seismic - Non-Red Flag Warning - Catastrophic Fires | 2048 | 0 | 27464.7227 | 578.8407 | 17445.538 | 9440.3441 | 6510.3067 | 9.1549e-10 | 0 | 5.9601e-06 | 5.9601e-06 | 0 | 3.4615e-05 | 3.4615e-05 | 0 | 3.4615e-05
[79 empty] | WLDFR | HFTD - Distribution - Tier 2 - 5QU CoRE ¦ 2QU LoRE | Seismic - Non-Red Flag Warning - Catastrophic Fires | 2049 | 0 | 27464.7227 | 578.8407 | 17445.538 | 9440.3441 | 6510.3067 | 9.1549e-10 | 0 | 5.9601e-06 | 5.9601e-06 | 0 | 3.4615e-05 | 3.4615e-05 | 0 | 3.4615e-05
[79 empty] | WLDFR | HFTD - Distribution - Tier 2 - 5QU CoRE ¦ 2QU LoRE | Seismic - Non-Red Flag Warning - Catastrophic Fires | 2050 | 0 | 27464.7227 | 578.8407 | 17445.538 | 9440.3441 | 6510.3067 | 9.1549e-10 | 0 | 5.9601e-06 | 5.9601e-06 | 0 | 3.4615e-05 | 3.4615e-05 | 0 | 3.4615e-05
[79 empty] | WLDFR | HFTD - Distribution - Tier 2 - 5QU CoRE ¦ 2QU LoRE | Seismic - Non-Red Flag Warning - Catastrophic Fires | 2051 | 0 | 27464.7227 | 578.8407 | 17445.538 | 9440.3441 | 6510.3067 | 9.1549e-10 | 0 | 5.9601e-06 | 5.9601e-06 | 0 | 3.6151e-05 | 3.6151e-05 | 0 | 3.6151e-05
[79 empty] | WLDFR | HFTD - Distribution - Tier 2 - 5QU CoRE ¦ 2QU LoRE | Seismic - Non-Red Flag Warning - Catastrophic Fires | 2052 | 0 | 27464.7227 | 578.8407 | 17445.538 | 9440.3441 | 6510.3067 | 9.1549e-10 | 0 | 5.9601e-06 | 5.9601e-06 | 0 | 3.6151e-05 | 3.6151e-05 | 0 | 3.6151e-05
[79 empty] | WLDFR | HFTD - Distribution - Tier 2 - 5QU CoRE ¦ 2QU LoRE | Seismic - Non-Red Flag Warning - Catastrophic Fires | 2053 | 0 | 28779.6694 | 615.0952 | 18261.2327 | 9903.3415 | 6829.6018 | 9.1549e-10 | 0 | 6.2524e-06 | 6.2524e-06 | 0 | 3.6151e-05 | 3.6151e-05 | 0 | 3.6151e-05
[79 empty] | WLDFR | HFTD - Distribution - Tier 2 - 5QU CoRE ¦ 2QU LoRE | Seismic - Non-Red Flag Warning - Catastrophic Fires | 2054 | 0 | 28779.6694 | 615.0952 | 18261.2327 | 9903.3415 | 6829.6018 | 9.1549e-10 | 0 | 6.2524e-06 | 6.2524e-06 | 0 | 3.6151e-05 | 3.6151e-05 | 0 | 3.6151e-05
[79 empty] | WLDFR | HFTD - Distribution - Tier 2 - 5QU CoRE ¦ 2QU LoRE | Seismic - Non-Red Flag Warning - Catastrophic Fires | 2055 | 0 | 28779.6694 | 615.0952 | 18261.2327 | 9903.3415 | 6829.6018 | 9.1549e-10 | 0 | 6.2524e-06 | 6.2524e-06 | 0 | 3.6151e-05 | 3.6151e-05 | 0 | 3.6151e-05
[79 empty] | WLDFR | HFTD - Distribution - Tier 2 - 5QU CoRE ¦ 2QU LoRE | Seismic - Red Flag Warning - Catastrophic Fires | 2026 | 0 | 21835.9781 | 428.6023 | 13939.561 | 7467.8148 | 5149.9993 | 3.9475e-08 | 0 | 0.0002033 | 0.0002033 | 0 | 3.7857e-05 | 3.7857e-05 | 0 | 3.7857e-05
[79 empty] | WLDFR | HFTD - Distribution - Tier 2 - 5QU CoRE ¦ 2QU LoRE | Seismic - Red Flag Warning - Catastrophic Fires | 2027 | 0 | 21835.9781 | 428.6023 | 13939.561 | 7467.8148 | 5149.9993 | 3.9475e-08 | 0 | 0.0002033 | 0.0002033 | 0 | 3.7857e-05 | 3.7857e-05 | 0 | 3.7857e-05
[79 empty] | WLDFR | HFTD - Distribution - Tier 2 - 5QU CoRE ¦ 2QU LoRE | Seismic - Red Flag Warning - Catastrophic Fires | 2028 | 0 | 22783.187 | 453.261 | 14531.3357 | 7798.5904 | 5378.1107 | 3.9475e-08 | 0 | 0.0002123 | 0.0002123 | 0 | 3.7857e-05 | 3.7857e-05 | 0 | 3.7857e-05
[79 empty] | WLDFR | HFTD - Distribution - Tier 2 - 5QU CoRE ¦ 2QU LoRE | Seismic - Red Flag Warning - Catastrophic Fires | 2029 | 0 | 22783.187 | 453.261 | 14531.3357 | 7798.5904 | 5378.1107 | 3.9475e-08 | 0 | 0.0002123 | 0.0002123 | 0 | 3.7857e-05 | 3.7857e-05 | 0 | 3.7857e-05
[79 empty] | WLDFR | HFTD - Distribution - Tier 2 - 5QU CoRE ¦ 2QU LoRE | Seismic - Red Flag Warning - Catastrophic Fires | 2030 | 0 | 22783.187 | 453.261 | 14531.3357 | 7798.5904 | 5378.1107 | 3.9475e-08 | 0 | 0.0002123 | 0.0002123 | 0 | 3.7857e-05 | 3.7857e-05 | 0 | 3.7857e-05
[79 empty] | WLDFR | HFTD - Distribution - Tier 2 - 5QU CoRE ¦ 2QU LoRE | Seismic - Red Flag Warning - Catastrophic Fires | 2031 | 0 | 22783.187 | 453.261 | 14531.3357 | 7798.5904 | 5378.1107 | 3.9475e-08 | 0 | 0.0002123 | 0.0002123 | 0 | 3.9707e-05 | 3.9707e-05 | 0 | 3.9707e-05
[79 empty] | WLDFR | HFTD - Distribution - Tier 2 - 5QU CoRE ¦ 2QU LoRE | Seismic - Red Flag Warning - Catastrophic Fires | 2032 | 0 | 22783.187 | 453.261 | 14531.3357 | 7798.5904 | 5378.1107 | 3.9475e-08 | 0 | 0.0002123 | 0.0002123 | 0 | 3.9707e-05 | 3.9707e-05 | 0 | 3.9707e-05
[79 empty] | WLDFR | HFTD - Distribution - Tier 2 - 5QU CoRE ¦ 2QU LoRE | Seismic - Red Flag Warning - Catastrophic Fires | 2033 | 0 | 23835.2641 | 480.9649 | 15187.7294 | 8166.5698 | 5631.8789 | 3.9475e-08 | 0 | 0.00022232 | 0.00022232 | 0 | 3.9707e-05 | 3.9707e-05 | 0 | 3.9707e-05
[79 empty] | WLDFR | HFTD - Distribution - Tier 2 - 5QU CoRE ¦ 2QU LoRE | Seismic - Red Flag Warning - Catastrophic Fires | 2034 | 0 | 23835.2641 | 480.9649 | 15187.7294 | 8166.5698 | 5631.8789 | 3.9475e-08 | 0 | 0.00022232 | 0.00022232 | 0 | 3.9707e-05 | 3.9707e-05 | 0 | 3.9707e-05
[79 empty] | WLDFR | HFTD - Distribution - Tier 2 - 5QU CoRE ¦ 2QU LoRE | Seismic - Red Flag Warning - Catastrophic Fires | 2035 | 0 | 23835.2641 | 480.9649 | 15187.7294 | 8166.5698 | 5631.8789 | 3.9475e-08 | 0 | 0.00022232 | 0.00022232 | 0 | 3.9707e-05 | 3.9707e-05 | 0 | 3.9707e-05
[79 empty] | WLDFR | HFTD - Distribution - Tier 2 - 5QU CoRE ¦ 2QU LoRE | Seismic - Red Flag Warning - Catastrophic Fires | 2036 | 0 | 23835.2641 | 480.9649 | 15187.7294 | 8166.5698 | 5631.8789 | 3.9475e-08 | 0 | 0.00022232 | 0.00022232 | 0 | 4.1676e-05 | 4.1676e-05 | 0 | 4.1676e-05
[79 empty] | WLDFR | HFTD - Distribution - Tier 2 - 5QU CoRE ¦ 2QU LoRE | Seismic - Red Flag Warning - Catastrophic Fires | 2037 | 0 | 23835.2641 | 480.9649 | 15187.7294 | 8166.5698 | 5631.8789 | 3.9475e-08 | 0 | 0.00022232 | 0.00022232 | 0 | 4.1676e-05 | 4.1676e-05 | 0 | 4.1676e-05
[79 empty] | WLDFR | HFTD - Distribution - Tier 2 - 5QU CoRE ¦ 2QU LoRE | Seismic - Red Flag Warning - Catastrophic Fires | 2038 | 0 | 24976.6418 | 511.3745 | 15898.8237 | 8566.4437 | 5907.6423 | 3.9475e-08 | 0 | 0.00023321 | 0.00023321 | 0 | 4.1676e-05 | 4.1676e-05 | 0 | 4.1676e-05
[79 empty] | WLDFR | HFTD - Distribution - Tier 2 - 5QU CoRE ¦ 2QU LoRE | Seismic - Red Flag Warning - Catastrophic Fires | 2039 | 0 | 24976.6418 | 511.3745 | 15898.8237 | 8566.4437 | 5907.6423 | 3.9475e-08 | 0 | 0.00023321 | 0.00023321 | 0 | 4.1676e-05 | 4.1676e-05 | 0 | 4.1676e-05
[79 empty] | WLDFR | HFTD - Distribution - Tier 2 - 5QU CoRE ¦ 2QU LoRE | Seismic - Red Flag Warning - Catastrophic Fires | 2040 | 0 | 24976.6418 | 511.3745 | 15898.8237 | 8566.4437 | 5907.6423 | 3.9475e-08 | 0 | 0.00023321 | 0.00023321 | 0 | 4.1676e-05 | 4.1676e-05 | 0 | 4.1676e-05
[79 empty] | WLDFR | HFTD - Distribution - Tier 2 - 5QU CoRE ¦ 2QU LoRE | Seismic - Red Flag Warning - Catastrophic Fires | 2041 | 0 | 24976.6418 | 511.3745 | 15898.8237 | 8566.4437 | 5907.6423 | 3.9475e-08 | 0 | 0.00023321 | 0.00023321 | 0 | 4.3739e-05 | 4.3739e-05 | 0 | 4.3739e-05
[79 empty] | WLDFR | HFTD - Distribution - Tier 2 - 5QU CoRE ¦ 2QU LoRE | Seismic - Red Flag Warning - Catastrophic Fires | 2042 | 0 | 24976.6418 | 511.3745 | 15898.8237 | 8566.4437 | 5907.6423 | 3.9475e-08 | 0 | 0.00023321 | 0.00023321 | 0 | 4.3739e-05 | 4.3739e-05 | 0 | 4.3739e-05
[79 empty] | WLDFR | HFTD - Distribution - Tier 2 - 5QU CoRE ¦ 2QU LoRE | Seismic - Red Flag Warning - Catastrophic Fires | 2043 | 0 | 26191.7278 | 544.1291 | 16654.7414 | 8992.8573 | 6201.7082 | 3.9475e-08 | 0 | 0.00024482 | 0.00024482 | 0 | 4.3739e-05 | 4.3739e-05 | 0 | 4.3739e-05
[79 empty] | WLDFR | HFTD - Distribution - Tier 2 - 5QU CoRE ¦ 2QU LoRE | Seismic - Red Flag Warning - Catastrophic Fires | 2044 | 0 | 26191.7278 | 544.1291 | 16654.7414 | 8992.8573 | 6201.7082 | 3.9475e-08 | 0 | 0.00024482 | 0.00024482 | 0 | 4.3739e-05 | 4.3739e-05 | 0 | 4.3739e-05
[79 empty] | WLDFR | HFTD - Distribution - Tier 2 - 5QU CoRE ¦ 2QU LoRE | Seismic - Red Flag Warning - Catastrophic Fires | 2045 | 0 | 26191.7278 | 544.1291 | 16654.7414 | 8992.8573 | 6201.7082 | 3.9475e-08 | 0 | 0.00024482 | 0.00024482 | 0 | 0 | 4.3739e-05 | 0 | 4.3739e-05
[79 empty] | WLDFR | HFTD - Distribution - Tier 2 - 5QU CoRE ¦ 2QU LoRE | Seismic - Red Flag Warning - Catastrophic Fires | 2046 | 0 | 26191.7278 | 544.1291 | 16654.7414 | 8992.8573 | 6201.7082 | 3.9475e-08 | 0 | 0.00024482 | 0.00024482 | 0 | 2.4885e-06 | 0 | 0 | 0
[79 empty] | WLDFR | HFTD - Distribution - Tier 2 - 5QU CoRE ¦ 2QU LoRE | Seismic - Red Flag Warning - Catastrophic Fires | 2047 | 0 | 26191.7278 | 544.1291 | 16654.7414 | 8992.8573 | 6201.7082 | 3.9475e-08 | 0 | 0.00024482 | 0.00024482 | 0 | 2.5998e-06 | 2.5998e-06 | 0 | 2.5998e-06
[79 empty] | WLDFR | HFTD - Distribution - Tier 2 - 5QU CoRE ¦ 2QU LoRE | Seismic - Red Flag Warning - Catastrophic Fires | 2048 | 0 | 27464.7227 | 578.8407 | 17445.538 | 9440.3441 | 6510.3067 | 3.9475e-08 | 0 | 0.000257 | 0.000257 | 0 | 2.5998e-06 | 2.5998e-06 | 0 | 2.5998e-06
[79 empty] | WLDFR | HFTD - Distribution - Tier 2 - 5QU CoRE ¦ 2QU LoRE | Seismic - Red Flag Warning - Catastrophic Fires | 2049 | 0 | 27464.7227 | 578.8407 | 17445.538 | 9440.3441 | 6510.3067 | 3.9475e-08 | 0 | 0.000257 | 0.000257 | 0 | 2.5998e-06 | 2.5998e-06 | 0 | 2.5998e-06
[79 empty] | WLDFR | HFTD - Distribution - Tier 2 - 5QU CoRE ¦ 2QU LoRE | Seismic - Red Flag Warning - Catastrophic Fires | 2050 | 0 | 27464.7227 | 578.8407 | 17445.538 | 9440.3441 | 6510.3067 | 3.9475e-08 | 0 | 0.000257 | 0.000257 | 0 | 2.5998e-06 | 2.5998e-06 | 0 | 2.5998e-06
[79 empty] | WLDFR | HFTD - Distribution - Tier 2 - 5QU CoRE ¦ 2QU LoRE | Seismic - Red Flag Warning - Catastrophic Fires | 2051 | 0 | 27464.7227 | 578.8407 | 17445.538 | 9440.3441 | 6510.3067 | 3.9475e-08 | 0 | 0.000257 | 0.000257 | 0 | 2.5998e-06 | 2.5998e-06 | 0 | 2.5998e-06
[79 empty] | WLDFR | HFTD - Distribution - Tier 2 - 5QU CoRE ¦ 2QU LoRE | Seismic - Red Flag Warning - Catastrophic Fires | 2052 | 0 | 27464.7227 | 578.8407 | 17445.538 | 9440.3441 | 6510.3067 | 3.9475e-08 | 0 | 0.000257 | 0.000257 | 0 | 2.7432e-06 | 2.7432e-06 | 0 | 2.7432e-06
[79 empty] | WLDFR | HFTD - Distribution - Tier 2 - 5QU CoRE ¦ 2QU LoRE | Seismic - Red Flag Warning - Catastrophic Fires | 2053 | 0 | 28779.6694 | 615.0952 | 18261.2327 | 9903.3415 | 6829.6018 | 3.9475e-08 | 0 | 0.0002696 | 0.0002696 | 0 | 2.7432e-06 | 2.7432e-06 | 0 | 2.7432e-06
[79 empty] | WLDFR | HFTD - Distribution - Tier 2 - 5QU CoRE ¦ 2QU LoRE | Seismic - Red Flag Warning - Catastrophic Fires | 2054 | 0 | 28779.6694 | 615.0952 | 18261.2327 | 9903.3415 | 6829.6018 | 3.9475e-08 | 0 | 0.0002696 | 0.0002696 | 0 | 2.7432e-06 | 2.7432e-06 | 0 | 2.7432e-06
[79 empty] | WLDFR | HFTD - Distribution - Tier 2 - 5QU CoRE ¦ 2QU LoRE | Seismic - Red Flag Warning - Catastrophic Fires | 2055 | 0 | 28779.6694 | 615.0952 | 18261.2327 | 9903.3415 | 6829.6018 | 3.9475e-08 | 0 | 0.0002696 | 0.0002696 | 0 | 2.7432e-06 | 2.7432e-06 | 0 | 2.7432e-06
[79 empty] | WLDFR | HFTD - Distribution - Tier 2 - 5QU CoRE ¦ 3QU LoRE | Non-Red Flag Warning - Catastrophic Fires | 2026 | 0 | 14664.6376 | 233.2301 | 8896.516 | 5534.8915 | 3817.0051 | 8.3024e-08 | 0 | 0.0003169 | 0.0003169 | 0 | 2.7432e-06 | 2.7432e-06 | 0 | 2.7432e-06
[79 empty] | WLDFR | HFTD - Distribution - Tier 2 - 5QU CoRE ¦ 3QU LoRE | Non-Red Flag Warning - Catastrophic Fires | 2027 | 0 | 14664.6376 | 233.2301 | 8896.516 | 5534.8915 | 3817.0051 | 8.3024e-08 | 0 | 0.0003169 | 0.0003169 | 0 | 2.9063e-06 | 2.9063e-06 | 0 | 2.9063e-06
[79 empty] | WLDFR | HFTD - Distribution - Tier 2 - 5QU CoRE ¦ 3QU LoRE | Non-Red Flag Warning - Catastrophic Fires | 2028 | 0 | 15317.9909 | 247.273 | 9287.6491 | 5783.0689 | 3988.1546 | 8.3024e-08 | 0 | 0.00033111 | 0.00033111 | 0 | 2.9063e-06 | 2.9063e-06 | 0 | 2.9063e-06
[79 empty] | WLDFR | HFTD - Distribution - Tier 2 - 5QU CoRE ¦ 3QU LoRE | Non-Red Flag Warning - Catastrophic Fires | 2029 | 0 | 15317.9909 | 247.273 | 9287.6491 | 5783.0689 | 3988.1546 | 8.3024e-08 | 0 | 0.00033111 | 0.00033111 | 0 | 2.9063e-06 | 2.9063e-06 | 0 | 2.9063e-06
[79 empty] | WLDFR | HFTD - Distribution - Tier 2 - 5QU CoRE ¦ 3QU LoRE | Non-Red Flag Warning - Catastrophic Fires | 2030 | 0 | 15317.9909 | 247.273 | 9287.6491 | 5783.0689 | 3988.1546 | 8.3024e-08 | 0 | 0.00033111 | 0.00033111 | 0 | 2.9063e-06 | 2.9063e-06 | 0 | 2.9063e-06
[79 empty] | WLDFR | HFTD - Distribution - Tier 2 - 5QU CoRE ¦ 3QU LoRE | Non-Red Flag Warning - Catastrophic Fires | 2031 | 0 | 15317.9909 | 247.273 | 9287.6491 | 5783.0689 | 3988.1546 | 8.3024e-08 | 0 | 0.00033111 | 0.00033111 | 0 | 2.9063e-06 | 2.9063e-06 | 0 | 2.9063e-06
[79 empty] | WLDFR | HFTD - Distribution - Tier 2 - 5QU CoRE ¦ 3QU LoRE | Non-Red Flag Warning - Catastrophic Fires | 2032 | 0 | 15317.9909 | 247.273 | 9287.6491 | 5783.0689 | 3988.1546 | 8.3024e-08 | 0 | 0.00033111 | 0.00033111 | 0 | 3.0879e-06 | 3.0879e-06 | 0 | 3.0879e-06
[79 empty] | WLDFR | HFTD - Distribution - Tier 2 - 5QU CoRE ¦ 3QU LoRE | Non-Red Flag Warning - Catastrophic Fires | 2033 | 0 | 16044.1264 | 263.1074 | 9721.74 | 6059.2791 | 4178.6364 | 8.3024e-08 | 0 | 0.00034693 | 0.00034693 | 0 | 3.0879e-06 | 3.0879e-06 | 0 | 3.0879e-06
[79 empty] | WLDFR | HFTD - Distribution - Tier 2 - 5QU CoRE ¦ 3QU LoRE | Non-Red Flag Warning - Catastrophic Fires | 2034 | 0 | 16044.1264 | 263.1074 | 9721.74 | 6059.2791 | 4178.6364 | 8.3024e-08 | 0 | 0.00034693 | 0.00034693 | 0 | 3.0879e-06 | 3.0879e-06 | 0 | 3.0879e-06
[79 empty] | WLDFR | HFTD - Distribution - Tier 2 - 5QU CoRE ¦ 3QU LoRE | Non-Red Flag Warning - Catastrophic Fires | 2035 | 0 | 16044.1264 | 263.1074 | 9721.74 | 6059.2791 | 4178.6364 | 8.3024e-08 | 0 | 0.00034693 | 0.00034693 | 0 | 3.0879e-06 | 3.0879e-06 | 0 | 3.0879e-06
[79 empty] | WLDFR | HFTD - Distribution - Tier 2 - 5QU CoRE ¦ 3QU LoRE | Non-Red Flag Warning - Catastrophic Fires | 2036 | 0 | 16044.1264 | 263.1074 | 9721.74 | 6059.2791 | 4178.6364 | 8.3024e-08 | 0 | 0.00034693 | 0.00034693 | 0 | 3.0879e-06 | 3.0879e-06 | 0 | 3.0879e-06
[79 empty] | WLDFR | HFTD - Distribution - Tier 2 - 5QU CoRE ¦ 3QU LoRE | Non-Red Flag Warning - Catastrophic Fires | 2037 | 0 | 16044.1264 | 263.1074 | 9721.74 | 6059.2791 | 4178.6364 | 8.3024e-08 | 0 | 0.00034693 | 0.00034693 | 0 | 3.2864e-06 | 3.2864e-06 | 0 | 3.2864e-06
[79 empty] | WLDFR | HFTD - Distribution - Tier 2 - 5QU CoRE ¦ 3QU LoRE | Non-Red Flag Warning - Catastrophic Fires | 2038 | 0 | 16832.3912 | 280.5544 | 10192.2718 | 6359.5651 | 4385.7214 | 8.3024e-08 | 0 | 0.00036412 | 0.00036412 | 0 | 3.2864e-06 | 3.2864e-06 | 0 | 3.2864e-06
[79 empty] | WLDFR | HFTD - Distribution - Tier 2 - 5QU CoRE ¦ 3QU LoRE | Non-Red Flag Warning - Catastrophic Fires | 2039 | 0 | 16832.3912 | 280.5544 | 10192.2718 | 6359.5651 | 4385.7214 | 8.3024e-08 | 0 | 0.00036412 | 0.00036412 | 0 | 3.2864e-06 | 3.2864e-06 | 0 | 3.2864e-06
[79 empty] | WLDFR | HFTD - Distribution - Tier 2 - 5QU CoRE ¦ 3QU LoRE | Non-Red Flag Warning - Catastrophic Fires | 2040 | 0 | 16832.3912 | 280.5544 | 10192.2718 | 6359.5651 | 4385.7214 | 8.3024e-08 | 0 | 0.00036412 | 0.00036412 | 0 | 3.2864e-06 | 3.2864e-06 | 0 | 3.2864e-06
[79 empty] | WLDFR | HFTD - Distribution - Tier 2 - 5QU CoRE ¦ 3QU LoRE | Non-Red Flag Warning - Catastrophic Fires | 2041 | 0 | 16832.3912 | 280.5544 | 10192.2718 | 6359.5651 | 4385.7214 | 8.3024e-08 | 0 | 0.00036412 | 0.00036412 | 0 | 3.2864e-06 | 3.2864e-06 | 0 | 3.2864e-06
[79 empty] | WLDFR | HFTD - Distribution - Tier 2 - 5QU CoRE ¦ 3QU LoRE | Non-Red Flag Warning - Catastrophic Fires | 2042 | 0 | 16832.3912 | 280.5544 | 10192.2718 | 6359.5651 | 4385.7214 | 8.3024e-08 | 0 | 0.00036412 | 0.00036412 | 0 | 3.5003e-06 | 3.5003e-06 | 0 | 3.5003e-06
[79 empty] | WLDFR | HFTD - Distribution - Tier 2 - 5QU CoRE ¦ 3QU LoRE | Non-Red Flag Warning - Catastrophic Fires | 2043 | 0 | 17672.0852 | 299.42 | 10692.7362 | 6679.929 | 4606.6527 | 8.3024e-08 | 0 | 0.00038246 | 0.00038246 | 0 | 3.5003e-06 | 3.5003e-06 | 0 | 3.5003e-06
[79 empty] | WLDFR | HFTD - Distribution - Tier 2 - 5QU CoRE ¦ 3QU LoRE | Non-Red Flag Warning - Catastrophic Fires | 2044 | 0 | 17672.0852 | 299.42 | 10692.7362 | 6679.929 | 4606.6527 | 8.3024e-08 | 0 | 0.00038246 | 0.00038246 | 0 | 3.5003e-06 | 3.5003e-06 | 0 | 3.5003e-06
[79 empty] | WLDFR | HFTD - Distribution - Tier 2 - 5QU CoRE ¦ 3QU LoRE | Non-Red Flag Warning - Catastrophic Fires | 2045 | 0 | 17672.0852 | 299.42 | 10692.7362 | 6679.929 | 4606.6527 | 8.3024e-08 | 0 | 0.00038246 | 0.00038246 | 0 | 3.5003e-06 | 3.5003e-06 | 0 | 3.5003e-06
[79 empty] | WLDFR | HFTD - Distribution - Tier 2 - 5QU CoRE ¦ 3QU LoRE | Non-Red Flag Warning - Catastrophic Fires | 2046 | 0 | 17672.0852 | 299.42 | 10692.7362 | 6679.929 | 4606.6527 | 8.3024e-08 | 0 | 0.00038246 | 0.00038246 | 0 | 0 | 3.5003e-06 | 0 | 3.5003e-06
[79 empty] | WLDFR | HFTD - Distribution - Tier 2 - 5QU CoRE ¦ 3QU LoRE | Non-Red Flag Warning - Catastrophic Fires | 2047 | 0 | 17672.0852 | 299.42 | 10692.7362 | 6679.929 | 4606.6527 | 8.3024e-08 | 0 | 0.00038246 | 0.00038246 | 0 | 2.0726e-05 | 0 | 0 | 0
[79 empty] | WLDFR | HFTD - Distribution - Tier 2 - 5QU CoRE ¦ 3QU LoRE | Non-Red Flag Warning - Catastrophic Fires | 2048 | 0 | 18552.3348 | 319.4911 | 11216.5626 | 7016.281 | 4838.6098 | 8.3024e-08 | 0 | 0.00040172 | 0.00040172 | 0 | 2.1393e-05 | 2.1393e-05 | 0 | 2.1393e-05
[79 empty] | WLDFR | HFTD - Distribution - Tier 2 - 5QU CoRE ¦ 3QU LoRE | Non-Red Flag Warning - Catastrophic Fires | 2049 | 0 | 18552.3348 | 319.4911 | 11216.5626 | 7016.281 | 4838.6098 | 8.3024e-08 | 0 | 0.00040172 | 0.00040172 | 0 | 2.1393e-05 | 2.1393e-05 | 0 | 2.1393e-05
[79 empty] | WLDFR | HFTD - Distribution - Tier 2 - 5QU CoRE ¦ 3QU LoRE | Non-Red Flag Warning - Catastrophic Fires | 2050 | 0 | 18552.3348 | 319.4911 | 11216.5626 | 7016.281 | 4838.6098 | 8.3024e-08 | 0 | 0.00040172 | 0.00040172 | 0 | 2.1393e-05 | 2.1393e-05 | 0 | 2.1393e-05
[79 empty] | WLDFR | HFTD - Distribution - Tier 2 - 5QU CoRE ¦ 3QU LoRE | Non-Red Flag Warning - Catastrophic Fires | 2051 | 0 | 18552.3348 | 319.4911 | 11216.5626 | 7016.281 | 4838.6098 | 8.3024e-08 | 0 | 0.00040172 | 0.00040172 | 0 | 2.1393e-05 | 2.1393e-05 | 0 | 2.1393e-05
[79 empty] | WLDFR | HFTD - Distribution - Tier 2 - 5QU CoRE ¦ 3QU LoRE | Non-Red Flag Warning - Catastrophic Fires | 2052 | 0 | 18552.3348 | 319.4911 | 11216.5626 | 7016.281 | 4838.6098 | 8.3024e-08 | 0 | 0.00040172 | 0.00040172 | 0 | 2.1393e-05 | 2.1393e-05 | 0 | 2.1393e-05
[79 empty] | WLDFR | HFTD - Distribution - Tier 2 - 5QU CoRE ¦ 3QU LoRE | Non-Red Flag Warning - Catastrophic Fires | 2053 | 0 | 19462.1283 | 340.5356 | 11757.1413 | 7364.4514 | 5078.7171 | 8.3024e-08 | 0 | 0.00042166 | 0.00042166 | 0 | 2.2244e-05 | 2.2244e-05 | 0 | 2.2244e-05
[79 empty] | WLDFR | HFTD - Distribution - Tier 2 - 5QU CoRE ¦ 3QU LoRE | Non-Red Flag Warning - Catastrophic Fires | 2054 | 0 | 19462.1283 | 340.5356 | 11757.1413 | 7364.4514 | 5078.7171 | 8.3024e-08 | 0 | 0.00042166 | 0.00042166 | 0 | 2.2244e-05 | 2.2244e-05 | 0 | 2.2244e-05
[79 empty] | WLDFR | HFTD - Distribution - Tier 2 - 5QU CoRE ¦ 3QU LoRE | Non-Red Flag Warning - Catastrophic Fires | 2055 | 0 | 19462.1283 | 340.5356 | 11757.1413 | 7364.4514 | 5078.7171 | 8.3024e-08 | 0 | 0.00042166 | 0.00042166 | 0 | 2.2244e-05 | 2.2244e-05 | 0 | 2.2244e-05
[79 empty] | WLDFR | HFTD - Distribution - Tier 2 - 5QU CoRE ¦ 3QU LoRE | Non-Red Flag Warning - Large Fires | 2026 | 0 | 5.475 | 0.71896 | 3.0715 | 1.6846 | 1.1617 | 1.1193e-05 | 0 | 1.3003e-05 | 1.3003e-05 | 0 | 2.2244e-05 | 2.2244e-05 | 0 | 2.2244e-05
[79 empty] | WLDFR | HFTD - Distribution - Tier 2 - 5QU CoRE ¦ 3QU LoRE | Non-Red Flag Warning - Large Fires | 2027 | 0 | 5.475 | 0.71896 | 3.0715 | 1.6846 | 1.1617 | 1.1193e-05 | 0 | 1.3003e-05 | 1.3003e-05 | 0 | 2.2244e-05 | 2.2244e-05 | 0 | 2.2244e-05
[79 empty] | WLDFR | HFTD - Distribution - Tier 2 - 5QU CoRE ¦ 3QU LoRE | Non-Red Flag Warning - Large Fires | 2028 | 0 | 5.777 | 0.74734 | 3.238 | 1.7917 | 1.2356 | 1.1193e-05 | 0 | 1.383e-05 | 1.383e-05 | 0 | 2.3203e-05 | 2.3203e-05 | 0 | 2.3203e-05
[79 empty] | WLDFR | HFTD - Distribution - Tier 2 - 5QU CoRE ¦ 3QU LoRE | Non-Red Flag Warning - Large Fires | 2029 | 0 | 5.777 | 0.74734 | 3.238 | 1.7917 | 1.2356 | 1.1193e-05 | 0 | 1.383e-05 | 1.383e-05 | 0 | 2.3203e-05 | 2.3203e-05 | 0 | 2.3203e-05
[79 empty] | WLDFR | HFTD - Distribution - Tier 2 - 5QU CoRE ¦ 3QU LoRE | Non-Red Flag Warning - Large Fires | 2030 | 0 | 5.777 | 0.74734 | 3.238 | 1.7917 | 1.2356 | 1.1193e-05 | 0 | 1.383e-05 | 1.383e-05 | 0 | 2.3203e-05 | 2.3203e-05 | 0 | 2.3203e-05
[79 empty] | WLDFR | HFTD - Distribution - Tier 2 - 5QU CoRE ¦ 3QU LoRE | Non-Red Flag Warning - Large Fires | 2031 | 0 | 5.777 | 0.74734 | 3.238 | 1.7917 | 1.2356 | 1.1193e-05 | 0 | 1.383e-05 | 1.383e-05 | 0 | 2.3203e-05 | 2.3203e-05 | 0 | 2.3203e-05
[79 empty] | WLDFR | HFTD - Distribution - Tier 2 - 5QU CoRE ¦ 3QU LoRE | Non-Red Flag Warning - Large Fires | 2032 | 0 | 5.777 | 0.74734 | 3.238 | 1.7917 | 1.2356 | 1.1193e-05 | 0 | 1.383e-05 | 1.383e-05 | 0 | 2.3203e-05 | 2.3203e-05 | 0 | 2.3203e-05
[79 empty] | WLDFR | HFTD - Distribution - Tier 2 - 5QU CoRE ¦ 3QU LoRE | Non-Red Flag Warning - Large Fires | 2033 | 0 | 6.1205 | 0.77885 | 3.4265 | 1.9151 | 1.3207 | 1.1193e-05 | 0 | 1.4783e-05 | 1.4783e-05 | 0 | 2.426e-05 | 2.426e-05 | 0 | 2.426e-05
[79 empty] | WLDFR | HFTD - Distribution - Tier 2 - 5QU CoRE ¦ 3QU LoRE | Non-Red Flag Warning - Large Fires | 2034 | 0 | 6.1205 | 0.77885 | 3.4265 | 1.9151 | 1.3207 | 1.1193e-05 | 0 | 1.4783e-05 | 1.4783e-05 | 0 | 2.426e-05 | 2.426e-05 | 0 | 2.426e-05
[79 empty] | WLDFR | HFTD - Distribution - Tier 2 - 5QU CoRE ¦ 3QU LoRE | Non-Red Flag Warning - Large Fires | 2035 | 0 | 6.1205 | 0.77885 | 3.4265 | 1.9151 | 1.3207 | 1.1193e-05 | 0 | 1.4783e-05 | 1.4783e-05 | 0 | 2.426e-05 | 2.426e-05 | 0 | 2.426e-05
[79 empty] | WLDFR | HFTD - Distribution - Tier 2 - 5QU CoRE ¦ 3QU LoRE | Non-Red Flag Warning - Large Fires | 2036 | 0 | 6.1205 | 0.77885 | 3.4265 | 1.9151 | 1.3207 | 1.1193e-05 | 0 | 1.4783e-05 | 1.4783e-05 | 0 | 2.426e-05 | 2.426e-05 | 0 | 2.426e-05
[79 empty] | WLDFR | HFTD - Distribution - Tier 2 - 5QU CoRE ¦ 3QU LoRE | Non-Red Flag Warning - Large Fires | 2037 | 0 | 6.1205 | 0.77885 | 3.4265 | 1.9151 | 1.3207 | 1.1193e-05 | 0 | 1.4783e-05 | 1.4783e-05 | 0 | 2.426e-05 | 2.426e-05 | 0 | 2.426e-05
[79 empty] | WLDFR | HFTD - Distribution - Tier 2 - 5QU CoRE ¦ 3QU LoRE | Non-Red Flag Warning - Large Fires | 2038 | 0 | 6.5028 | 0.81304 | 3.6355 | 2.0543 | 1.4167 | 1.1193e-05 | 0 | 1.5856e-05 | 1.5856e-05 | 0 | 2.5404e-05 | 2.5404e-05 | 0 | 2.5404e-05
[79 empty] | WLDFR | HFTD - Distribution - Tier 2 - 5QU CoRE ¦ 3QU LoRE | Non-Red Flag Warning - Large Fires | 2039 | 0 | 6.5028 | 0.81304 | 3.6355 | 2.0543 | 1.4167 | 1.1193e-05 | 0 | 1.5856e-05 | 1.5856e-05 | 0 | 2.5404e-05 | 2.5404e-05 | 0 | 2.5404e-05
[79 empty] | WLDFR | HFTD - Distribution - Tier 2 - 5QU CoRE ¦ 3QU LoRE | Non-Red Flag Warning - Large Fires | 2040 | 0 | 6.5028 | 0.81304 | 3.6355 | 2.0543 | 1.4167 | 1.1193e-05 | 0 | 1.5856e-05 | 1.5856e-05 | 0 | 2.5404e-05 | 2.5404e-05 | 0 | 2.5404e-05
[79 empty] | WLDFR | HFTD - Distribution - Tier 2 - 5QU CoRE ¦ 3QU LoRE | Non-Red Flag Warning - Large Fires | 2041 | 0 | 6.5028 | 0.81304 | 3.6355 | 2.0543 | 1.4167 | 1.1193e-05 | 0 | 1.5856e-05 | 1.5856e-05 | 0 | 2.5404e-05 | 2.5404e-05 | 0 | 2.5404e-05
[79 empty] | WLDFR | HFTD - Distribution - Tier 2 - 5QU CoRE ¦ 3QU LoRE | Non-Red Flag Warning - Large Fires | 2042 | 0 | 6.5028 | 0.81304 | 3.6355 | 2.0543 | 1.4167 | 1.1193e-05 | 0 | 1.5856e-05 | 1.5856e-05 | 0 | 2.5404e-05 | 2.5404e-05 | 0 | 2.5404e-05
[79 empty] | WLDFR | HFTD - Distribution - Tier 2 - 5QU CoRE ¦ 3QU LoRE | Non-Red Flag Warning - Large Fires | 2043 | 0 | 6.9209 | 0.84944 | 3.8632 | 2.2083 | 1.5229 | 1.1193e-05 | 0 | 1.7045e-05 | 1.7045e-05 | 0 | 2.6624e-05 | 2.6624e-05 | 0 | 2.6624e-05
[79 empty] | WLDFR | HFTD - Distribution - Tier 2 - 5QU CoRE ¦ 3QU LoRE | Non-Red Flag Warning - Large Fires | 2044 | 0 | 6.9209 | 0.84944 | 3.8632 | 2.2083 | 1.5229 | 1.1193e-05 | 0 | 1.7045e-05 | 1.7045e-05 | 0 | 2.6624e-05 | 2.6624e-05 | 0 | 2.6624e-05
[79 empty] | WLDFR | HFTD - Distribution - Tier 2 - 5QU CoRE ¦ 3QU LoRE | Non-Red Flag Warning - Large Fires | 2045 | 0 | 6.9209 | 0.84944 | 3.8632 | 2.2083 | 1.5229 | 1.1193e-05 | 0 | 1.7045e-05 | 1.7045e-05 | 0 | 2.6624e-05 | 2.6624e-05 | 0 | 2.6624e-05
[79 empty] | WLDFR | HFTD - Distribution - Tier 2 - 5QU CoRE ¦ 3QU LoRE | Non-Red Flag Warning - Large Fires | 2046 | 0 | 6.9209 | 0.84944 | 3.8632 | 2.2083 | 1.5229 | 1.1193e-05 | 0 | 1.7045e-05 | 1.7045e-05 | 0 | 2.6624e-05 | 2.6624e-05 | 0 | 2.6624e-05
[79 empty] | WLDFR | HFTD - Distribution - Tier 2 - 5QU CoRE ¦ 3QU LoRE | Non-Red Flag Warning - Large Fires | 2047 | 0 | 6.9209 | 0.84944 | 3.8632 | 2.2083 | 1.5229 | 1.1193e-05 | 0 | 1.7045e-05 | 1.7045e-05 | 0 | 0 | 2.6624e-05 | 0 | 2.6624e-05
[79 empty] | WLDFR | HFTD - Distribution - Tier 2 - 5QU CoRE ¦ 3QU LoRE | Non-Red Flag Warning - Large Fires | 2048 | 0 | 7.3713 | 0.88759 | 4.1075 | 2.3763 | 1.6388 | 1.1193e-05 | 0 | 1.8342e-05 | 1.8342e-05 | 0 | 0.0012481 | 0 | 0 | 0
[79 empty] | WLDFR | HFTD - Distribution - Tier 2 - 5QU CoRE ¦ 3QU LoRE | Non-Red Flag Warning - Large Fires | 2049 | 0 | 7.3713 | 0.88759 | 4.1075 | 2.3763 | 1.6388 | 1.1193e-05 | 0 | 1.8342e-05 | 1.8342e-05 | 0 | 0.0012939 | 0.0012939 | 0 | 0.0012939
[79 empty] | WLDFR | HFTD - Distribution - Tier 2 - 5QU CoRE ¦ 3QU LoRE | Non-Red Flag Warning - Large Fires | 2050 | 0 | 7.3713 | 0.88759 | 4.1075 | 2.3763 | 1.6388 | 1.1193e-05 | 0 | 1.8342e-05 | 1.8342e-05 | 0 | 0.0012939 | 0.0012939 | 0 | 0.0012939
[79 empty] | WLDFR | HFTD - Distribution - Tier 2 - 5QU CoRE ¦ 3QU LoRE | Non-Red Flag Warning - Large Fires | 2051 | 0 | 7.3713 | 0.88759 | 4.1075 | 2.3763 | 1.6388 | 1.1193e-05 | 0 | 1.8342e-05 | 1.8342e-05 | 0 | 0.0012939 | 0.0012939 | 0 | 0.0012939
[79 empty] | WLDFR | HFTD - Distribution - Tier 2 - 5QU CoRE ¦ 3QU LoRE | Non-Red Flag Warning - Large Fires | 2052 | 0 | 7.3713 | 0.88759 | 4.1075 | 2.3763 | 1.6388 | 1.1193e-05 | 0 | 1.8342e-05 | 1.8342e-05 | 0 | 0.0012939 | 0.0012939 | 0 | 0.0012939
[79 empty] | WLDFR | HFTD - Distribution - Tier 2 - 5QU CoRE ¦ 3QU LoRE | Non-Red Flag Warning - Large Fires | 2053 | 0 | 7.8503 | 0.92702 | 4.3664 | 2.5569 | 1.7633 | 1.1193e-05 | 0 | 1.9736e-05 | 1.9736e-05 | 0 | 0.0012939 | 0.0012939 | 0 | 0.0012939
[79 empty] | WLDFR | HFTD - Distribution - Tier 2 - 5QU CoRE ¦ 3QU LoRE | Non-Red Flag Warning - Large Fires | 2054 | 0 | 7.8503 | 0.92702 | 4.3664 | 2.5569 | 1.7633 | 1.1193e-05 | 0 | 1.9736e-05 | 1.9736e-05 | 0 | 0.0013515 | 0.0013515 | 0 | 0.0013515
[79 empty] | WLDFR | HFTD - Distribution - Tier 2 - 5QU CoRE ¦ 3QU LoRE | Non-Red Flag Warning - Large Fires | 2055 | 0 | 7.8503 | 0.92702 | 4.3664 | 2.5569 | 1.7633 | 1.1193e-05 | 0 | 1.9736e-05 | 1.9736e-05 | 0 | 0.0013515 | 0.0013515 | 0 | 0.0013515
[79 empty] | WLDFR | HFTD - Distribution - Tier 2 - 5QU CoRE ¦ 3QU LoRE | Non-Red Flag Warning - Small Fires | 2026 | 0 | 0.080408 | 0.03759 | 0.0016314 | 0.041187 | 0.028403 | 0.0043642 | 0 | 0.00012396 | 0.00012396 | 0 | 0.0013515 | 0.0013515 | 0 | 0.0013515
[79 empty] | WLDFR | HFTD - Distribution - Tier 2 - 5QU CoRE ¦ 3QU LoRE | Non-Red Flag Warning - Small Fires | 2027 | 0 | 0.080408 | 0.03759 | 0.0016314 | 0.041187 | 0.028403 | 0.0043642 | 0 | 0.00012396 | 0.00012396 | 0 | 0.0013515 | 0.0013515 | 0 | 0.0013515
[79 empty] | WLDFR | HFTD - Distribution - Tier 2 - 5QU CoRE ¦ 3QU LoRE | Non-Red Flag Warning - Small Fires | 2028 | 0 | 0.083606 | 0.039055 | 0.001695 | 0.042856 | 0.029555 | 0.0043642 | 0 | 0.00012898 | 0.00012898 | 0 | 0.0013515 | 0.0013515 | 0 | 0.0013515
[79 empty] | WLDFR | HFTD - Distribution - Tier 2 - 5QU CoRE ¦ 3QU LoRE | Non-Red Flag Warning - Small Fires | 2029 | 0 | 0.083606 | 0.039055 | 0.001695 | 0.042856 | 0.029555 | 0.0043642 | 0 | 0.00012898 | 0.00012898 | 0 | 0.0014156 | 0.0014156 | 0 | 0.0014156
[79 empty] | WLDFR | HFTD - Distribution - Tier 2 - 5QU CoRE ¦ 3QU LoRE | Non-Red Flag Warning - Small Fires | 2030 | 0 | 0.083606 | 0.039055 | 0.001695 | 0.042856 | 0.029555 | 0.0043642 | 0 | 0.00012898 | 0.00012898 | 0 | 0.0014156 | 0.0014156 | 0 | 0.0014156
[79 empty] | WLDFR | HFTD - Distribution - Tier 2 - 5QU CoRE ¦ 3QU LoRE | Non-Red Flag Warning - Small Fires | 2031 | 0 | 0.083606 | 0.039055 | 0.001695 | 0.042856 | 0.029555 | 0.0043642 | 0 | 0.00012898 | 0.00012898 | 0 | 0.0014156 | 0.0014156 | 0 | 0.0014156
[79 empty] | WLDFR | HFTD - Distribution - Tier 2 - 5QU CoRE ¦ 3QU LoRE | Non-Red Flag Warning - Small Fires | 2032 | 0 | 0.083606 | 0.039055 | 0.001695 | 0.042856 | 0.029555 | 0.0043642 | 0 | 0.00012898 | 0.00012898 | 0 | 0.0014156 | 0.0014156 | 0 | 0.0014156
[79 empty] | WLDFR | HFTD - Distribution - Tier 2 - 5QU CoRE ¦ 3QU LoRE | Non-Red Flag Warning - Small Fires | 2033 | 0 | 0.087211 | 0.040679 | 0.0017655 | 0.044766 | 0.030872 | 0.0043642 | 0 | 0.00013473 | 0.00013473 | 0 | 0.0014156 | 0.0014156 | 0 | 0.0014156
[79 empty] | WLDFR | HFTD - Distribution - Tier 2 - 5QU CoRE ¦ 3QU LoRE | Non-Red Flag Warning - Small Fires | 2034 | 0 | 0.087211 | 0.040679 | 0.0017655 | 0.044766 | 0.030872 | 0.0043642 | 0 | 0.00013473 | 0.00013473 | 0 | 0.0014851 | 0.0014851 | 0 | 0.0014851
[79 empty] | WLDFR | HFTD - Distribution - Tier 2 - 5QU CoRE ¦ 3QU LoRE | Non-Red Flag Warning - Small Fires | 2035 | 0 | 0.087211 | 0.040679 | 0.0017655 | 0.044766 | 0.030872 | 0.0043642 | 0 | 0.00013473 | 0.00013473 | 0 | 0.0014851 | 0.0014851 | 0 | 0.0014851
[79 empty] | WLDFR | HFTD - Distribution - Tier 2 - 5QU CoRE ¦ 3QU LoRE | Non-Red Flag Warning - Small Fires | 2036 | 0 | 0.087211 | 0.040679 | 0.0017655 | 0.044766 | 0.030872 | 0.0043642 | 0 | 0.00013473 | 0.00013473 | 0 | 0.0014851 | 0.0014851 | 0 | 0.0014851
[79 empty] | WLDFR | HFTD - Distribution - Tier 2 - 5QU CoRE ¦ 3QU LoRE | Non-Red Flag Warning - Small Fires | 2037 | 0 | 0.087211 | 0.040679 | 0.0017655 | 0.044766 | 0.030872 | 0.0043642 | 0 | 0.00013473 | 0.00013473 | 0 | 0.0014851 | 0.0014851 | 0 | 0.0014851
[79 empty] | WLDFR | HFTD - Distribution - Tier 2 - 5QU CoRE ¦ 3QU LoRE | Non-Red Flag Warning - Small Fires | 2038 | 0 | 0.091184 | 0.042438 | 0.0018418 | 0.046905 | 0.032347 | 0.0043642 | 0 | 0.00014117 | 0.00014117 | 0 | 0.0014851 | 0.0014851 | 0 | 0.0014851
[79 empty] | WLDFR | HFTD - Distribution - Tier 2 - 5QU CoRE ¦ 3QU LoRE | Non-Red Flag Warning - Small Fires | 2039 | 0 | 0.091184 | 0.042438 | 0.0018418 | 0.046905 | 0.032347 | 0.0043642 | 0 | 0.00014117 | 0.00014117 | 0 | 0.0015592 | 0.0015592 | 0 | 0.0015592
[79 empty] | WLDFR | HFTD - Distribution - Tier 2 - 5QU CoRE ¦ 3QU LoRE | Non-Red Flag Warning - Small Fires | 2040 | 0 | 0.091184 | 0.042438 | 0.0018418 | 0.046905 | 0.032347 | 0.0043642 | 0 | 0.00014117 | 0.00014117 | 0 | 0.0015592 | 0.0015592 | 0 | 0.0015592
[79 empty] | WLDFR | HFTD - Distribution - Tier 2 - 5QU CoRE ¦ 3QU LoRE | Non-Red Flag Warning - Small Fires | 2041 | 0 | 0.091184 | 0.042438 | 0.0018418 | 0.046905 | 0.032347 | 0.0043642 | 0 | 0.00014117 | 0.00014117 | 0 | 0.0015592 | 0.0015592 | 0 | 0.0015592
[79 empty] | WLDFR | HFTD - Distribution - Tier 2 - 5QU CoRE ¦ 3QU LoRE | Non-Red Flag Warning - Small Fires | 2042 | 0 | 0.091184 | 0.042438 | 0.0018418 | 0.046905 | 0.032347 | 0.0043642 | 0 | 0.00014117 | 0.00014117 | 0 | 0.0015592 | 0.0015592 | 0 | 0.0015592
[79 empty] | WLDFR | HFTD - Distribution - Tier 2 - 5QU CoRE ¦ 3QU LoRE | Non-Red Flag Warning - Small Fires | 2043 | 0 | 0.095486 | 0.044306 | 0.0019228 | 0.049257 | 0.033969 | 0.0043642 | 0 | 0.00014825 | 0.00014825 | 0 | 0.0015592 | 0.0015592 | 0 | 0.0015592
[79 empty] | WLDFR | HFTD - Distribution - Tier 2 - 5QU CoRE ¦ 3QU LoRE | Non-Red Flag Warning - Small Fires | 2044 | 0 | 0.095486 | 0.044306 | 0.0019228 | 0.049257 | 0.033969 | 0.0043642 | 0 | 0.00014825 | 0.00014825 | 0 | 0.0016369 | 0.0016369 | 0 | 0.0016369
[79 empty] | WLDFR | HFTD - Distribution - Tier 2 - 5QU CoRE ¦ 3QU LoRE | Non-Red Flag Warning - Small Fires | 2045 | 0 | 0.095486 | 0.044306 | 0.0019228 | 0.049257 | 0.033969 | 0.0043642 | 0 | 0.00014825 | 0.00014825 | 0 | 0.0016369 | 0.0016369 | 0 | 0.0016369
[79 empty] | WLDFR | HFTD - Distribution - Tier 2 - 5QU CoRE ¦ 3QU LoRE | Non-Red Flag Warning - Small Fires | 2046 | 0 | 0.095486 | 0.044306 | 0.0019228 | 0.049257 | 0.033969 | 0.0043642 | 0 | 0.00014825 | 0.00014825 | 0 | 0.0016369 | 0.0016369 | 0 | 0.0016369
[79 empty] | WLDFR | HFTD - Distribution - Tier 2 - 5QU CoRE ¦ 3QU LoRE | Non-Red Flag Warning - Small Fires | 2047 | 0 | 0.095486 | 0.044306 | 0.0019228 | 0.049257 | 0.033969 | 0.0043642 | 0 | 0.00014825 | 0.00014825 | 0 | 0.0016369 | 0.0016369 | 0 | 0.0016369
[79 empty] | WLDFR | HFTD - Distribution - Tier 2 - 5QU CoRE ¦ 3QU LoRE | Non-Red Flag Warning - Small Fires | 2048 | 0 | 0.10007 | 0.04626 | 0.0020076 | 0.051804 | 0.035726 | 0.0043642 | 0 | 0.00015591 | 0.00015591 | 0 | 0 | 0.0016369 | 0 | 0.0016369
[79 empty] | WLDFR | HFTD - Distribution - Tier 2 - 5QU CoRE ¦ 3QU LoRE | Non-Red Flag Warning - Small Fires | 2049 | 0 | 0.10007 | 0.04626 | 0.0020076 | 0.051804 | 0.035726 | 0.0043642 | 0 | 0.00015591 | 0.00015591 | 0 | 0.00013157 | 0 | 0 | 0
[79 empty] | WLDFR | HFTD - Distribution - Tier 2 - 5QU CoRE ¦ 3QU LoRE | Non-Red Flag Warning - Small Fires | 2050 | 0 | 0.10007 | 0.04626 | 0.0020076 | 0.051804 | 0.035726 | 0.0043642 | 0 | 0.00015591 | 0.00015591 | 0 | 0.00013637 | 0.00013637 | 0 | 0.00013637
[79 empty] | WLDFR | HFTD - Distribution - Tier 2 - 5QU CoRE ¦ 3QU LoRE | Non-Red Flag Warning - Small Fires | 2051 | 0 | 0.10007 | 0.04626 | 0.0020076 | 0.051804 | 0.035726 | 0.0043642 | 0 | 0.00015591 | 0.00015591 | 0 | 0.00013637 | 0.00013637 | 0 | 0.00013637
[79 empty] | WLDFR | HFTD - Distribution - Tier 2 - 5QU CoRE ¦ 3QU LoRE | Non-Red Flag Warning - Small Fires | 2052 | 0 | 0.10007 | 0.04626 | 0.0020076 | 0.051804 | 0.035726 | 0.0043642 | 0 | 0.00015591 | 0.00015591 | 0 | 0.00013637 | 0.00013637 | 0 | 0.00013637
[79 empty] | WLDFR | HFTD - Distribution - Tier 2 - 5QU CoRE ¦ 3QU LoRE | Non-Red Flag Warning - Small Fires | 2053 | 0 | 0.10489 | 0.048274 | 0.002095 | 0.054525 | 0.037602 | 0.0043642 | 0 | 0.0001641 | 0.0001641 | 0 | 0.00013637 | 0.00013637 | 0 | 0.00013637
[79 empty] | WLDFR | HFTD - Distribution - Tier 2 - 5QU CoRE ¦ 3QU LoRE | Non-Red Flag Warning - Small Fires | 2054 | 0 | 0.10489 | 0.048274 | 0.002095 | 0.054525 | 0.037602 | 0.0043642 | 0 | 0.0001641 | 0.0001641 | 0 | 0.00013637 | 0.00013637 | 0 | 0.00013637
[79 empty] | WLDFR | HFTD - Distribution - Tier 2 - 5QU CoRE ¦ 3QU LoRE | Non-Red Flag Warning - Small Fires | 2055 | 0 | 0.10489 | 0.048274 | 0.002095 | 0.054525 | 0.037602 | 0.0043642 | 0 | 0.0001641 | 0.0001641 | 0 | 0.00014243 | 0.00014243 | 0 | 0.00014243
[79 empty] | WLDFR | HFTD - Distribution - Tier 2 - 5QU CoRE ¦ 3QU LoRE | Red Flag Warning - Catastrophic Fires | 2026 | 0 | 14664.6376 | 233.2301 | 8896.516 | 5534.8915 | 3817.0051 | 1.3289e-06 | 0 | 0.0050722 | 0.0050722 | 0 | 0.00014243 | 0.00014243 | 0 | 0.00014243
[79 empty] | WLDFR | HFTD - Distribution - Tier 2 - 5QU CoRE ¦ 3QU LoRE | Red Flag Warning - Catastrophic Fires | 2027 | 0 | 14664.6376 | 233.2301 | 8896.516 | 5534.8915 | 3817.0051 | 1.3289e-06 | 0 | 0.0050722 | 0.0050722 | 0 | 0.00014243 | 0.00014243 | 0 | 0.00014243
[79 empty] | WLDFR | HFTD - Distribution - Tier 2 - 5QU CoRE ¦ 3QU LoRE | Red Flag Warning - Catastrophic Fires | 2028 | 0 | 15317.9909 | 247.273 | 9287.6491 | 5783.0689 | 3988.1546 | 1.3289e-06 | 0 | 0.0052997 | 0.0052997 | 0 | 0.00014243 | 0.00014243 | 0 | 0.00014243
[79 empty] | WLDFR | HFTD - Distribution - Tier 2 - 5QU CoRE ¦ 3QU LoRE | Red Flag Warning - Catastrophic Fires | 2029 | 0 | 15317.9909 | 247.273 | 9287.6491 | 5783.0689 | 3988.1546 | 1.3289e-06 | 0 | 0.0052997 | 0.0052997 | 0 | 0.00014243 | 0.00014243 | 0 | 0.00014243
[79 empty] | WLDFR | HFTD - Distribution - Tier 2 - 5QU CoRE ¦ 3QU LoRE | Red Flag Warning - Catastrophic Fires | 2030 | 0 | 15317.9909 | 247.273 | 9287.6491 | 5783.0689 | 3988.1546 | 1.3289e-06 | 0 | 0.0052997 | 0.0052997 | 0 | 0.00014915 | 0.00014915 | 0 | 0.00014915
[79 empty] | WLDFR | HFTD - Distribution - Tier 2 - 5QU CoRE ¦ 3QU LoRE | Red Flag Warning - Catastrophic Fires | 2031 | 0 | 15317.9909 | 247.273 | 9287.6491 | 5783.0689 | 3988.1546 | 1.3289e-06 | 0 | 0.0052997 | 0.0052997 | 0 | 0.00014915 | 0.00014915 | 0 | 0.00014915
[79 empty] | WLDFR | HFTD - Distribution - Tier 2 - 5QU CoRE ¦ 3QU LoRE | Red Flag Warning - Catastrophic Fires | 2032 | 0 | 15317.9909 | 247.273 | 9287.6491 | 5783.0689 | 3988.1546 | 1.3289e-06 | 0 | 0.0052997 | 0.0052997 | 0 | 0.00014915 | 0.00014915 | 0 | 0.00014915
[79 empty] | WLDFR | HFTD - Distribution - Tier 2 - 5QU CoRE ¦ 3QU LoRE | Red Flag Warning - Catastrophic Fires | 2033 | 0 | 16044.1264 | 263.1074 | 9721.74 | 6059.2791 | 4178.6364 | 1.3289e-06 | 0 | 0.0055528 | 0.0055528 | 0 | 0.00014915 | 0.00014915 | 0 | 0.00014915
[79 empty] | WLDFR | HFTD - Distribution - Tier 2 - 5QU CoRE ¦ 3QU LoRE | Red Flag Warning - Catastrophic Fires | 2034 | 0 | 16044.1264 | 263.1074 | 9721.74 | 6059.2791 | 4178.6364 | 1.3289e-06 | 0 | 0.0055528 | 0.0055528 | 0 | 0.00014915 | 0.00014915 | 0 | 0.00014915
[79 empty] | WLDFR | HFTD - Distribution - Tier 2 - 5QU CoRE ¦ 3QU LoRE | Red Flag Warning - Catastrophic Fires | 2035 | 0 | 16044.1264 | 263.1074 | 9721.74 | 6059.2791 | 4178.6364 | 1.3289e-06 | 0 | 0.0055528 | 0.0055528 | 0 | 0.00015644 | 0.00015644 | 0 | 0.00015644
[79 empty] | WLDFR | HFTD - Distribution - Tier 2 - 5QU CoRE ¦ 3QU LoRE | Red Flag Warning - Catastrophic Fires | 2036 | 0 | 16044.1264 | 263.1074 | 9721.74 | 6059.2791 | 4178.6364 | 1.3289e-06 | 0 | 0.0055528 | 0.0055528 | 0 | 0.00015644 | 0.00015644 | 0 | 0.00015644
[79 empty] | WLDFR | HFTD - Distribution - Tier 2 - 5QU CoRE ¦ 3QU LoRE | Red Flag Warning - Catastrophic Fires | 2037 | 0 | 16044.1264 | 263.1074 | 9721.74 | 6059.2791 | 4178.6364 | 1.3289e-06 | 0 | 0.0055528 | 0.0055528 | 0 | 0.00015644 | 0.00015644 | 0 | 0.00015644
[79 empty] | WLDFR | HFTD - Distribution - Tier 2 - 5QU CoRE ¦ 3QU LoRE | Red Flag Warning - Catastrophic Fires | 2038 | 0 | 16832.3912 | 280.5544 | 10192.2718 | 6359.5651 | 4385.7214 | 1.3289e-06 | 0 | 0.005828 | 0.005828 | 0 | 0.00015644 | 0.00015644 | 0 | 0.00015644
[79 empty] | WLDFR | HFTD - Distribution - Tier 2 - 5QU CoRE ¦ 3QU LoRE | Red Flag Warning - Catastrophic Fires | 2039 | 0 | 16832.3912 | 280.5544 | 10192.2718 | 6359.5651 | 4385.7214 | 1.3289e-06 | 0 | 0.005828 | 0.005828 | 0 | 0.00015644 | 0.00015644 | 0 | 0.00015644
[79 empty] | WLDFR | HFTD - Distribution - Tier 2 - 5QU CoRE ¦ 3QU LoRE | Red Flag Warning - Catastrophic Fires | 2040 | 0 | 16832.3912 | 280.5544 | 10192.2718 | 6359.5651 | 4385.7214 | 1.3289e-06 | 0 | 0.005828 | 0.005828 | 0 | 0.00016419 | 0.00016419 | 0 | 0.00016419
[79 empty] | WLDFR | HFTD - Distribution - Tier 2 - 5QU CoRE ¦ 3QU LoRE | Red Flag Warning - Catastrophic Fires | 2041 | 0 | 16832.3912 | 280.5544 | 10192.2718 | 6359.5651 | 4385.7214 | 1.3289e-06 | 0 | 0.005828 | 0.005828 | 0 | 0.00016419 | 0.00016419 | 0 | 0.00016419
[79 empty] | WLDFR | HFTD - Distribution - Tier 2 - 5QU CoRE ¦ 3QU LoRE | Red Flag Warning - Catastrophic Fires | 2042 | 0 | 16832.3912 | 280.5544 | 10192.2718 | 6359.5651 | 4385.7214 | 1.3289e-06 | 0 | 0.005828 | 0.005828 | 0 | 0.00016419 | 0.00016419 | 0 | 0.00016419
[79 empty] | WLDFR | HFTD - Distribution - Tier 2 - 5QU CoRE ¦ 3QU LoRE | Red Flag Warning - Catastrophic Fires | 2043 | 0 | 17672.0852 | 299.42 | 10692.7362 | 6679.929 | 4606.6527 | 1.3289e-06 | 0 | 0.0061216 | 0.0061216 | 0 | 0.00016419 | 0.00016419 | 0 | 0.00016419
[79 empty] | WLDFR | HFTD - Distribution - Tier 2 - 5QU CoRE ¦ 3QU LoRE | Red Flag Warning - Catastrophic Fires | 2044 | 0 | 17672.0852 | 299.42 | 10692.7362 | 6679.929 | 4606.6527 | 1.3289e-06 | 0 | 0.0061216 | 0.0061216 | 0 | 0.00016419 | 0.00016419 | 0 | 0.00016419
[79 empty] | WLDFR | HFTD - Distribution - Tier 2 - 5QU CoRE ¦ 3QU LoRE | Red Flag Warning - Catastrophic Fires | 2045 | 0 | 17672.0852 | 299.42 | 10692.7362 | 6679.929 | 4606.6527 | 1.3289e-06 | 0 | 0.0061216 | 0.0061216 | 0 | 0.00017232 | 0.00017232 | 0 | 0.00017232
[79 empty] | WLDFR | HFTD - Distribution - Tier 2 - 5QU CoRE ¦ 3QU LoRE | Red Flag Warning - Catastrophic Fires | 2046 | 0 | 17672.0852 | 299.42 | 10692.7362 | 6679.929 | 4606.6527 | 1.3289e-06 | 0 | 0.0061216 | 0.0061216 | 0 | 0.00017232 | 0.00017232 | 0 | 0.00017232
[79 empty] | WLDFR | HFTD - Distribution - Tier 2 - 5QU CoRE ¦ 3QU LoRE | Red Flag Warning - Catastrophic Fires | 2047 | 0 | 17672.0852 | 299.42 | 10692.7362 | 6679.929 | 4606.6527 | 1.3289e-06 | 0 | 0.0061216 | 0.0061216 | 0 | 0.00017232 | 0.00017232 | 0 | 0.00017232
[79 empty] | WLDFR | HFTD - Distribution - Tier 2 - 5QU CoRE ¦ 3QU LoRE | Red Flag Warning - Catastrophic Fires | 2048 | 0 | 18552.3348 | 319.4911 | 11216.5626 | 7016.281 | 4838.6098 | 1.3289e-06 | 0 | 0.0064298 | 0.0064298 | 0 | 0.00017232 | 0.00017232 | 0 | 0.00017232
[79 empty] | WLDFR | HFTD - Distribution - Tier 2 - 5QU CoRE ¦ 3QU LoRE | Red Flag Warning - Catastrophic Fires | 2049 | 0 | 18552.3348 | 319.4911 | 11216.5626 | 7016.281 | 4838.6098 | 1.3289e-06 | 0 | 0.0064298 | 0.0064298 | 0 | 0 | 0.00017232 | 0 | 0.00017232
[79 empty] | WLDFR | HFTD - Distribution - Tier 2 - 5QU CoRE ¦ 3QU LoRE | Red Flag Warning - Catastrophic Fires | 2050 | 0 | 18552.3348 | 319.4911 | 11216.5626 | 7016.281 | 4838.6098 | 1.3289e-06 | 0 | 0.0064298 | 0.0064298 | 0 | 5.8616e-06 | 0 | 0 | 0
[79 empty] | WLDFR | HFTD - Distribution - Tier 2 - 5QU CoRE ¦ 3QU LoRE | Red Flag Warning - Catastrophic Fires | 2051 | 0 | 18552.3348 | 319.4911 | 11216.5626 | 7016.281 | 4838.6098 | 1.3289e-06 | 0 | 0.0064298 | 0.0064298 | 0 | 6.1238e-06 | 6.1238e-06 | 0 | 6.1238e-06
[79 empty] | WLDFR | HFTD - Distribution - Tier 2 - 5QU CoRE ¦ 3QU LoRE | Red Flag Warning - Catastrophic Fires | 2052 | 0 | 18552.3348 | 319.4911 | 11216.5626 | 7016.281 | 4838.6098 | 1.3289e-06 | 0 | 0.0064298 | 0.0064298 | 0 | 6.1238e-06 | 6.1238e-06 | 0 | 6.1238e-06
[79 empty] | WLDFR | HFTD - Distribution - Tier 2 - 5QU CoRE ¦ 3QU LoRE | Red Flag Warning - Catastrophic Fires | 2053 | 0 | 19462.1283 | 340.5356 | 11757.1413 | 7364.4514 | 5078.7171 | 1.3289e-06 | 0 | 0.0067489 | 0.0067489 | 0 | 6.1238e-06 | 6.1238e-06 | 0 | 6.1238e-06
[79 empty] | WLDFR | HFTD - Distribution - Tier 2 - 5QU CoRE ¦ 3QU LoRE | Red Flag Warning - Catastrophic Fires | 2054 | 0 | 19462.1283 | 340.5356 | 11757.1413 | 7364.4514 | 5078.7171 | 1.3289e-06 | 0 | 0.0067489 | 0.0067489 | 0 | 6.1238e-06 | 6.1238e-06 | 0 | 6.1238e-06
[79 empty] | WLDFR | HFTD - Distribution - Tier 2 - 5QU CoRE ¦ 3QU LoRE | Red Flag Warning - Catastrophic Fires | 2055 | 0 | 19462.1283 | 340.5356 | 11757.1413 | 7364.4514 | 5078.7171 | 1.3289e-06 | 0 | 0.0067489 | 0.0067489 | 0 | 6.1238e-06 | 6.1238e-06 | 0 | 6.1238e-06
[79 empty] | WLDFR | HFTD - Distribution - Tier 2 - 5QU CoRE ¦ 3QU LoRE | Red Flag Warning - Large Fires | 2026 | 0 | 5.475 | 0.71896 | 3.0715 | 1.6846 | 1.1617 | 1.9952e-05 | 0 | 2.3179e-05 | 2.3179e-05 | 0 | 6.4616e-06 | 6.4616e-06 | 0 | 6.4616e-06
[79 empty] | WLDFR | HFTD - Distribution - Tier 2 - 5QU CoRE ¦ 3QU LoRE | Red Flag Warning - Large Fires | 2027 | 0 | 5.475 | 0.71896 | 3.0715 | 1.6846 | 1.1617 | 1.9952e-05 | 0 | 2.3179e-05 | 2.3179e-05 | 0 | 6.4616e-06 | 6.4616e-06 | 0 | 6.4616e-06
[79 empty] | WLDFR | HFTD - Distribution - Tier 2 - 5QU CoRE ¦ 3QU LoRE | Red Flag Warning - Large Fires | 2028 | 0 | 5.777 | 0.74734 | 3.238 | 1.7917 | 1.2356 | 1.9952e-05 | 0 | 2.4654e-05 | 2.4654e-05 | 0 | 6.4616e-06 | 6.4616e-06 | 0 | 6.4616e-06
[79 empty] | WLDFR | HFTD - Distribution - Tier 2 - 5QU CoRE ¦ 3QU LoRE | Red Flag Warning - Large Fires | 2029 | 0 | 5.777 | 0.74734 | 3.238 | 1.7917 | 1.2356 | 1.9952e-05 | 0 | 2.4654e-05 | 2.4654e-05 | 0 | 6.4616e-06 | 6.4616e-06 | 0 | 6.4616e-06
[79 empty] | WLDFR | HFTD - Distribution - Tier 2 - 5QU CoRE ¦ 3QU LoRE | Red Flag Warning - Large Fires | 2030 | 0 | 5.777 | 0.74734 | 3.238 | 1.7917 | 1.2356 | 1.9952e-05 | 0 | 2.4654e-05 | 2.4654e-05 | 0 | 6.4616e-06 | 6.4616e-06 | 0 | 6.4616e-06
[79 empty] | WLDFR | HFTD - Distribution - Tier 2 - 5QU CoRE ¦ 3QU LoRE | Red Flag Warning - Large Fires | 2031 | 0 | 5.777 | 0.74734 | 3.238 | 1.7917 | 1.2356 | 1.9952e-05 | 0 | 2.4654e-05 | 2.4654e-05 | 0 | 6.8458e-06 | 6.8458e-06 | 0 | 6.8458e-06
[79 empty] | WLDFR | HFTD - Distribution - Tier 2 - 5QU CoRE ¦ 3QU LoRE | Red Flag Warning - Large Fires | 2032 | 0 | 5.777 | 0.74734 | 3.238 | 1.7917 | 1.2356 | 1.9952e-05 | 0 | 2.4654e-05 | 2.4654e-05 | 0 | 6.8458e-06 | 6.8458e-06 | 0 | 6.8458e-06
[79 empty] | WLDFR | HFTD - Distribution - Tier 2 - 5QU CoRE ¦ 3QU LoRE | Red Flag Warning - Large Fires | 2033 | 0 | 6.1205 | 0.77885 | 3.4265 | 1.9151 | 1.3207 | 1.9952e-05 | 0 | 2.6352e-05 | 2.6352e-05 | 0 | 6.8458e-06 | 6.8458e-06 | 0 | 6.8458e-06
[79 empty] | WLDFR | HFTD - Distribution - Tier 2 - 5QU CoRE ¦ 3QU LoRE | Red Flag Warning - Large Fires | 2034 | 0 | 6.1205 | 0.77885 | 3.4265 | 1.9151 | 1.3207 | 1.9952e-05 | 0 | 2.6352e-05 | 2.6352e-05 | 0 | 6.8458e-06 | 6.8458e-06 | 0 | 6.8458e-06
[79 empty] | WLDFR | HFTD - Distribution - Tier 2 - 5QU CoRE ¦ 3QU LoRE | Red Flag Warning - Large Fires | 2035 | 0 | 6.1205 | 0.77885 | 3.4265 | 1.9151 | 1.3207 | 1.9952e-05 | 0 | 2.6352e-05 | 2.6352e-05 | 0 | 6.8458e-06 | 6.8458e-06 | 0 | 6.8458e-06
[79 empty] | WLDFR | HFTD - Distribution - Tier 2 - 5QU CoRE ¦ 3QU LoRE | Red Flag Warning - Large Fires | 2036 | 0 | 6.1205 | 0.77885 | 3.4265 | 1.9151 | 1.3207 | 1.9952e-05 | 0 | 2.6352e-05 | 2.6352e-05 | 0 | 7.2734e-06 | 7.2734e-06 | 0 | 7.2734e-06
[79 empty] | WLDFR | HFTD - Distribution - Tier 2 - 5QU CoRE ¦ 3QU LoRE | Red Flag Warning - Large Fires | 2037 | 0 | 6.1205 | 0.77885 | 3.4265 | 1.9151 | 1.3207 | 1.9952e-05 | 0 | 2.6352e-05 | 2.6352e-05 | 0 | 7.2734e-06 | 7.2734e-06 | 0 | 7.2734e-06
[79 empty] | WLDFR | HFTD - Distribution - Tier 2 - 5QU CoRE ¦ 3QU LoRE | Red Flag Warning - Large Fires | 2038 | 0 | 6.5028 | 0.81304 | 3.6355 | 2.0543 | 1.4167 | 1.9952e-05 | 0 | 2.8266e-05 | 2.8266e-05 | 0 | 7.2734e-06 | 7.2734e-06 | 0 | 7.2734e-06
[79 empty] | WLDFR | HFTD - Distribution - Tier 2 - 5QU CoRE ¦ 3QU LoRE | Red Flag Warning - Large Fires | 2039 | 0 | 6.5028 | 0.81304 | 3.6355 | 2.0543 | 1.4167 | 1.9952e-05 | 0 | 2.8266e-05 | 2.8266e-05 | 0 | 7.2734e-06 | 7.2734e-06 | 0 | 7.2734e-06
[79 empty] | WLDFR | HFTD - Distribution - Tier 2 - 5QU CoRE ¦ 3QU LoRE | Red Flag Warning - Large Fires | 2040 | 0 | 6.5028 | 0.81304 | 3.6355 | 2.0543 | 1.4167 | 1.9952e-05 | 0 | 2.8266e-05 | 2.8266e-05 | 0 | 7.2734e-06 | 7.2734e-06 | 0 | 7.2734e-06
[79 empty] | WLDFR | HFTD - Distribution - Tier 2 - 5QU CoRE ¦ 3QU LoRE | Red Flag Warning - Large Fires | 2041 | 0 | 6.5028 | 0.81304 | 3.6355 | 2.0543 | 1.4167 | 1.9952e-05 | 0 | 2.8266e-05 | 2.8266e-05 | 0 | 7.7411e-06 | 7.7411e-06 | 0 | 7.7411e-06
[79 empty] | WLDFR | HFTD - Distribution - Tier 2 - 5QU CoRE ¦ 3QU LoRE | Red Flag Warning - Large Fires | 2042 | 0 | 6.5028 | 0.81304 | 3.6355 | 2.0543 | 1.4167 | 1.9952e-05 | 0 | 2.8266e-05 | 2.8266e-05 | 0 | 7.7411e-06 | 7.7411e-06 | 0 | 7.7411e-06
[79 empty] | WLDFR | HFTD - Distribution - Tier 2 - 5QU CoRE ¦ 3QU LoRE | Red Flag Warning - Large Fires | 2043 | 0 | 6.9209 | 0.84944 | 3.8632 | 2.2083 | 1.5229 | 1.9952e-05 | 0 | 3.0386e-05 | 3.0386e-05 | 0 | 7.7411e-06 | 7.7411e-06 | 0 | 7.7411e-06
[79 empty] | WLDFR | HFTD - Distribution - Tier 2 - 5QU CoRE ¦ 3QU LoRE | Red Flag Warning - Large Fires | 2044 | 0 | 6.9209 | 0.84944 | 3.8632 | 2.2083 | 1.5229 | 1.9952e-05 | 0 | 3.0386e-05 | 3.0386e-05 | 0 | 7.7411e-06 | 7.7411e-06 | 0 | 7.7411e-06
[79 empty] | WLDFR | HFTD - Distribution - Tier 2 - 5QU CoRE ¦ 3QU LoRE | Red Flag Warning - Large Fires | 2045 | 0 | 6.9209 | 0.84944 | 3.8632 | 2.2083 | 1.5229 | 1.9952e-05 | 0 | 3.0386e-05 | 3.0386e-05 | 0 | 7.7411e-06 | 7.7411e-06 | 0 | 7.7411e-06
[79 empty] | WLDFR | HFTD - Distribution - Tier 2 - 5QU CoRE ¦ 3QU LoRE | Red Flag Warning - Large Fires | 2046 | 0 | 6.9209 | 0.84944 | 3.8632 | 2.2083 | 1.5229 | 1.9952e-05 | 0 | 3.0386e-05 | 3.0386e-05 | 0 | 8.2448e-06 | 8.2448e-06 | 0 | 8.2448e-06
[79 empty] | WLDFR | HFTD - Distribution - Tier 2 - 5QU CoRE ¦ 3QU LoRE | Red Flag Warning - Large Fires | 2047 | 0 | 6.9209 | 0.84944 | 3.8632 | 2.2083 | 1.5229 | 1.9952e-05 | 0 | 3.0386e-05 | 3.0386e-05 | 0 | 8.2448e-06 | 8.2448e-06 | 0 | 8.2448e-06
[79 empty] | WLDFR | HFTD - Distribution - Tier 2 - 5QU CoRE ¦ 3QU LoRE | Red Flag Warning - Large Fires | 2048 | 0 | 7.3713 | 0.88759 | 4.1075 | 2.3763 | 1.6388 | 1.9952e-05 | 0 | 3.2697e-05 | 3.2697e-05 | 0 | 8.2448e-06 | 8.2448e-06 | 0 | 8.2448e-06
[79 empty] | WLDFR | HFTD - Distribution - Tier 2 - 5QU CoRE ¦ 3QU LoRE | Red Flag Warning - Large Fires | 2049 | 0 | 7.3713 | 0.88759 | 4.1075 | 2.3763 | 1.6388 | 1.9952e-05 | 0 | 3.2697e-05 | 3.2697e-05 | 0 | 8.2448e-06 | 8.2448e-06 | 0 | 8.2448e-06
[79 empty] | WLDFR | HFTD - Distribution - Tier 2 - 5QU CoRE ¦ 3QU LoRE | Red Flag Warning - Large Fires | 2050 | 0 | 7.3713 | 0.88759 | 4.1075 | 2.3763 | 1.6388 | 1.9952e-05 | 0 | 3.2697e-05 | 3.2697e-05 | 0 | 0 | 8.2448e-06 | 0 | 8.2448e-06
[79 empty] | WLDFR | HFTD - Distribution - Tier 2 - 5QU CoRE ¦ 3QU LoRE | Red Flag Warning - Large Fires | 2051 | 0 | 7.3713 | 0.88759 | 4.1075 | 2.3763 | 1.6388 | 1.9952e-05 | 0 | 3.2697e-05 | 3.2697e-05 | 0 | 2.3169e-06 | 0 | 0 | 0
[79 empty] | WLDFR | HFTD - Distribution - Tier 2 - 5QU CoRE ¦ 3QU LoRE | Red Flag Warning - Large Fires | 2052 | 0 | 7.3713 | 0.88759 | 4.1075 | 2.3763 | 1.6388 | 1.9952e-05 | 0 | 3.2697e-05 | 3.2697e-05 | 0 | 2.3915e-06 | 2.3915e-06 | 0 | 2.3915e-06
[79 empty] | WLDFR | HFTD - Distribution - Tier 2 - 5QU CoRE ¦ 3QU LoRE | Red Flag Warning - Large Fires | 2053 | 0 | 7.8503 | 0.92702 | 4.3664 | 2.5569 | 1.7633 | 1.9952e-05 | 0 | 3.5182e-05 | 3.5182e-05 | 0 | 2.3915e-06 | 2.3915e-06 | 0 | 2.3915e-06
[79 empty] | WLDFR | HFTD - Distribution - Tier 2 - 5QU CoRE ¦ 3QU LoRE | Red Flag Warning - Large Fires | 2054 | 0 | 7.8503 | 0.92702 | 4.3664 | 2.5569 | 1.7633 | 1.9952e-05 | 0 | 3.5182e-05 | 3.5182e-05 | 0 | 2.3915e-06 | 2.3915e-06 | 0 | 2.3915e-06
[79 empty] | WLDFR | HFTD - Distribution - Tier 2 - 5QU CoRE ¦ 3QU LoRE | Red Flag Warning - Large Fires | 2055 | 0 | 7.8503 | 0.92702 | 4.3664 | 2.5569 | 1.7633 | 1.9952e-05 | 0 | 3.5182e-05 | 3.5182e-05 | 0 | 2.3915e-06 | 2.3915e-06 | 0 | 2.3915e-06
[79 empty] | WLDFR | HFTD - Distribution - Tier 2 - 5QU CoRE ¦ 3QU LoRE | Red Flag Warning - Small Fires | 2026 | 0 | 0.080408 | 0.03759 | 0.0016314 | 0.041187 | 0.028403 | 0.00054605 | 0 | 1.551e-05 | 1.551e-05 | 0 | 2.3915e-06 | 2.3915e-06 | 0 | 2.3915e-06
[79 empty] | WLDFR | HFTD - Distribution - Tier 2 - 5QU CoRE ¦ 3QU LoRE | Red Flag Warning - Small Fires | 2027 | 0 | 0.080408 | 0.03759 | 0.0016314 | 0.041187 | 0.028403 | 0.00054605 | 0 | 1.551e-05 | 1.551e-05 | 0 | 2.4866e-06 | 2.4866e-06 | 0 | 2.4866e-06
[79 empty] | WLDFR | HFTD - Distribution - Tier 2 - 5QU CoRE ¦ 3QU LoRE | Red Flag Warning - Small Fires | 2028 | 0 | 0.083606 | 0.039055 | 0.001695 | 0.042856 | 0.029555 | 0.00054605 | 0 | 1.6138e-05 | 1.6138e-05 | 0 | 2.4866e-06 | 2.4866e-06 | 0 | 2.4866e-06
[79 empty] | WLDFR | HFTD - Distribution - Tier 2 - 5QU CoRE ¦ 3QU LoRE | Red Flag Warning - Small Fires | 2029 | 0 | 0.083606 | 0.039055 | 0.001695 | 0.042856 | 0.029555 | 0.00054605 | 0 | 1.6138e-05 | 1.6138e-05 | 0 | 2.4866e-06 | 2.4866e-06 | 0 | 2.4866e-06
[79 empty] | WLDFR | HFTD - Distribution - Tier 2 - 5QU CoRE ¦ 3QU LoRE | Red Flag Warning - Small Fires | 2030 | 0 | 0.083606 | 0.039055 | 0.001695 | 0.042856 | 0.029555 | 0.00054605 | 0 | 1.6138e-05 | 1.6138e-05 | 0 | 2.4866e-06 | 2.4866e-06 | 0 | 2.4866e-06
[79 empty] | WLDFR | HFTD - Distribution - Tier 2 - 5QU CoRE ¦ 3QU LoRE | Red Flag Warning - Small Fires | 2031 | 0 | 0.083606 | 0.039055 | 0.001695 | 0.042856 | 0.029555 | 0.00054605 | 0 | 1.6138e-05 | 1.6138e-05 | 0 | 2.4866e-06 | 2.4866e-06 | 0 | 2.4866e-06
[79 empty] | WLDFR | HFTD - Distribution - Tier 2 - 5QU CoRE ¦ 3QU LoRE | Red Flag Warning - Small Fires | 2032 | 0 | 0.083606 | 0.039055 | 0.001695 | 0.042856 | 0.029555 | 0.00054605 | 0 | 1.6138e-05 | 1.6138e-05 | 0 | 2.5938e-06 | 2.5938e-06 | 0 | 2.5938e-06
[79 empty] | WLDFR | HFTD - Distribution - Tier 2 - 5QU CoRE ¦ 3QU LoRE | Red Flag Warning - Small Fires | 2033 | 0 | 0.087211 | 0.040679 | 0.0017655 | 0.044766 | 0.030872 | 0.00054605 | 0 | 1.6858e-05 | 1.6858e-05 | 0 | 2.5938e-06 | 2.5938e-06 | 0 | 2.5938e-06
[79 empty] | WLDFR | HFTD - Distribution - Tier 2 - 5QU CoRE ¦ 3QU LoRE | Red Flag Warning - Small Fires | 2034 | 0 | 0.087211 | 0.040679 | 0.0017655 | 0.044766 | 0.030872 | 0.00054605 | 0 | 1.6858e-05 | 1.6858e-05 | 0 | 2.5938e-06 | 2.5938e-06 | 0 | 2.5938e-06
[79 empty] | WLDFR | HFTD - Distribution - Tier 2 - 5QU CoRE ¦ 3QU LoRE | Red Flag Warning - Small Fires | 2035 | 0 | 0.087211 | 0.040679 | 0.0017655 | 0.044766 | 0.030872 | 0.00054605 | 0 | 1.6858e-05 | 1.6858e-05 | 0 | 2.5938e-06 | 2.5938e-06 | 0 | 2.5938e-06
[79 empty] | WLDFR | HFTD - Distribution - Tier 2 - 5QU CoRE ¦ 3QU LoRE | Red Flag Warning - Small Fires | 2036 | 0 | 0.087211 | 0.040679 | 0.0017655 | 0.044766 | 0.030872 | 0.00054605 | 0 | 1.6858e-05 | 1.6858e-05 | 0 | 2.5938e-06 | 2.5938e-06 | 0 | 2.5938e-06
[79 empty] | WLDFR | HFTD - Distribution - Tier 2 - 5QU CoRE ¦ 3QU LoRE | Red Flag Warning - Small Fires | 2037 | 0 | 0.087211 | 0.040679 | 0.0017655 | 0.044766 | 0.030872 | 0.00054605 | 0 | 1.6858e-05 | 1.6858e-05 | 0 | 2.712e-06 | 2.712e-06 | 0 | 2.712e-06
[79 empty] | WLDFR | HFTD - Distribution - Tier 2 - 5QU CoRE ¦ 3QU LoRE | Red Flag Warning - Small Fires | 2038 | 0 | 0.091184 | 0.042438 | 0.0018418 | 0.046905 | 0.032347 | 0.00054605 | 0 | 1.7663e-05 | 1.7663e-05 | 0 | 2.712e-06 | 2.712e-06 | 0 | 2.712e-06
[79 empty] | WLDFR | HFTD - Distribution - Tier 2 - 5QU CoRE ¦ 3QU LoRE | Red Flag Warning - Small Fires | 2039 | 0 | 0.091184 | 0.042438 | 0.0018418 | 0.046905 | 0.032347 | 0.00054605 | 0 | 1.7663e-05 | 1.7663e-05 | 0 | 2.712e-06 | 2.712e-06 | 0 | 2.712e-06
[79 empty] | WLDFR | HFTD - Distribution - Tier 2 - 5QU CoRE ¦ 3QU LoRE | Red Flag Warning - Small Fires | 2040 | 0 | 0.091184 | 0.042438 | 0.0018418 | 0.046905 | 0.032347 | 0.00054605 | 0 | 1.7663e-05 | 1.7663e-05 | 0 | 2.712e-06 | 2.712e-06 | 0 | 2.712e-06
[79 empty] | WLDFR | HFTD - Distribution - Tier 2 - 5QU CoRE ¦ 3QU LoRE | Red Flag Warning - Small Fires | 2041 | 0 | 0.091184 | 0.042438 | 0.0018418 | 0.046905 | 0.032347 | 0.00054605 | 0 | 1.7663e-05 | 1.7663e-05 | 0 | 2.712e-06 | 2.712e-06 | 0 | 2.712e-06
[79 empty] | WLDFR | HFTD - Distribution - Tier 2 - 5QU CoRE ¦ 3QU LoRE | Red Flag Warning - Small Fires | 2042 | 0 | 0.091184 | 0.042438 | 0.0018418 | 0.046905 | 0.032347 | 0.00054605 | 0 | 1.7663e-05 | 1.7663e-05 | 0 | 2.8399e-06 | 2.8399e-06 | 0 | 2.8399e-06
[79 empty] | WLDFR | HFTD - Distribution - Tier 2 - 5QU CoRE ¦ 3QU LoRE | Red Flag Warning - Small Fires | 2043 | 0 | 0.095486 | 0.044306 | 0.0019228 | 0.049257 | 0.033969 | 0.00054605 | 0 | 1.8549e-05 | 1.8549e-05 | 0 | 2.8399e-06 | 2.8399e-06 | 0 | 2.8399e-06
[79 empty] | WLDFR | HFTD - Distribution - Tier 2 - 5QU CoRE ¦ 3QU LoRE | Red Flag Warning - Small Fires | 2044 | 0 | 0.095486 | 0.044306 | 0.0019228 | 0.049257 | 0.033969 | 0.00054605 | 0 | 1.8549e-05 | 1.8549e-05 | 0 | 2.8399e-06 | 2.8399e-06 | 0 | 2.8399e-06
[79 empty] | WLDFR | HFTD - Distribution - Tier 2 - 5QU CoRE ¦ 3QU LoRE | Red Flag Warning - Small Fires | 2045 | 0 | 0.095486 | 0.044306 | 0.0019228 | 0.049257 | 0.033969 | 0.00054605 | 0 | 1.8549e-05 | 1.8549e-05 | 0 | 2.8399e-06 | 2.8399e-06 | 0 | 2.8399e-06
[79 empty] | WLDFR | HFTD - Distribution - Tier 2 - 5QU CoRE ¦ 3QU LoRE | Red Flag Warning - Small Fires | 2046 | 0 | 0.095486 | 0.044306 | 0.0019228 | 0.049257 | 0.033969 | 0.00054605 | 0 | 1.8549e-05 | 1.8549e-05 | 0 | 2.8399e-06 | 2.8399e-06 | 0 | 2.8399e-06
[79 empty] | WLDFR | HFTD - Distribution - Tier 2 - 5QU CoRE ¦ 3QU LoRE | Red Flag Warning - Small Fires | 2047 | 0 | 0.095486 | 0.044306 | 0.0019228 | 0.049257 | 0.033969 | 0.00054605 | 0 | 1.8549e-05 | 1.8549e-05 | 0 | 2.9763e-06 | 2.9763e-06 | 0 | 2.9763e-06
[79 empty] | WLDFR | HFTD - Distribution - Tier 2 - 5QU CoRE ¦ 3QU LoRE | Red Flag Warning - Small Fires | 2048 | 0 | 0.10007 | 0.04626 | 0.0020076 | 0.051804 | 0.035726 | 0.00054605 | 0 | 1.9508e-05 | 1.9508e-05 | 0 | 2.9763e-06 | 2.9763e-06 | 0 | 2.9763e-06
[79 empty] | WLDFR | HFTD - Distribution - Tier 2 - 5QU CoRE ¦ 3QU LoRE | Red Flag Warning - Small Fires | 2049 | 0 | 0.10007 | 0.04626 | 0.0020076 | 0.051804 | 0.035726 | 0.00054605 | 0 | 1.9508e-05 | 1.9508e-05 | 0 | 2.9763e-06 | 2.9763e-06 | 0 | 2.9763e-06
[79 empty] | WLDFR | HFTD - Distribution - Tier 2 - 5QU CoRE ¦ 3QU LoRE | Red Flag Warning - Small Fires | 2050 | 0 | 0.10007 | 0.04626 | 0.0020076 | 0.051804 | 0.035726 | 0.00054605 | 0 | 1.9508e-05 | 1.9508e-05 | 0 | 2.9763e-06 | 2.9763e-06 | 0 | 2.9763e-06
[79 empty] | WLDFR | HFTD - Distribution - Tier 2 - 5QU CoRE ¦ 3QU LoRE | Red Flag Warning - Small Fires | 2051 | 0 | 0.10007 | 0.04626 | 0.0020076 | 0.051804 | 0.035726 | 0.00054605 | 0 | 1.9508e-05 | 1.9508e-05 | 0 | 0 | 2.9763e-06 | 0 | 2.9763e-06
[79 empty] | WLDFR | HFTD - Distribution - Tier 2 - 5QU CoRE ¦ 3QU LoRE | Red Flag Warning - Small Fires | 2052 | 0 | 0.10007 | 0.04626 | 0.0020076 | 0.051804 | 0.035726 | 0.00054605 | 0 | 1.9508e-05 | 1.9508e-05 | 0 | 1.9159e-05 | 0 | 0 | 0
[79 empty] | WLDFR | HFTD - Distribution - Tier 2 - 5QU CoRE ¦ 3QU LoRE | Red Flag Warning - Small Fires | 2053 | 0 | 0.10489 | 0.048274 | 0.002095 | 0.054525 | 0.037602 | 0.00054605 | 0 | 2.0532e-05 | 2.0532e-05 | 0 | 1.9861e-05 | 1.9861e-05 | 0 | 1.9861e-05
[79 empty] | WLDFR | HFTD - Distribution - Tier 2 - 5QU CoRE ¦ 3QU LoRE | Red Flag Warning - Small Fires | 2054 | 0 | 0.10489 | 0.048274 | 0.002095 | 0.054525 | 0.037602 | 0.00054605 | 0 | 2.0532e-05 | 2.0532e-05 | 0 | 1.9861e-05 | 1.9861e-05 | 0 | 1.9861e-05
[79 empty] | WLDFR | HFTD - Distribution - Tier 2 - 5QU CoRE ¦ 3QU LoRE | Red Flag Warning - Small Fires | 2055 | 0 | 0.10489 | 0.048274 | 0.002095 | 0.054525 | 0.037602 | 0.00054605 | 0 | 2.0532e-05 | 2.0532e-05 | 0 | 1.9861e-05 | 1.9861e-05 | 0 | 1.9861e-05
[79 empty] | WLDFR | HFTD - Distribution - Tier 2 - 5QU CoRE ¦ 3QU LoRE | Seismic - Non-Red Flag Warning - Catastrophic Fires | 2026 | 0 | 21835.9781 | 428.6023 | 13939.561 | 7467.8148 | 5149.9993 | 1.127e-09 | 0 | 5.804e-06 | 5.804e-06 | 0 | 1.9861e-05 | 1.9861e-05 | 0 | 1.9861e-05
[79 empty] | WLDFR | HFTD - Distribution - Tier 2 - 5QU CoRE ¦ 3QU LoRE | Seismic - Non-Red Flag Warning - Catastrophic Fires | 2027 | 0 | 21835.9781 | 428.6023 | 13939.561 | 7467.8148 | 5149.9993 | 1.127e-09 | 0 | 5.804e-06 | 5.804e-06 | 0 | 1.9861e-05 | 1.9861e-05 | 0 | 1.9861e-05
[79 empty] | WLDFR | HFTD - Distribution - Tier 2 - 5QU CoRE ¦ 3QU LoRE | Seismic - Non-Red Flag Warning - Catastrophic Fires | 2028 | 0 | 22783.187 | 453.261 | 14531.3357 | 7798.5904 | 5378.1107 | 1.127e-09 | 0 | 6.0611e-06 | 6.0611e-06 | 0 | 2.0746e-05 | 2.0746e-05 | 0 | 2.0746e-05
[79 empty] | WLDFR | HFTD - Distribution - Tier 2 - 5QU CoRE ¦ 3QU LoRE | Seismic - Non-Red Flag Warning - Catastrophic Fires | 2029 | 0 | 22783.187 | 453.261 | 14531.3357 | 7798.5904 | 5378.1107 | 1.127e-09 | 0 | 6.0611e-06 | 6.0611e-06 | 0 | 2.0746e-05 | 2.0746e-05 | 0 | 2.0746e-05
[79 empty] | WLDFR | HFTD - Distribution - Tier 2 - 5QU CoRE ¦ 3QU LoRE | Seismic - Non-Red Flag Warning - Catastrophic Fires | 2030 | 0 | 22783.187 | 453.261 | 14531.3357 | 7798.5904 | 5378.1107 | 1.127e-09 | 0 | 6.0611e-06 | 6.0611e-06 | 0 | 2.0746e-05 | 2.0746e-05 | 0 | 2.0746e-05
[79 empty] | WLDFR | HFTD - Distribution - Tier 2 - 5QU CoRE ¦ 3QU LoRE | Seismic - Non-Red Flag Warning - Catastrophic Fires | 2031 | 0 | 22783.187 | 453.261 | 14531.3357 | 7798.5904 | 5378.1107 | 1.127e-09 | 0 | 6.0611e-06 | 6.0611e-06 | 0 | 2.0746e-05 | 2.0746e-05 | 0 | 2.0746e-05
[79 empty] | WLDFR | HFTD - Distribution - Tier 2 - 5QU CoRE ¦ 3QU LoRE | Seismic - Non-Red Flag Warning - Catastrophic Fires | 2032 | 0 | 22783.187 | 453.261 | 14531.3357 | 7798.5904 | 5378.1107 | 1.127e-09 | 0 | 6.0611e-06 | 6.0611e-06 | 0 | 2.0746e-05 | 2.0746e-05 | 0 | 2.0746e-05
[79 empty] | WLDFR | HFTD - Distribution - Tier 2 - 5QU CoRE ¦ 3QU LoRE | Seismic - Non-Red Flag Warning - Catastrophic Fires | 2033 | 0 | 23835.2641 | 480.9649 | 15187.7294 | 8166.5698 | 5631.8789 | 1.127e-09 | 0 | 6.3471e-06 | 6.3471e-06 | 0 | 2.1729e-05 | 2.1729e-05 | 0 | 2.1729e-05
[79 empty] | WLDFR | HFTD - Distribution - Tier 2 - 5QU CoRE ¦ 3QU LoRE | Seismic - Non-Red Flag Warning - Catastrophic Fires | 2034 | 0 | 23835.2641 | 480.9649 | 15187.7294 | 8166.5698 | 5631.8789 | 1.127e-09 | 0 | 6.3471e-06 | 6.3471e-06 | 0 | 2.1729e-05 | 2.1729e-05 | 0 | 2.1729e-05
[79 empty] | WLDFR | HFTD - Distribution - Tier 2 - 5QU CoRE ¦ 3QU LoRE | Seismic - Non-Red Flag Warning - Catastrophic Fires | 2035 | 0 | 23835.2641 | 480.9649 | 15187.7294 | 8166.5698 | 5631.8789 | 1.127e-09 | 0 | 6.3471e-06 | 6.3471e-06 | 0 | 2.1729e-05 | 2.1729e-05 | 0 | 2.1729e-05
[79 empty] | WLDFR | HFTD - Distribution - Tier 2 - 5QU CoRE ¦ 3QU LoRE | Seismic - Non-Red Flag Warning - Catastrophic Fires | 2036 | 0 | 23835.2641 | 480.9649 | 15187.7294 | 8166.5698 | 5631.8789 | 1.127e-09 | 0 | 6.3471e-06 | 6.3471e-06 | 0 | 2.1729e-05 | 2.1729e-05 | 0 | 2.1729e-05
[79 empty] | WLDFR | HFTD - Distribution - Tier 2 - 5QU CoRE ¦ 3QU LoRE | Seismic - Non-Red Flag Warning - Catastrophic Fires | 2037 | 0 | 23835.2641 | 480.9649 | 15187.7294 | 8166.5698 | 5631.8789 | 1.127e-09 | 0 | 6.3471e-06 | 6.3471e-06 | 0 | 2.1729e-05 | 2.1729e-05 | 0 | 2.1729e-05
[79 empty] | WLDFR | HFTD - Distribution - Tier 2 - 5QU CoRE ¦ 3QU LoRE | Seismic - Non-Red Flag Warning - Catastrophic Fires | 2038 | 0 | 24976.6418 | 511.3745 | 15898.8237 | 8566.4437 | 5907.6423 | 1.127e-09 | 0 | 6.6578e-06 | 6.6578e-06 | 0 | 2.2797e-05 | 2.2797e-05 | 0 | 2.2797e-05
[79 empty] | WLDFR | HFTD - Distribution - Tier 2 - 5QU CoRE ¦ 3QU LoRE | Seismic - Non-Red Flag Warning - Catastrophic Fires | 2039 | 0 | 24976.6418 | 511.3745 | 15898.8237 | 8566.4437 | 5907.6423 | 1.127e-09 | 0 | 6.6578e-06 | 6.6578e-06 | 0 | 2.2797e-05 | 2.2797e-05 | 0 | 2.2797e-05
[79 empty] | WLDFR | HFTD - Distribution - Tier 2 - 5QU CoRE ¦ 3QU LoRE | Seismic - Non-Red Flag Warning - Catastrophic Fires | 2040 | 0 | 24976.6418 | 511.3745 | 15898.8237 | 8566.4437 | 5907.6423 | 1.127e-09 | 0 | 6.6578e-06 | 6.6578e-06 | 0 | 2.2797e-05 | 2.2797e-05 | 0 | 2.2797e-05
[79 empty] | WLDFR | HFTD - Distribution - Tier 2 - 5QU CoRE ¦ 3QU LoRE | Seismic - Non-Red Flag Warning - Catastrophic Fires | 2041 | 0 | 24976.6418 | 511.3745 | 15898.8237 | 8566.4437 | 5907.6423 | 1.127e-09 | 0 | 6.6578e-06 | 6.6578e-06 | 0 | 2.2797e-05 | 2.2797e-05 | 0 | 2.2797e-05
[79 empty] | WLDFR | HFTD - Distribution - Tier 2 - 5QU CoRE ¦ 3QU LoRE | Seismic - Non-Red Flag Warning - Catastrophic Fires | 2042 | 0 | 24976.6418 | 511.3745 | 15898.8237 | 8566.4437 | 5907.6423 | 1.127e-09 | 0 | 6.6578e-06 | 6.6578e-06 | 0 | 2.2797e-05 | 2.2797e-05 | 0 | 2.2797e-05
[79 empty] | WLDFR | HFTD - Distribution - Tier 2 - 5QU CoRE ¦ 3QU LoRE | Seismic - Non-Red Flag Warning - Catastrophic Fires | 2043 | 0 | 26191.7278 | 544.1291 | 16654.7414 | 8992.8573 | 6201.7082 | 1.127e-09 | 0 | 6.9893e-06 | 6.9893e-06 | 0 | 2.3934e-05 | 2.3934e-05 | 0 | 2.3934e-05
[79 empty] | WLDFR | HFTD - Distribution - Tier 2 - 5QU CoRE ¦ 3QU LoRE | Seismic - Non-Red Flag Warning - Catastrophic Fires | 2044 | 0 | 26191.7278 | 544.1291 | 16654.7414 | 8992.8573 | 6201.7082 | 1.127e-09 | 0 | 6.9893e-06 | 6.9893e-06 | 0 | 2.3934e-05 | 2.3934e-05 | 0 | 2.3934e-05
[79 empty] | WLDFR | HFTD - Distribution - Tier 2 - 5QU CoRE ¦ 3QU LoRE | Seismic - Non-Red Flag Warning - Catastrophic Fires | 2045 | 0 | 26191.7278 | 544.1291 | 16654.7414 | 8992.8573 | 6201.7082 | 1.127e-09 | 0 | 6.9893e-06 | 6.9893e-06 | 0 | 2.3934e-05 | 2.3934e-05 | 0 | 2.3934e-05
[79 empty] | WLDFR | HFTD - Distribution - Tier 2 - 5QU CoRE ¦ 3QU LoRE | Seismic - Non-Red Flag Warning - Catastrophic Fires | 2046 | 0 | 26191.7278 | 544.1291 | 16654.7414 | 8992.8573 | 6201.7082 | 1.127e-09 | 0 | 6.9893e-06 | 6.9893e-06 | 0 | 2.3934e-05 | 2.3934e-05 | 0 | 2.3934e-05
[79 empty] | WLDFR | HFTD - Distribution - Tier 2 - 5QU CoRE ¦ 3QU LoRE | Seismic - Non-Red Flag Warning - Catastrophic Fires | 2047 | 0 | 26191.7278 | 544.1291 | 16654.7414 | 8992.8573 | 6201.7082 | 1.127e-09 | 0 | 6.9893e-06 | 6.9893e-06 | 0 | 2.3934e-05 | 2.3934e-05 | 0 | 2.3934e-05
[79 empty] | WLDFR | HFTD - Distribution - Tier 2 - 5QU CoRE ¦ 3QU LoRE | Seismic - Non-Red Flag Warning - Catastrophic Fires | 2048 | 0 | 27464.7227 | 578.8407 | 17445.538 | 9440.3441 | 6510.3067 | 1.127e-09 | 0 | 7.337e-06 | 7.337e-06 | 0 | 2.5126e-05 | 2.5126e-05 | 0 | 2.5126e-05
[79 empty] | WLDFR | HFTD - Distribution - Tier 2 - 5QU CoRE ¦ 3QU LoRE | Seismic - Non-Red Flag Warning - Catastrophic Fires | 2049 | 0 | 27464.7227 | 578.8407 | 17445.538 | 9440.3441 | 6510.3067 | 1.127e-09 | 0 | 7.337e-06 | 7.337e-06 | 0 | 2.5126e-05 | 2.5126e-05 | 0 | 2.5126e-05
[79 empty] | WLDFR | HFTD - Distribution - Tier 2 - 5QU CoRE ¦ 3QU LoRE | Seismic - Non-Red Flag Warning - Catastrophic Fires | 2050 | 0 | 27464.7227 | 578.8407 | 17445.538 | 9440.3441 | 6510.3067 | 1.127e-09 | 0 | 7.337e-06 | 7.337e-06 | 0 | 2.5126e-05 | 2.5126e-05 | 0 | 2.5126e-05
[79 empty] | WLDFR | HFTD - Distribution - Tier 2 - 5QU CoRE ¦ 3QU LoRE | Seismic - Non-Red Flag Warning - Catastrophic Fires | 2051 | 0 | 27464.7227 | 578.8407 | 17445.538 | 9440.3441 | 6510.3067 | 1.127e-09 | 0 | 7.337e-06 | 7.337e-06 | 0 | 2.5126e-05 | 2.5126e-05 | 0 | 2.5126e-05
[79 empty] | WLDFR | HFTD - Distribution - Tier 2 - 5QU CoRE ¦ 3QU LoRE | Seismic - Non-Red Flag Warning - Catastrophic Fires | 2052 | 0 | 27464.7227 | 578.8407 | 17445.538 | 9440.3441 | 6510.3067 | 1.127e-09 | 0 | 7.337e-06 | 7.337e-06 | 0 | 0 | 2.5126e-05 | 0 | 2.5126e-05
[79 empty] | WLDFR | HFTD - Distribution - Tier 2 - 5QU CoRE ¦ 3QU LoRE | Seismic - Non-Red Flag Warning - Catastrophic Fires | 2053 | 0 | 28779.6694 | 615.0952 | 18261.2327 | 9903.3415 | 6829.6018 | 1.127e-09 | 0 | 7.6969e-06 | 7.6969e-06 | 0 | 2.4524e-05 | 0 | 0 | 0
[79 empty] | WLDFR | HFTD - Distribution - Tier 2 - 5QU CoRE ¦ 3QU LoRE | Seismic - Non-Red Flag Warning - Catastrophic Fires | 2054 | 0 | 28779.6694 | 615.0952 | 18261.2327 | 9903.3415 | 6829.6018 | 1.127e-09 | 0 | 7.6969e-06 | 7.6969e-06 | 0 | 2.542e-05 | 2.542e-05 | 0 | 2.542e-05
[79 empty] | WLDFR | HFTD - Distribution - Tier 2 - 5QU CoRE ¦ 3QU LoRE | Seismic - Non-Red Flag Warning - Catastrophic Fires | 2055 | 0 | 28779.6694 | 615.0952 | 18261.2327 | 9903.3415 | 6829.6018 | 1.127e-09 | 0 | 7.6969e-06 | 7.6969e-06 | 0 | 2.542e-05 | 2.542e-05 | 0 | 2.542e-05
[79 empty] | WLDFR | HFTD - Distribution - Tier 2 - 5QU CoRE ¦ 3QU LoRE | Seismic - Red Flag Warning - Catastrophic Fires | 2026 | 0 | 21835.9781 | 428.6023 | 13939.561 | 7467.8148 | 5149.9993 | 4.8595e-08 | 0 | 0.00025027 | 0.00025027 | 0 | 2.542e-05 | 2.542e-05 | 0 | 2.542e-05
[79 empty] | WLDFR | HFTD - Distribution - Tier 2 - 5QU CoRE ¦ 3QU LoRE | Seismic - Red Flag Warning - Catastrophic Fires | 2027 | 0 | 21835.9781 | 428.6023 | 13939.561 | 7467.8148 | 5149.9993 | 4.8595e-08 | 0 | 0.00025027 | 0.00025027 | 0 | 2.542e-05 | 2.542e-05 | 0 | 2.542e-05
[79 empty] | WLDFR | HFTD - Distribution - Tier 2 - 5QU CoRE ¦ 3QU LoRE | Seismic - Red Flag Warning - Catastrophic Fires | 2028 | 0 | 22783.187 | 453.261 | 14531.3357 | 7798.5904 | 5378.1107 | 4.8595e-08 | 0 | 0.00026135 | 0.00026135 | 0 | 2.542e-05 | 2.542e-05 | 0 | 2.542e-05
[79 empty] | WLDFR | HFTD - Distribution - Tier 2 - 5QU CoRE ¦ 3QU LoRE | Seismic - Red Flag Warning - Catastrophic Fires | 2029 | 0 | 22783.187 | 453.261 | 14531.3357 | 7798.5904 | 5378.1107 | 4.8595e-08 | 0 | 0.00026135 | 0.00026135 | 0 | 2.6548e-05 | 2.6548e-05 | 0 | 2.6548e-05
[79 empty] | WLDFR | HFTD - Distribution - Tier 2 - 5QU CoRE ¦ 3QU LoRE | Seismic - Red Flag Warning - Catastrophic Fires | 2030 | 0 | 22783.187 | 453.261 | 14531.3357 | 7798.5904 | 5378.1107 | 4.8595e-08 | 0 | 0.00026135 | 0.00026135 | 0 | 2.6548e-05 | 2.6548e-05 | 0 | 2.6548e-05
[79 empty] | WLDFR | HFTD - Distribution - Tier 2 - 5QU CoRE ¦ 3QU LoRE | Seismic - Red Flag Warning - Catastrophic Fires | 2031 | 0 | 22783.187 | 453.261 | 14531.3357 | 7798.5904 | 5378.1107 | 4.8595e-08 | 0 | 0.00026135 | 0.00026135 | 0 | 2.6548e-05 | 2.6548e-05 | 0 | 2.6548e-05
[79 empty] | WLDFR | HFTD - Distribution - Tier 2 - 5QU CoRE ¦ 3QU LoRE | Seismic - Red Flag Warning - Catastrophic Fires | 2032 | 0 | 22783.187 | 453.261 | 14531.3357 | 7798.5904 | 5378.1107 | 4.8595e-08 | 0 | 0.00026135 | 0.00026135 | 0 | 2.6548e-05 | 2.6548e-05 | 0 | 2.6548e-05
[79 empty] | WLDFR | HFTD - Distribution - Tier 2 - 5QU CoRE ¦ 3QU LoRE | Seismic - Red Flag Warning - Catastrophic Fires | 2033 | 0 | 23835.2641 | 480.9649 | 15187.7294 | 8166.5698 | 5631.8789 | 4.8595e-08 | 0 | 0.00027368 | 0.00027368 | 0 | 2.6548e-05 | 2.6548e-05 | 0 | 2.6548e-05
[79 empty] | WLDFR | HFTD - Distribution - Tier 2 - 5QU CoRE ¦ 3QU LoRE | Seismic - Red Flag Warning - Catastrophic Fires | 2034 | 0 | 23835.2641 | 480.9649 | 15187.7294 | 8166.5698 | 5631.8789 | 4.8595e-08 | 0 | 0.00027368 | 0.00027368 | 0 | 2.7801e-05 | 2.7801e-05 | 0 | 2.7801e-05
[79 empty] | WLDFR | HFTD - Distribution - Tier 2 - 5QU CoRE ¦ 3QU LoRE | Seismic - Red Flag Warning - Catastrophic Fires | 2035 | 0 | 23835.2641 | 480.9649 | 15187.7294 | 8166.5698 | 5631.8789 | 4.8595e-08 | 0 | 0.00027368 | 0.00027368 | 0 | 2.7801e-05 | 2.7801e-05 | 0 | 2.7801e-05
[79 empty] | WLDFR | HFTD - Distribution - Tier 2 - 5QU CoRE ¦ 3QU LoRE | Seismic - Red Flag Warning - Catastrophic Fires | 2036 | 0 | 23835.2641 | 480.9649 | 15187.7294 | 8166.5698 | 5631.8789 | 4.8595e-08 | 0 | 0.00027368 | 0.00027368 | 0 | 2.7801e-05 | 2.7801e-05 | 0 | 2.7801e-05
[79 empty] | WLDFR | HFTD - Distribution - Tier 2 - 5QU CoRE ¦ 3QU LoRE | Seismic - Red Flag Warning - Catastrophic Fires | 2037 | 0 | 23835.2641 | 480.9649 | 15187.7294 | 8166.5698 | 5631.8789 | 4.8595e-08 | 0 | 0.00027368 | 0.00027368 | 0 | 2.7801e-05 | 2.7801e-05 | 0 | 2.7801e-05
[79 empty] | WLDFR | HFTD - Distribution - Tier 2 - 5QU CoRE ¦ 3QU LoRE | Seismic - Red Flag Warning - Catastrophic Fires | 2038 | 0 | 24976.6418 | 511.3745 | 15898.8237 | 8566.4437 | 5907.6423 | 4.8595e-08 | 0 | 0.00028708 | 0.00028708 | 0 | 2.7801e-05 | 2.7801e-05 | 0 | 2.7801e-05
[79 empty] | WLDFR | HFTD - Distribution - Tier 2 - 5QU CoRE ¦ 3QU LoRE | Seismic - Red Flag Warning - Catastrophic Fires | 2039 | 0 | 24976.6418 | 511.3745 | 15898.8237 | 8566.4437 | 5907.6423 | 4.8595e-08 | 0 | 0.00028708 | 0.00028708 | 0 | 2.916e-05 | 2.916e-05 | 0 | 2.916e-05
[79 empty] | WLDFR | HFTD - Distribution - Tier 2 - 5QU CoRE ¦ 3QU LoRE | Seismic - Red Flag Warning - Catastrophic Fires | 2040 | 0 | 24976.6418 | 511.3745 | 15898.8237 | 8566.4437 | 5907.6423 | 4.8595e-08 | 0 | 0.00028708 | 0.00028708 | 0 | 2.916e-05 | 2.916e-05 | 0 | 2.916e-05
[79 empty] | WLDFR | HFTD - Distribution - Tier 2 - 5QU CoRE ¦ 3QU LoRE | Seismic - Red Flag Warning - Catastrophic Fires | 2041 | 0 | 24976.6418 | 511.3745 | 15898.8237 | 8566.4437 | 5907.6423 | 4.8595e-08 | 0 | 0.00028708 | 0.00028708 | 0 | 2.916e-05 | 2.916e-05 | 0 | 2.916e-05
[79 empty] | WLDFR | HFTD - Distribution - Tier 2 - 5QU CoRE ¦ 3QU LoRE | Seismic - Red Flag Warning - Catastrophic Fires | 2042 | 0 | 24976.6418 | 511.3745 | 15898.8237 | 8566.4437 | 5907.6423 | 4.8595e-08 | 0 | 0.00028708 | 0.00028708 | 0 | 2.916e-05 | 2.916e-05 | 0 | 2.916e-05
[79 empty] | WLDFR | HFTD - Distribution - Tier 2 - 5QU CoRE ¦ 3QU LoRE | Seismic - Red Flag Warning - Catastrophic Fires | 2043 | 0 | 26191.7278 | 544.1291 | 16654.7414 | 8992.8573 | 6201.7082 | 4.8595e-08 | 0 | 0.00030137 | 0.00030137 | 0 | 2.916e-05 | 2.916e-05 | 0 | 2.916e-05
[79 empty] | WLDFR | HFTD - Distribution - Tier 2 - 5QU CoRE ¦ 3QU LoRE | Seismic - Red Flag Warning - Catastrophic Fires | 2044 | 0 | 26191.7278 | 544.1291 | 16654.7414 | 8992.8573 | 6201.7082 | 4.8595e-08 | 0 | 0.00030137 | 0.00030137 | 0 | 3.0606e-05 | 3.0606e-05 | 0 | 3.0606e-05
[79 empty] | WLDFR | HFTD - Distribution - Tier 2 - 5QU CoRE ¦ 3QU LoRE | Seismic - Red Flag Warning - Catastrophic Fires | 2045 | 0 | 26191.7278 | 544.1291 | 16654.7414 | 8992.8573 | 6201.7082 | 4.8595e-08 | 0 | 0.00030137 | 0.00030137 | 0 | 3.0606e-05 | 3.0606e-05 | 0 | 3.0606e-05
[79 empty] | WLDFR | HFTD - Distribution - Tier 2 - 5QU CoRE ¦ 3QU LoRE | Seismic - Red Flag Warning - Catastrophic Fires | 2046 | 0 | 26191.7278 | 544.1291 | 16654.7414 | 8992.8573 | 6201.7082 | 4.8595e-08 | 0 | 0.00030137 | 0.00030137 | 0 | 3.0606e-05 | 3.0606e-05 | 0 | 3.0606e-05
[79 empty] | WLDFR | HFTD - Distribution - Tier 2 - 5QU CoRE ¦ 3QU LoRE | Seismic - Red Flag Warning - Catastrophic Fires | 2047 | 0 | 26191.7278 | 544.1291 | 16654.7414 | 8992.8573 | 6201.7082 | 4.8595e-08 | 0 | 0.00030137 | 0.00030137 | 0 | 3.0606e-05 | 3.0606e-05 | 0 | 3.0606e-05
[79 empty] | WLDFR | HFTD - Distribution - Tier 2 - 5QU CoRE ¦ 3QU LoRE | Seismic - Red Flag Warning - Catastrophic Fires | 2048 | 0 | 27464.7227 | 578.8407 | 17445.538 | 9440.3441 | 6510.3067 | 4.8595e-08 | 0 | 0.00031637 | 0.00031637 | 0 | 3.0606e-05 | 3.0606e-05 | 0 | 3.0606e-05
[79 empty] | WLDFR | HFTD - Distribution - Tier 2 - 5QU CoRE ¦ 3QU LoRE | Seismic - Red Flag Warning - Catastrophic Fires | 2049 | 0 | 27464.7227 | 578.8407 | 17445.538 | 9440.3441 | 6510.3067 | 4.8595e-08 | 0 | 0.00031637 | 0.00031637 | 0 | 3.212e-05 | 3.212e-05 | 0 | 3.212e-05
[79 empty] | WLDFR | HFTD - Distribution - Tier 2 - 5QU CoRE ¦ 3QU LoRE | Seismic - Red Flag Warning - Catastrophic Fires | 2050 | 0 | 27464.7227 | 578.8407 | 17445.538 | 9440.3441 | 6510.3067 | 4.8595e-08 | 0 | 0.00031637 | 0.00031637 | 0 | 3.212e-05 | 3.212e-05 | 0 | 3.212e-05
[79 empty] | WLDFR | HFTD - Distribution - Tier 2 - 5QU CoRE ¦ 3QU LoRE | Seismic - Red Flag Warning - Catastrophic Fires | 2051 | 0 | 27464.7227 | 578.8407 | 17445.538 | 9440.3441 | 6510.3067 | 4.8595e-08 | 0 | 0.00031637 | 0.00031637 | 0 | 3.212e-05 | 3.212e-05 | 0 | 3.212e-05
[79 empty] | WLDFR | HFTD - Distribution - Tier 2 - 5QU CoRE ¦ 3QU LoRE | Seismic - Red Flag Warning - Catastrophic Fires | 2052 | 0 | 27464.7227 | 578.8407 | 17445.538 | 9440.3441 | 6510.3067 | 4.8595e-08 | 0 | 0.00031637 | 0.00031637 | 0 | 3.212e-05 | 3.212e-05 | 0 | 3.212e-05
[79 empty] | WLDFR | HFTD - Distribution - Tier 2 - 5QU CoRE ¦ 3QU LoRE | Seismic - Red Flag Warning - Catastrophic Fires | 2053 | 0 | 28779.6694 | 615.0952 | 18261.2327 | 9903.3415 | 6829.6018 | 4.8595e-08 | 0 | 0.00033189 | 0.00033189 | 0 | 0 | 3.212e-05 | 0 | 3.212e-05
[79 empty] | WLDFR | HFTD - Distribution - Tier 2 - 5QU CoRE ¦ 3QU LoRE | Seismic - Red Flag Warning - Catastrophic Fires | 2054 | 0 | 28779.6694 | 615.0952 | 18261.2327 | 9903.3415 | 6829.6018 | 4.8595e-08 | 0 | 0.00033189 | 0.00033189 | 0 | 2.2086e-06 | 0 | 0 | 0
[79 empty] | WLDFR | HFTD - Distribution - Tier 2 - 5QU CoRE ¦ 3QU LoRE | Seismic - Red Flag Warning - Catastrophic Fires | 2055 | 0 | 28779.6694 | 615.0952 | 18261.2327 | 9903.3415 | 6829.6018 | 4.8595e-08 | 0 | 0.00033189 | 0.00033189 | 0 | 2.3074e-06 | 2.3074e-06 | 0 | 2.3074e-06
[79 empty] | WLDFR | HFTD - Distribution - Tier 2 - 5QU CoRE ¦ 4QU LoRE | Non-Red Flag Warning - Catastrophic Fires | 2026 | 0 | 14664.6376 | 233.2301 | 8896.516 | 5534.8915 | 3817.0051 | 7.3343e-08 | 0 | 0.00027995 | 0.00027995 | 0 | 2.3074e-06 | 2.3074e-06 | 0 | 2.3074e-06
[79 empty] | WLDFR | HFTD - Distribution - Tier 2 - 5QU CoRE ¦ 4QU LoRE | Non-Red Flag Warning - Catastrophic Fires | 2027 | 0 | 14664.6376 | 233.2301 | 8896.516 | 5534.8915 | 3817.0051 | 7.3343e-08 | 0 | 0.00027995 | 0.00027995 | 0 | 2.3074e-06 | 2.3074e-06 | 0 | 2.3074e-06
[79 empty] | WLDFR | HFTD - Distribution - Tier 2 - 5QU CoRE ¦ 4QU LoRE | Non-Red Flag Warning - Catastrophic Fires | 2028 | 0 | 15317.9909 | 247.273 | 9287.6491 | 5783.0689 | 3988.1546 | 7.3343e-08 | 0 | 0.0002925 | 0.0002925 | 0 | 2.3074e-06 | 2.3074e-06 | 0 | 2.3074e-06
[79 empty] | WLDFR | HFTD - Distribution - Tier 2 - 5QU CoRE ¦ 4QU LoRE | Non-Red Flag Warning - Catastrophic Fires | 2029 | 0 | 15317.9909 | 247.273 | 9287.6491 | 5783.0689 | 3988.1546 | 7.3343e-08 | 0 | 0.0002925 | 0.0002925 | 0 | 2.3074e-06 | 2.3074e-06 | 0 | 2.3074e-06
[79 empty] | WLDFR | HFTD - Distribution - Tier 2 - 5QU CoRE ¦ 4QU LoRE | Non-Red Flag Warning - Catastrophic Fires | 2030 | 0 | 15317.9909 | 247.273 | 9287.6491 | 5783.0689 | 3988.1546 | 7.3343e-08 | 0 | 0.0002925 | 0.0002925 | 0 | 2.4347e-06 | 2.4347e-06 | 0 | 2.4347e-06
[79 empty] | WLDFR | HFTD - Distribution - Tier 2 - 5QU CoRE ¦ 4QU LoRE | Non-Red Flag Warning - Catastrophic Fires | 2031 | 0 | 15317.9909 | 247.273 | 9287.6491 | 5783.0689 | 3988.1546 | 7.3343e-08 | 0 | 0.0002925 | 0.0002925 | 0 | 2.4347e-06 | 2.4347e-06 | 0 | 2.4347e-06
[79 empty] | WLDFR | HFTD - Distribution - Tier 2 - 5QU CoRE ¦ 4QU LoRE | Non-Red Flag Warning - Catastrophic Fires | 2032 | 0 | 15317.9909 | 247.273 | 9287.6491 | 5783.0689 | 3988.1546 | 7.3343e-08 | 0 | 0.0002925 | 0.0002925 | 0 | 2.4347e-06 | 2.4347e-06 | 0 | 2.4347e-06
[79 empty] | WLDFR | HFTD - Distribution - Tier 2 - 5QU CoRE ¦ 4QU LoRE | Non-Red Flag Warning - Catastrophic Fires | 2033 | 0 | 16044.1264 | 263.1074 | 9721.74 | 6059.2791 | 4178.6364 | 7.3343e-08 | 0 | 0.00030647 | 0.00030647 | 0 | 2.4347e-06 | 2.4347e-06 | 0 | 2.4347e-06
[79 empty] | WLDFR | HFTD - Distribution - Tier 2 - 5QU CoRE ¦ 4QU LoRE | Non-Red Flag Warning - Catastrophic Fires | 2034 | 0 | 16044.1264 | 263.1074 | 9721.74 | 6059.2791 | 4178.6364 | 7.3343e-08 | 0 | 0.00030647 | 0.00030647 | 0 | 2.4347e-06 | 2.4347e-06 | 0 | 2.4347e-06
[79 empty] | WLDFR | HFTD - Distribution - Tier 2 - 5QU CoRE ¦ 4QU LoRE | Non-Red Flag Warning - Catastrophic Fires | 2035 | 0 | 16044.1264 | 263.1074 | 9721.74 | 6059.2791 | 4178.6364 | 7.3343e-08 | 0 | 0.00030647 | 0.00030647 | 0 | 2.5795e-06 | 2.5795e-06 | 0 | 2.5795e-06
[79 empty] | WLDFR | HFTD - Distribution - Tier 2 - 5QU CoRE ¦ 4QU LoRE | Non-Red Flag Warning - Catastrophic Fires | 2036 | 0 | 16044.1264 | 263.1074 | 9721.74 | 6059.2791 | 4178.6364 | 7.3343e-08 | 0 | 0.00030647 | 0.00030647 | 0 | 2.5795e-06 | 2.5795e-06 | 0 | 2.5795e-06
[79 empty] | WLDFR | HFTD - Distribution - Tier 2 - 5QU CoRE ¦ 4QU LoRE | Non-Red Flag Warning - Catastrophic Fires | 2037 | 0 | 16044.1264 | 263.1074 | 9721.74 | 6059.2791 | 4178.6364 | 7.3343e-08 | 0 | 0.00030647 | 0.00030647 | 0 | 2.5795e-06 | 2.5795e-06 | 0 | 2.5795e-06
[79 empty] | WLDFR | HFTD - Distribution - Tier 2 - 5QU CoRE ¦ 4QU LoRE | Non-Red Flag Warning - Catastrophic Fires | 2038 | 0 | 16832.3912 | 280.5544 | 10192.2718 | 6359.5651 | 4385.7214 | 7.3343e-08 | 0 | 0.00032166 | 0.00032166 | 0 | 2.5795e-06 | 2.5795e-06 | 0 | 2.5795e-06
[79 empty] | WLDFR | HFTD - Distribution - Tier 2 - 5QU CoRE ¦ 4QU LoRE | Non-Red Flag Warning - Catastrophic Fires | 2039 | 0 | 16832.3912 | 280.5544 | 10192.2718 | 6359.5651 | 4385.7214 | 7.3343e-08 | 0 | 0.00032166 | 0.00032166 | 0 | 2.5795e-06 | 2.5795e-06 | 0 | 2.5795e-06
[79 empty] | WLDFR | HFTD - Distribution - Tier 2 - 5QU CoRE ¦ 4QU LoRE | Non-Red Flag Warning - Catastrophic Fires | 2040 | 0 | 16832.3912 | 280.5544 | 10192.2718 | 6359.5651 | 4385.7214 | 7.3343e-08 | 0 | 0.00032166 | 0.00032166 | 0 | 2.7406e-06 | 2.7406e-06 | 0 | 2.7406e-06
[79 empty] | WLDFR | HFTD - Distribution - Tier 2 - 5QU CoRE ¦ 4QU LoRE | Non-Red Flag Warning - Catastrophic Fires | 2041 | 0 | 16832.3912 | 280.5544 | 10192.2718 | 6359.5651 | 4385.7214 | 7.3343e-08 | 0 | 0.00032166 | 0.00032166 | 0 | 2.7406e-06 | 2.7406e-06 | 0 | 2.7406e-06
[79 empty] | WLDFR | HFTD - Distribution - Tier 2 - 5QU CoRE ¦ 4QU LoRE | Non-Red Flag Warning - Catastrophic Fires | 2042 | 0 | 16832.3912 | 280.5544 | 10192.2718 | 6359.5651 | 4385.7214 | 7.3343e-08 | 0 | 0.00032166 | 0.00032166 | 0 | 2.7406e-06 | 2.7406e-06 | 0 | 2.7406e-06
[79 empty] | WLDFR | HFTD - Distribution - Tier 2 - 5QU CoRE ¦ 4QU LoRE | Non-Red Flag Warning - Catastrophic Fires | 2043 | 0 | 17672.0852 | 299.42 | 10692.7362 | 6679.929 | 4606.6527 | 7.3343e-08 | 0 | 0.00033786 | 0.00033786 | 0 | 2.7406e-06 | 2.7406e-06 | 0 | 2.7406e-06
[79 empty] | WLDFR | HFTD - Distribution - Tier 2 - 5QU CoRE ¦ 4QU LoRE | Non-Red Flag Warning - Catastrophic Fires | 2044 | 0 | 17672.0852 | 299.42 | 10692.7362 | 6679.929 | 4606.6527 | 7.3343e-08 | 0 | 0.00033786 | 0.00033786 | 0 | 2.7406e-06 | 2.7406e-06 | 0 | 2.7406e-06
[79 empty] | WLDFR | HFTD - Distribution - Tier 2 - 5QU CoRE ¦ 4QU LoRE | Non-Red Flag Warning - Catastrophic Fires | 2045 | 0 | 17672.0852 | 299.42 | 10692.7362 | 6679.929 | 4606.6527 | 7.3343e-08 | 0 | 0.00033786 | 0.00033786 | 0 | 2.9168e-06 | 2.9168e-06 | 0 | 2.9168e-06
[79 empty] | WLDFR | HFTD - Distribution - Tier 2 - 5QU CoRE ¦ 4QU LoRE | Non-Red Flag Warning - Catastrophic Fires | 2046 | 0 | 17672.0852 | 299.42 | 10692.7362 | 6679.929 | 4606.6527 | 7.3343e-08 | 0 | 0.00033786 | 0.00033786 | 0 | 2.9168e-06 | 2.9168e-06 | 0 | 2.9168e-06
[79 empty] | WLDFR | HFTD - Distribution - Tier 2 - 5QU CoRE ¦ 4QU LoRE | Non-Red Flag Warning - Catastrophic Fires | 2047 | 0 | 17672.0852 | 299.42 | 10692.7362 | 6679.929 | 4606.6527 | 7.3343e-08 | 0 | 0.00033786 | 0.00033786 | 0 | 2.9168e-06 | 2.9168e-06 | 0 | 2.9168e-06
[79 empty] | WLDFR | HFTD - Distribution - Tier 2 - 5QU CoRE ¦ 4QU LoRE | Non-Red Flag Warning - Catastrophic Fires | 2048 | 0 | 18552.3348 | 319.4911 | 11216.5626 | 7016.281 | 4838.6098 | 7.3343e-08 | 0 | 0.00035488 | 0.00035488 | 0 | 2.9168e-06 | 2.9168e-06 | 0 | 2.9168e-06
[79 empty] | WLDFR | HFTD - Distribution - Tier 2 - 5QU CoRE ¦ 4QU LoRE | Non-Red Flag Warning - Catastrophic Fires | 2049 | 0 | 18552.3348 | 319.4911 | 11216.5626 | 7016.281 | 4838.6098 | 7.3343e-08 | 0 | 0.00035488 | 0.00035488 | 0 | 2.9168e-06 | 2.9168e-06 | 0 | 2.9168e-06
[79 empty] | WLDFR | HFTD - Distribution - Tier 2 - 5QU CoRE ¦ 4QU LoRE | Non-Red Flag Warning - Catastrophic Fires | 2050 | 0 | 18552.3348 | 319.4911 | 11216.5626 | 7016.281 | 4838.6098 | 7.3343e-08 | 0 | 0.00035488 | 0.00035488 | 0 | 3.1066e-06 | 3.1066e-06 | 0 | 3.1066e-06
[79 empty] | WLDFR | HFTD - Distribution - Tier 2 - 5QU CoRE ¦ 4QU LoRE | Non-Red Flag Warning - Catastrophic Fires | 2051 | 0 | 18552.3348 | 319.4911 | 11216.5626 | 7016.281 | 4838.6098 | 7.3343e-08 | 0 | 0.00035488 | 0.00035488 | 0 | 3.1066e-06 | 3.1066e-06 | 0 | 3.1066e-06
[79 empty] | WLDFR | HFTD - Distribution - Tier 2 - 5QU CoRE ¦ 4QU LoRE | Non-Red Flag Warning - Catastrophic Fires | 2052 | 0 | 18552.3348 | 319.4911 | 11216.5626 | 7016.281 | 4838.6098 | 7.3343e-08 | 0 | 0.00035488 | 0.00035488 | 0 | 3.1066e-06 | 3.1066e-06 | 0 | 3.1066e-06
[79 empty] | WLDFR | HFTD - Distribution - Tier 2 - 5QU CoRE ¦ 4QU LoRE | Non-Red Flag Warning - Catastrophic Fires | 2053 | 0 | 19462.1283 | 340.5356 | 11757.1413 | 7364.4514 | 5078.7171 | 7.3343e-08 | 0 | 0.00037249 | 0.00037249 | 0 | 3.1066e-06 | 3.1066e-06 | 0 | 3.1066e-06
[79 empty] | WLDFR | HFTD - Distribution - Tier 2 - 5QU CoRE ¦ 4QU LoRE | Non-Red Flag Warning - Catastrophic Fires | 2054 | 0 | 19462.1283 | 340.5356 | 11757.1413 | 7364.4514 | 5078.7171 | 7.3343e-08 | 0 | 0.00037249 | 0.00037249 | 0 | 0 | 3.1066e-06 | 0 | 3.1066e-06
[79 empty] | WLDFR | HFTD - Distribution - Tier 2 - 5QU CoRE ¦ 4QU LoRE | Non-Red Flag Warning - Catastrophic Fires | 2055 | 0 | 19462.1283 | 340.5356 | 11757.1413 | 7364.4514 | 5078.7171 | 7.3343e-08 | 0 | 0.00037249 | 0.00037249 | 0 | 1.923e-05 | 0 | 0 | 0
[79 empty] | WLDFR | HFTD - Distribution - Tier 2 - 5QU CoRE ¦ 4QU LoRE | Non-Red Flag Warning - Large Fires | 2026 | 0 | 5.475 | 0.71896 | 3.0715 | 1.6846 | 1.1617 | 9.6535e-06 | 0 | 1.1215e-05 | 1.1215e-05 | 0 | 1.9849e-05 | 1.9849e-05 | 0 | 1.9849e-05
[79 empty] | WLDFR | HFTD - Distribution - Tier 2 - 5QU CoRE ¦ 4QU LoRE | Non-Red Flag Warning - Large Fires | 2027 | 0 | 5.475 | 0.71896 | 3.0715 | 1.6846 | 1.1617 | 9.6535e-06 | 0 | 1.1215e-05 | 1.1215e-05 | 0 | 1.9849e-05 | 1.9849e-05 | 0 | 1.9849e-05
[79 empty] | WLDFR | HFTD - Distribution - Tier 2 - 5QU CoRE ¦ 4QU LoRE | Non-Red Flag Warning - Large Fires | 2028 | 0 | 5.777 | 0.74734 | 3.238 | 1.7917 | 1.2356 | 9.6535e-06 | 0 | 1.1928e-05 | 1.1928e-05 | 0 | 1.9849e-05 | 1.9849e-05 | 0 | 1.9849e-05
[79 empty] | WLDFR | HFTD - Distribution - Tier 2 - 5QU CoRE ¦ 4QU LoRE | Non-Red Flag Warning - Large Fires | 2029 | 0 | 5.777 | 0.74734 | 3.238 | 1.7917 | 1.2356 | 9.6535e-06 | 0 | 1.1928e-05 | 1.1928e-05 | 0 | 1.9849e-05 | 1.9849e-05 | 0 | 1.9849e-05
[79 empty] | WLDFR | HFTD - Distribution - Tier 2 - 5QU CoRE ¦ 4QU LoRE | Non-Red Flag Warning - Large Fires | 2030 | 0 | 5.777 | 0.74734 | 3.238 | 1.7917 | 1.2356 | 9.6535e-06 | 0 | 1.1928e-05 | 1.1928e-05 | 0 | 1.9849e-05 | 1.9849e-05 | 0 | 1.9849e-05
[79 empty] | WLDFR | HFTD - Distribution - Tier 2 - 5QU CoRE ¦ 4QU LoRE | Non-Red Flag Warning - Large Fires | 2031 | 0 | 5.777 | 0.74734 | 3.238 | 1.7917 | 1.2356 | 9.6535e-06 | 0 | 1.1928e-05 | 1.1928e-05 | 0 | 2.0638e-05 | 2.0638e-05 | 0 | 2.0638e-05
[79 empty] | WLDFR | HFTD - Distribution - Tier 2 - 5QU CoRE ¦ 4QU LoRE | Non-Red Flag Warning - Large Fires | 2032 | 0 | 5.777 | 0.74734 | 3.238 | 1.7917 | 1.2356 | 9.6535e-06 | 0 | 1.1928e-05 | 1.1928e-05 | 0 | 2.0638e-05 | 2.0638e-05 | 0 | 2.0638e-05
[79 empty] | WLDFR | HFTD - Distribution - Tier 2 - 5QU CoRE ¦ 4QU LoRE | Non-Red Flag Warning - Large Fires | 2033 | 0 | 6.1205 | 0.77885 | 3.4265 | 1.9151 | 1.3207 | 9.6535e-06 | 0 | 1.275e-05 | 1.275e-05 | 0 | 2.0638e-05 | 2.0638e-05 | 0 | 2.0638e-05
[79 empty] | WLDFR | HFTD - Distribution - Tier 2 - 5QU CoRE ¦ 4QU LoRE | Non-Red Flag Warning - Large Fires | 2034 | 0 | 6.1205 | 0.77885 | 3.4265 | 1.9151 | 1.3207 | 9.6535e-06 | 0 | 1.275e-05 | 1.275e-05 | 0 | 2.0638e-05 | 2.0638e-05 | 0 | 2.0638e-05
[79 empty] | WLDFR | HFTD - Distribution - Tier 2 - 5QU CoRE ¦ 4QU LoRE | Non-Red Flag Warning - Large Fires | 2035 | 0 | 6.1205 | 0.77885 | 3.4265 | 1.9151 | 1.3207 | 9.6535e-06 | 0 | 1.275e-05 | 1.275e-05 | 0 | 2.0638e-05 | 2.0638e-05 | 0 | 2.0638e-05
[79 empty] | WLDFR | HFTD - Distribution - Tier 2 - 5QU CoRE ¦ 4QU LoRE | Non-Red Flag Warning - Large Fires | 2036 | 0 | 6.1205 | 0.77885 | 3.4265 | 1.9151 | 1.3207 | 9.6535e-06 | 0 | 1.275e-05 | 1.275e-05 | 0 | 2.1528e-05 | 2.1528e-05 | 0 | 2.1528e-05
[79 empty] | WLDFR | HFTD - Distribution - Tier 2 - 5QU CoRE ¦ 4QU LoRE | Non-Red Flag Warning - Large Fires | 2037 | 0 | 6.1205 | 0.77885 | 3.4265 | 1.9151 | 1.3207 | 9.6535e-06 | 0 | 1.275e-05 | 1.275e-05 | 0 | 2.1528e-05 | 2.1528e-05 | 0 | 2.1528e-05
[79 empty] | WLDFR | HFTD - Distribution - Tier 2 - 5QU CoRE ¦ 4QU LoRE | Non-Red Flag Warning - Large Fires | 2038 | 0 | 6.5028 | 0.81304 | 3.6355 | 2.0543 | 1.4167 | 9.6535e-06 | 0 | 1.3676e-05 | 1.3676e-05 | 0 | 2.1528e-05 | 2.1528e-05 | 0 | 2.1528e-05
[79 empty] | WLDFR | HFTD - Distribution - Tier 2 - 5QU CoRE ¦ 4QU LoRE | Non-Red Flag Warning - Large Fires | 2039 | 0 | 6.5028 | 0.81304 | 3.6355 | 2.0543 | 1.4167 | 9.6535e-06 | 0 | 1.3676e-05 | 1.3676e-05 | 0 | 2.1528e-05 | 2.1528e-05 | 0 | 2.1528e-05
[79 empty] | WLDFR | HFTD - Distribution - Tier 2 - 5QU CoRE ¦ 4QU LoRE | Non-Red Flag Warning - Large Fires | 2040 | 0 | 6.5028 | 0.81304 | 3.6355 | 2.0543 | 1.4167 | 9.6535e-06 | 0 | 1.3676e-05 | 1.3676e-05 | 0 | 2.1528e-05 | 2.1528e-05 | 0 | 2.1528e-05
[79 empty] | WLDFR | HFTD - Distribution - Tier 2 - 5QU CoRE ¦ 4QU LoRE | Non-Red Flag Warning - Large Fires | 2041 | 0 | 6.5028 | 0.81304 | 3.6355 | 2.0543 | 1.4167 | 9.6535e-06 | 0 | 1.3676e-05 | 1.3676e-05 | 0 | 2.2509e-05 | 2.2509e-05 | 0 | 2.2509e-05
[79 empty] | WLDFR | HFTD - Distribution - Tier 2 - 5QU CoRE ¦ 4QU LoRE | Non-Red Flag Warning - Large Fires | 2042 | 0 | 6.5028 | 0.81304 | 3.6355 | 2.0543 | 1.4167 | 9.6535e-06 | 0 | 1.3676e-05 | 1.3676e-05 | 0 | 2.2509e-05 | 2.2509e-05 | 0 | 2.2509e-05
[79 empty] | WLDFR | HFTD - Distribution - Tier 2 - 5QU CoRE ¦ 4QU LoRE | Non-Red Flag Warning - Large Fires | 2043 | 0 | 6.9209 | 0.84944 | 3.8632 | 2.2083 | 1.5229 | 9.6535e-06 | 0 | 1.4701e-05 | 1.4701e-05 | 0 | 2.2509e-05 | 2.2509e-05 | 0 | 2.2509e-05
[79 empty] | WLDFR | HFTD - Distribution - Tier 2 - 5QU CoRE ¦ 4QU LoRE | Non-Red Flag Warning - Large Fires | 2044 | 0 | 6.9209 | 0.84944 | 3.8632 | 2.2083 | 1.5229 | 9.6535e-06 | 0 | 1.4701e-05 | 1.4701e-05 | 0 | 2.2509e-05 | 2.2509e-05 | 0 | 2.2509e-05
[79 empty] | WLDFR | HFTD - Distribution - Tier 2 - 5QU CoRE ¦ 4QU LoRE | Non-Red Flag Warning - Large Fires | 2045 | 0 | 6.9209 | 0.84944 | 3.8632 | 2.2083 | 1.5229 | 9.6535e-06 | 0 | 1.4701e-05 | 1.4701e-05 | 0 | 2.2509e-05 | 2.2509e-05 | 0 | 2.2509e-05
[79 empty] | WLDFR | HFTD - Distribution - Tier 2 - 5QU CoRE ¦ 4QU LoRE | Non-Red Flag Warning - Large Fires | 2046 | 0 | 6.9209 | 0.84944 | 3.8632 | 2.2083 | 1.5229 | 9.6535e-06 | 0 | 1.4701e-05 | 1.4701e-05 | 0 | 2.3571e-05 | 2.3571e-05 | 0 | 2.3571e-05
[79 empty] | WLDFR | HFTD - Distribution - Tier 2 - 5QU CoRE ¦ 4QU LoRE | Non-Red Flag Warning - Large Fires | 2047 | 0 | 6.9209 | 0.84944 | 3.8632 | 2.2083 | 1.5229 | 9.6535e-06 | 0 | 1.4701e-05 | 1.4701e-05 | 0 | 2.3571e-05 | 2.3571e-05 | 0 | 2.3571e-05
[79 empty] | WLDFR | HFTD - Distribution - Tier 2 - 5QU CoRE ¦ 4QU LoRE | Non-Red Flag Warning - Large Fires | 2048 | 0 | 7.3713 | 0.88759 | 4.1075 | 2.3763 | 1.6388 | 9.6535e-06 | 0 | 1.582e-05 | 1.582e-05 | 0 | 2.3571e-05 | 2.3571e-05 | 0 | 2.3571e-05
[79 empty] | WLDFR | HFTD - Distribution - Tier 2 - 5QU CoRE ¦ 4QU LoRE | Non-Red Flag Warning - Large Fires | 2049 | 0 | 7.3713 | 0.88759 | 4.1075 | 2.3763 | 1.6388 | 9.6535e-06 | 0 | 1.582e-05 | 1.582e-05 | 0 | 2.3571e-05 | 2.3571e-05 | 0 | 2.3571e-05
[79 empty] | WLDFR | HFTD - Distribution - Tier 2 - 5QU CoRE ¦ 4QU LoRE | Non-Red Flag Warning - Large Fires | 2050 | 0 | 7.3713 | 0.88759 | 4.1075 | 2.3763 | 1.6388 | 9.6535e-06 | 0 | 1.582e-05 | 1.582e-05 | 0 | 2.3571e-05 | 2.3571e-05 | 0 | 2.3571e-05
[79 empty] | WLDFR | HFTD - Distribution - Tier 2 - 5QU CoRE ¦ 4QU LoRE | Non-Red Flag Warning - Large Fires | 2051 | 0 | 7.3713 | 0.88759 | 4.1075 | 2.3763 | 1.6388 | 9.6535e-06 | 0 | 1.582e-05 | 1.582e-05 | 0 | 2.4703e-05 | 2.4703e-05 | 0 | 2.4703e-05
[79 empty] | WLDFR | HFTD - Distribution - Tier 2 - 5QU CoRE ¦ 4QU LoRE | Non-Red Flag Warning - Large Fires | 2052 | 0 | 7.3713 | 0.88759 | 4.1075 | 2.3763 | 1.6388 | 9.6535e-06 | 0 | 1.582e-05 | 1.582e-05 | 0 | 2.4703e-05 | 2.4703e-05 | 0 | 2.4703e-05
[79 empty] | WLDFR | HFTD - Distribution - Tier 2 - 5QU CoRE ¦ 4QU LoRE | Non-Red Flag Warning - Large Fires | 2053 | 0 | 7.8503 | 0.92702 | 4.3664 | 2.5569 | 1.7633 | 9.6535e-06 | 0 | 1.7022e-05 | 1.7022e-05 | 0 | 2.4703e-05 | 2.4703e-05 | 0 | 2.4703e-05
[79 empty] | WLDFR | HFTD - Distribution - Tier 2 - 5QU CoRE ¦ 4QU LoRE | Non-Red Flag Warning - Large Fires | 2054 | 0 | 7.8503 | 0.92702 | 4.3664 | 2.5569 | 1.7633 | 9.6535e-06 | 0 | 1.7022e-05 | 1.7022e-05 | 0 | 2.4703e-05 | 2.4703e-05 | 0 | 2.4703e-05
[79 empty] | WLDFR | HFTD - Distribution - Tier 2 - 5QU CoRE ¦ 4QU LoRE | Non-Red Flag Warning - Large Fires | 2055 | 0 | 7.8503 | 0.92702 | 4.3664 | 2.5569 | 1.7633 | 9.6535e-06 | 0 | 1.7022e-05 | 1.7022e-05 | 0 | 0 | 2.4703e-05 | 0 | 2.4703e-05
[79 empty] | WLDFR | HFTD - Distribution - Tier 2 - 5QU CoRE ¦ 4QU LoRE | Non-Red Flag Warning - Small Fires | 2026 | 0 | 0.080408 | 0.03759 | 0.0016314 | 0.041187 | 0.028403 | 0.0033768 | 0 | 9.5912e-05 | 9.5912e-05 | 0 | 0.00096322 | 0 | 0 | 0
[79 empty] | WLDFR | HFTD - Distribution - Tier 2 - 5QU CoRE ¦ 4QU LoRE | Non-Red Flag Warning - Small Fires | 2027 | 0 | 0.080408 | 0.03759 | 0.0016314 | 0.041187 | 0.028403 | 0.0033768 | 0 | 9.5912e-05 | 9.5912e-05 | 0 | 0.00099853 | 0.00099853 | 0 | 0.00099853
[79 empty] | WLDFR | HFTD - Distribution - Tier 2 - 5QU CoRE ¦ 4QU LoRE | Non-Red Flag Warning - Small Fires | 2028 | 0 | 0.083606 | 0.039055 | 0.001695 | 0.042856 | 0.029555 | 0.0033768 | 0 | 9.98e-05 | 9.98e-05 | 0 | 0.00099853 | 0.00099853 | 0 | 0.00099853
[79 empty] | WLDFR | HFTD - Distribution - Tier 2 - 5QU CoRE ¦ 4QU LoRE | Non-Red Flag Warning - Small Fires | 2029 | 0 | 0.083606 | 0.039055 | 0.001695 | 0.042856 | 0.029555 | 0.0033768 | 0 | 9.98e-05 | 9.98e-05 | 0 | 0.00099853 | 0.00099853 | 0 | 0.00099853
[79 empty] | WLDFR | HFTD - Distribution - Tier 2 - 5QU CoRE ¦ 4QU LoRE | Non-Red Flag Warning - Small Fires | 2030 | 0 | 0.083606 | 0.039055 | 0.001695 | 0.042856 | 0.029555 | 0.0033768 | 0 | 9.98e-05 | 9.98e-05 | 0 | 0.00099853 | 0.00099853 | 0 | 0.00099853
[79 empty] | WLDFR | HFTD - Distribution - Tier 2 - 5QU CoRE ¦ 4QU LoRE | Non-Red Flag Warning - Small Fires | 2031 | 0 | 0.083606 | 0.039055 | 0.001695 | 0.042856 | 0.029555 | 0.0033768 | 0 | 9.98e-05 | 9.98e-05 | 0 | 0.00099853 | 0.00099853 | 0 | 0.00099853
[79 empty] | WLDFR | HFTD - Distribution - Tier 2 - 5QU CoRE ¦ 4QU LoRE | Non-Red Flag Warning - Small Fires | 2032 | 0 | 0.083606 | 0.039055 | 0.001695 | 0.042856 | 0.029555 | 0.0033768 | 0 | 9.98e-05 | 9.98e-05 | 0 | 0.001043 | 0.001043 | 0 | 0.001043
[79 empty] | WLDFR | HFTD - Distribution - Tier 2 - 5QU CoRE ¦ 4QU LoRE | Non-Red Flag Warning - Small Fires | 2033 | 0 | 0.087211 | 0.040679 | 0.0017655 | 0.044766 | 0.030872 | 0.0033768 | 0 | 0.00010425 | 0.00010425 | 0 | 0.001043 | 0.001043 | 0 | 0.001043
[79 empty] | WLDFR | HFTD - Distribution - Tier 2 - 5QU CoRE ¦ 4QU LoRE | Non-Red Flag Warning - Small Fires | 2034 | 0 | 0.087211 | 0.040679 | 0.0017655 | 0.044766 | 0.030872 | 0.0033768 | 0 | 0.00010425 | 0.00010425 | 0 | 0.001043 | 0.001043 | 0 | 0.001043
[79 empty] | WLDFR | HFTD - Distribution - Tier 2 - 5QU CoRE ¦ 4QU LoRE | Non-Red Flag Warning - Small Fires | 2035 | 0 | 0.087211 | 0.040679 | 0.0017655 | 0.044766 | 0.030872 | 0.0033768 | 0 | 0.00010425 | 0.00010425 | 0 | 0.001043 | 0.001043 | 0 | 0.001043
[79 empty] | WLDFR | HFTD - Distribution - Tier 2 - 5QU CoRE ¦ 4QU LoRE | Non-Red Flag Warning - Small Fires | 2036 | 0 | 0.087211 | 0.040679 | 0.0017655 | 0.044766 | 0.030872 | 0.0033768 | 0 | 0.00010425 | 0.00010425 | 0 | 0.001043 | 0.001043 | 0 | 0.001043
[79 empty] | WLDFR | HFTD - Distribution - Tier 2 - 5QU CoRE ¦ 4QU LoRE | Non-Red Flag Warning - Small Fires | 2037 | 0 | 0.087211 | 0.040679 | 0.0017655 | 0.044766 | 0.030872 | 0.0033768 | 0 | 0.00010425 | 0.00010425 | 0 | 0.0010925 | 0.0010925 | 0 | 0.0010925
[79 empty] | WLDFR | HFTD - Distribution - Tier 2 - 5QU CoRE ¦ 4QU LoRE | Non-Red Flag Warning - Small Fires | 2038 | 0 | 0.091184 | 0.042438 | 0.0018418 | 0.046905 | 0.032347 | 0.0033768 | 0 | 0.00010923 | 0.00010923 | 0 | 0.0010925 | 0.0010925 | 0 | 0.0010925
[79 empty] | WLDFR | HFTD - Distribution - Tier 2 - 5QU CoRE ¦ 4QU LoRE | Non-Red Flag Warning - Small Fires | 2039 | 0 | 0.091184 | 0.042438 | 0.0018418 | 0.046905 | 0.032347 | 0.0033768 | 0 | 0.00010923 | 0.00010923 | 0 | 0.0010925 | 0.0010925 | 0 | 0.0010925
[79 empty] | WLDFR | HFTD - Distribution - Tier 2 - 5QU CoRE ¦ 4QU LoRE | Non-Red Flag Warning - Small Fires | 2040 | 0 | 0.091184 | 0.042438 | 0.0018418 | 0.046905 | 0.032347 | 0.0033768 | 0 | 0.00010923 | 0.00010923 | 0 | 0.0010925 | 0.0010925 | 0 | 0.0010925
[79 empty] | WLDFR | HFTD - Distribution - Tier 2 - 5QU CoRE ¦ 4QU LoRE | Non-Red Flag Warning - Small Fires | 2041 | 0 | 0.091184 | 0.042438 | 0.0018418 | 0.046905 | 0.032347 | 0.0033768 | 0 | 0.00010923 | 0.00010923 | 0 | 0.0010925 | 0.0010925 | 0 | 0.0010925
[79 empty] | WLDFR | HFTD - Distribution - Tier 2 - 5QU CoRE ¦ 4QU LoRE | Non-Red Flag Warning - Small Fires | 2042 | 0 | 0.091184 | 0.042438 | 0.0018418 | 0.046905 | 0.032347 | 0.0033768 | 0 | 0.00010923 | 0.00010923 | 0 | 0.0011461 | 0.0011461 | 0 | 0.0011461
[79 empty] | WLDFR | HFTD - Distribution - Tier 2 - 5QU CoRE ¦ 4QU LoRE | Non-Red Flag Warning - Small Fires | 2043 | 0 | 0.095486 | 0.044306 | 0.0019228 | 0.049257 | 0.033969 | 0.0033768 | 0 | 0.00011471 | 0.00011471 | 0 | 0.0011461 | 0.0011461 | 0 | 0.0011461
[79 empty] | WLDFR | HFTD - Distribution - Tier 2 - 5QU CoRE ¦ 4QU LoRE | Non-Red Flag Warning - Small Fires | 2044 | 0 | 0.095486 | 0.044306 | 0.0019228 | 0.049257 | 0.033969 | 0.0033768 | 0 | 0.00011471 | 0.00011471 | 0 | 0.0011461 | 0.0011461 | 0 | 0.0011461
[79 empty] | WLDFR | HFTD - Distribution - Tier 2 - 5QU CoRE ¦ 4QU LoRE | Non-Red Flag Warning - Small Fires | 2045 | 0 | 0.095486 | 0.044306 | 0.0019228 | 0.049257 | 0.033969 | 0.0033768 | 0 | 0.00011471 | 0.00011471 | 0 | 0.0011461 | 0.0011461 | 0 | 0.0011461
[79 empty] | WLDFR | HFTD - Distribution - Tier 2 - 5QU CoRE ¦ 4QU LoRE | Non-Red Flag Warning - Small Fires | 2046 | 0 | 0.095486 | 0.044306 | 0.0019228 | 0.049257 | 0.033969 | 0.0033768 | 0 | 0.00011471 | 0.00011471 | 0 | 0.0011461 | 0.0011461 | 0 | 0.0011461
[79 empty] | WLDFR | HFTD - Distribution - Tier 2 - 5QU CoRE ¦ 4QU LoRE | Non-Red Flag Warning - Small Fires | 2047 | 0 | 0.095486 | 0.044306 | 0.0019228 | 0.049257 | 0.033969 | 0.0033768 | 0 | 0.00011471 | 0.00011471 | 0 | 0.0012033 | 0.0012033 | 0 | 0.0012033
[79 empty] | WLDFR | HFTD - Distribution - Tier 2 - 5QU CoRE ¦ 4QU LoRE | Non-Red Flag Warning - Small Fires | 2048 | 0 | 0.10007 | 0.04626 | 0.0020076 | 0.051804 | 0.035726 | 0.0033768 | 0 | 0.00012064 | 0.00012064 | 0 | 0.0012033 | 0.0012033 | 0 | 0.0012033
[79 empty] | WLDFR | HFTD - Distribution - Tier 2 - 5QU CoRE ¦ 4QU LoRE | Non-Red Flag Warning - Small Fires | 2049 | 0 | 0.10007 | 0.04626 | 0.0020076 | 0.051804 | 0.035726 | 0.0033768 | 0 | 0.00012064 | 0.00012064 | 0 | 0.0012033 | 0.0012033 | 0 | 0.0012033
[79 empty] | WLDFR | HFTD - Distribution - Tier 2 - 5QU CoRE ¦ 4QU LoRE | Non-Red Flag Warning - Small Fires | 2050 | 0 | 0.10007 | 0.04626 | 0.0020076 | 0.051804 | 0.035726 | 0.0033768 | 0 | 0.00012064 | 0.00012064 | 0 | 0.0012033 | 0.0012033 | 0 | 0.0012033
[79 empty] | WLDFR | HFTD - Distribution - Tier 2 - 5QU CoRE ¦ 4QU LoRE | Non-Red Flag Warning - Small Fires | 2051 | 0 | 0.10007 | 0.04626 | 0.0020076 | 0.051804 | 0.035726 | 0.0033768 | 0 | 0.00012064 | 0.00012064 | 0 | 0.0012033 | 0.0012033 | 0 | 0.0012033
[79 empty] | WLDFR | HFTD - Distribution - Tier 2 - 5QU CoRE ¦ 4QU LoRE | Non-Red Flag Warning - Small Fires | 2052 | 0 | 0.10007 | 0.04626 | 0.0020076 | 0.051804 | 0.035726 | 0.0033768 | 0 | 0.00012064 | 0.00012064 | 0 | 0.0012632 | 0.0012632 | 0 | 0.0012632
[79 empty] | WLDFR | HFTD - Distribution - Tier 2 - 5QU CoRE ¦ 4QU LoRE | Non-Red Flag Warning - Small Fires | 2053 | 0 | 0.10489 | 0.048274 | 0.002095 | 0.054525 | 0.037602 | 0.0033768 | 0 | 0.00012697 | 0.00012697 | 0 | 0.0012632 | 0.0012632 | 0 | 0.0012632
[79 empty] | WLDFR | HFTD - Distribution - Tier 2 - 5QU CoRE ¦ 4QU LoRE | Non-Red Flag Warning - Small Fires | 2054 | 0 | 0.10489 | 0.048274 | 0.002095 | 0.054525 | 0.037602 | 0.0033768 | 0 | 0.00012697 | 0.00012697 | 0 | 0.0012632 | 0.0012632 | 0 | 0.0012632
[79 empty] | WLDFR | HFTD - Distribution - Tier 2 - 5QU CoRE ¦ 4QU LoRE | Non-Red Flag Warning - Small Fires | 2055 | 0 | 0.10489 | 0.048274 | 0.002095 | 0.054525 | 0.037602 | 0.0033768 | 0 | 0.00012697 | 0.00012697 | 0 | 0.0012632 | 0.0012632 | 0 | 0.0012632
[79 empty] | WLDFR | HFTD - Distribution - Tier 2 - 5QU CoRE ¦ 4QU LoRE | Red Flag Warning - Catastrophic Fires | 2026 | 0 | 14664.6376 | 233.2301 | 8896.516 | 5534.8915 | 3817.0051 | 1.2678e-06 | 0 | 0.0048391 | 0.0048391 | 0 | 0 | 0.0012632 | 0 | 0.0012632
[79 empty] | WLDFR | HFTD - Distribution - Tier 2 - 5QU CoRE ¦ 4QU LoRE | Red Flag Warning - Catastrophic Fires | 2027 | 0 | 14664.6376 | 233.2301 | 8896.516 | 5534.8915 | 3817.0051 | 1.2678e-06 | 0 | 0.0048391 | 0.0048391 | 0 | 0.0001051 | 0 | 0 | 0
[79 empty] | WLDFR | HFTD - Distribution - Tier 2 - 5QU CoRE ¦ 4QU LoRE | Red Flag Warning - Catastrophic Fires | 2028 | 0 | 15317.9909 | 247.273 | 9287.6491 | 5783.0689 | 3988.1546 | 1.2678e-06 | 0 | 0.005056 | 0.005056 | 0 | 0.00010894 | 0.00010894 | 0 | 0.00010894
[79 empty] | WLDFR | HFTD - Distribution - Tier 2 - 5QU CoRE ¦ 4QU LoRE | Red Flag Warning - Catastrophic Fires | 2029 | 0 | 15317.9909 | 247.273 | 9287.6491 | 5783.0689 | 3988.1546 | 1.2678e-06 | 0 | 0.005056 | 0.005056 | 0 | 0.00010894 | 0.00010894 | 0 | 0.00010894
[79 empty] | WLDFR | HFTD - Distribution - Tier 2 - 5QU CoRE ¦ 4QU LoRE | Red Flag Warning - Catastrophic Fires | 2030 | 0 | 15317.9909 | 247.273 | 9287.6491 | 5783.0689 | 3988.1546 | 1.2678e-06 | 0 | 0.005056 | 0.005056 | 0 | 0.00010894 | 0.00010894 | 0 | 0.00010894
[79 empty] | WLDFR | HFTD - Distribution - Tier 2 - 5QU CoRE ¦ 4QU LoRE | Red Flag Warning - Catastrophic Fires | 2031 | 0 | 15317.9909 | 247.273 | 9287.6491 | 5783.0689 | 3988.1546 | 1.2678e-06 | 0 | 0.005056 | 0.005056 | 0 | 0.00010894 | 0.00010894 | 0 | 0.00010894
[79 empty] | WLDFR | HFTD - Distribution - Tier 2 - 5QU CoRE ¦ 4QU LoRE | Red Flag Warning - Catastrophic Fires | 2032 | 0 | 15317.9909 | 247.273 | 9287.6491 | 5783.0689 | 3988.1546 | 1.2678e-06 | 0 | 0.005056 | 0.005056 | 0 | 0.00010894 | 0.00010894 | 0 | 0.00010894
[79 empty] | WLDFR | HFTD - Distribution - Tier 2 - 5QU CoRE ¦ 4QU LoRE | Red Flag Warning - Catastrophic Fires | 2033 | 0 | 16044.1264 | 263.1074 | 9721.74 | 6059.2791 | 4178.6364 | 1.2678e-06 | 0 | 0.0052975 | 0.0052975 | 0 | 0.00011378 | 0.00011378 | 0 | 0.00011378
[79 empty] | WLDFR | HFTD - Distribution - Tier 2 - 5QU CoRE ¦ 4QU LoRE | Red Flag Warning - Catastrophic Fires | 2034 | 0 | 16044.1264 | 263.1074 | 9721.74 | 6059.2791 | 4178.6364 | 1.2678e-06 | 0 | 0.0052975 | 0.0052975 | 0 | 0.00011378 | 0.00011378 | 0 | 0.00011378
[79 empty] | WLDFR | HFTD - Distribution - Tier 2 - 5QU CoRE ¦ 4QU LoRE | Red Flag Warning - Catastrophic Fires | 2035 | 0 | 16044.1264 | 263.1074 | 9721.74 | 6059.2791 | 4178.6364 | 1.2678e-06 | 0 | 0.0052975 | 0.0052975 | 0 | 0.00011378 | 0.00011378 | 0 | 0.00011378
[79 empty] | WLDFR | HFTD - Distribution - Tier 2 - 5QU CoRE ¦ 4QU LoRE | Red Flag Warning - Catastrophic Fires | 2036 | 0 | 16044.1264 | 263.1074 | 9721.74 | 6059.2791 | 4178.6364 | 1.2678e-06 | 0 | 0.0052975 | 0.0052975 | 0 | 0.00011378 | 0.00011378 | 0 | 0.00011378
[79 empty] | WLDFR | HFTD - Distribution - Tier 2 - 5QU CoRE ¦ 4QU LoRE | Red Flag Warning - Catastrophic Fires | 2037 | 0 | 16044.1264 | 263.1074 | 9721.74 | 6059.2791 | 4178.6364 | 1.2678e-06 | 0 | 0.0052975 | 0.0052975 | 0 | 0.00011378 | 0.00011378 | 0 | 0.00011378
[79 empty] | WLDFR | HFTD - Distribution - Tier 2 - 5QU CoRE ¦ 4QU LoRE | Red Flag Warning - Catastrophic Fires | 2038 | 0 | 16832.3912 | 280.5544 | 10192.2718 | 6359.5651 | 4385.7214 | 1.2678e-06 | 0 | 0.0055601 | 0.0055601 | 0 | 0.00011914 | 0.00011914 | 0 | 0.00011914
[79 empty] | WLDFR | HFTD - Distribution - Tier 2 - 5QU CoRE ¦ 4QU LoRE | Red Flag Warning - Catastrophic Fires | 2039 | 0 | 16832.3912 | 280.5544 | 10192.2718 | 6359.5651 | 4385.7214 | 1.2678e-06 | 0 | 0.0055601 | 0.0055601 | 0 | 0.00011914 | 0.00011914 | 0 | 0.00011914
[79 empty] | WLDFR | HFTD - Distribution - Tier 2 - 5QU CoRE ¦ 4QU LoRE | Red Flag Warning - Catastrophic Fires | 2040 | 0 | 16832.3912 | 280.5544 | 10192.2718 | 6359.5651 | 4385.7214 | 1.2678e-06 | 0 | 0.0055601 | 0.0055601 | 0 | 0.00011914 | 0.00011914 | 0 | 0.00011914
[79 empty] | WLDFR | HFTD - Distribution - Tier 2 - 5QU CoRE ¦ 4QU LoRE | Red Flag Warning - Catastrophic Fires | 2041 | 0 | 16832.3912 | 280.5544 | 10192.2718 | 6359.5651 | 4385.7214 | 1.2678e-06 | 0 | 0.0055601 | 0.0055601 | 0 | 0.00011914 | 0.00011914 | 0 | 0.00011914
[79 empty] | WLDFR | HFTD - Distribution - Tier 2 - 5QU CoRE ¦ 4QU LoRE | Red Flag Warning - Catastrophic Fires | 2042 | 0 | 16832.3912 | 280.5544 | 10192.2718 | 6359.5651 | 4385.7214 | 1.2678e-06 | 0 | 0.0055601 | 0.0055601 | 0 | 0.00011914 | 0.00011914 | 0 | 0.00011914
[79 empty] | WLDFR | HFTD - Distribution - Tier 2 - 5QU CoRE ¦ 4QU LoRE | Red Flag Warning - Catastrophic Fires | 2043 | 0 | 17672.0852 | 299.42 | 10692.7362 | 6679.929 | 4606.6527 | 1.2678e-06 | 0 | 0.0058402 | 0.0058402 | 0 | 0.00012497 | 0.00012497 | 0 | 0.00012497
[79 empty] | WLDFR | HFTD - Distribution - Tier 2 - 5QU CoRE ¦ 4QU LoRE | Red Flag Warning - Catastrophic Fires | 2044 | 0 | 17672.0852 | 299.42 | 10692.7362 | 6679.929 | 4606.6527 | 1.2678e-06 | 0 | 0.0058402 | 0.0058402 | 0 | 0.00012497 | 0.00012497 | 0 | 0.00012497
[79 empty] | WLDFR | HFTD - Distribution - Tier 2 - 5QU CoRE ¦ 4QU LoRE | Red Flag Warning - Catastrophic Fires | 2045 | 0 | 17672.0852 | 299.42 | 10692.7362 | 6679.929 | 4606.6527 | 1.2678e-06 | 0 | 0.0058402 | 0.0058402 | 0 | 0.00012497 | 0.00012497 | 0 | 0.00012497
[79 empty] | WLDFR | HFTD - Distribution - Tier 2 - 5QU CoRE ¦ 4QU LoRE | Red Flag Warning - Catastrophic Fires | 2046 | 0 | 17672.0852 | 299.42 | 10692.7362 | 6679.929 | 4606.6527 | 1.2678e-06 | 0 | 0.0058402 | 0.0058402 | 0 | 0.00012497 | 0.00012497 | 0 | 0.00012497
[79 empty] | WLDFR | HFTD - Distribution - Tier 2 - 5QU CoRE ¦ 4QU LoRE | Red Flag Warning - Catastrophic Fires | 2047 | 0 | 17672.0852 | 299.42 | 10692.7362 | 6679.929 | 4606.6527 | 1.2678e-06 | 0 | 0.0058402 | 0.0058402 | 0 | 0.00012497 | 0.00012497 | 0 | 0.00012497
[79 empty] | WLDFR | HFTD - Distribution - Tier 2 - 5QU CoRE ¦ 4QU LoRE | Red Flag Warning - Catastrophic Fires | 2048 | 0 | 18552.3348 | 319.4911 | 11216.5626 | 7016.281 | 4838.6098 | 1.2678e-06 | 0 | 0.0061342 | 0.0061342 | 0 | 0.00013116 | 0.00013116 | 0 | 0.00013116
[79 empty] | WLDFR | HFTD - Distribution - Tier 2 - 5QU CoRE ¦ 4QU LoRE | Red Flag Warning - Catastrophic Fires | 2049 | 0 | 18552.3348 | 319.4911 | 11216.5626 | 7016.281 | 4838.6098 | 1.2678e-06 | 0 | 0.0061342 | 0.0061342 | 0 | 0.00013116 | 0.00013116 | 0 | 0.00013116
[79 empty] | WLDFR | HFTD - Distribution - Tier 2 - 5QU CoRE ¦ 4QU LoRE | Red Flag Warning - Catastrophic Fires | 2050 | 0 | 18552.3348 | 319.4911 | 11216.5626 | 7016.281 | 4838.6098 | 1.2678e-06 | 0 | 0.0061342 | 0.0061342 | 0 | 0.00013116 | 0.00013116 | 0 | 0.00013116
[79 empty] | WLDFR | HFTD - Distribution - Tier 2 - 5QU CoRE ¦ 4QU LoRE | Red Flag Warning - Catastrophic Fires | 2051 | 0 | 18552.3348 | 319.4911 | 11216.5626 | 7016.281 | 4838.6098 | 1.2678e-06 | 0 | 0.0061342 | 0.0061342 | 0 | 0.00013116 | 0.00013116 | 0 | 0.00013116
[79 empty] | WLDFR | HFTD - Distribution - Tier 2 - 5QU CoRE ¦ 4QU LoRE | Red Flag Warning - Catastrophic Fires | 2052 | 0 | 18552.3348 | 319.4911 | 11216.5626 | 7016.281 | 4838.6098 | 1.2678e-06 | 0 | 0.0061342 | 0.0061342 | 0 | 0.00013116 | 0.00013116 | 0 | 0.00013116
[79 empty] | WLDFR | HFTD - Distribution - Tier 2 - 5QU CoRE ¦ 4QU LoRE | Red Flag Warning - Catastrophic Fires | 2053 | 0 | 19462.1283 | 340.5356 | 11757.1413 | 7364.4514 | 5078.7171 | 1.2678e-06 | 0 | 0.0064386 | 0.0064386 | 0 | 0.00013765 | 0.00013765 | 0 | 0.00013765
[79 empty] | WLDFR | HFTD - Distribution - Tier 2 - 5QU CoRE ¦ 4QU LoRE | Red Flag Warning - Catastrophic Fires | 2054 | 0 | 19462.1283 | 340.5356 | 11757.1413 | 7364.4514 | 5078.7171 | 1.2678e-06 | 0 | 0.0064386 | 0.0064386 | 0 | 0.00013765 | 0.00013765 | 0 | 0.00013765
[79 empty] | WLDFR | HFTD - Distribution - Tier 2 - 5QU CoRE ¦ 4QU LoRE | Red Flag Warning - Catastrophic Fires | 2055 | 0 | 19462.1283 | 340.5356 | 11757.1413 | 7364.4514 | 5078.7171 | 1.2678e-06 | 0 | 0.0064386 | 0.0064386 | 0 | 0.00013765 | 0.00013765 | 0 | 0.00013765
[79 empty] | WLDFR | HFTD - Distribution - Tier 2 - 5QU CoRE ¦ 4QU LoRE | Red Flag Warning - Large Fires | 2026 | 0 | 5.475 | 0.71896 | 3.0715 | 1.6846 | 1.1617 | 1.6459e-05 | 0 | 1.9121e-05 | 1.9121e-05 | 0 | 0.00013765 | 0.00013765 | 0 | 0.00013765
[79 empty] | WLDFR | HFTD - Distribution - Tier 2 - 5QU CoRE ¦ 4QU LoRE | Red Flag Warning - Large Fires | 2027 | 0 | 5.475 | 0.71896 | 3.0715 | 1.6846 | 1.1617 | 1.6459e-05 | 0 | 1.9121e-05 | 1.9121e-05 | 0 | 0 | 0.00013765 | 0 | 0.00013765
[79 empty] | WLDFR | HFTD - Distribution - Tier 2 - 5QU CoRE ¦ 4QU LoRE | Red Flag Warning - Large Fires | 2028 | 0 | 5.777 | 0.74734 | 3.238 | 1.7917 | 1.2356 | 1.6459e-05 | 0 | 2.0337e-05 | 2.0337e-05 | 0 | 5.3348e-06 | 0 | 0 | 0
[79 empty] | WLDFR | HFTD - Distribution - Tier 2 - 5QU CoRE ¦ 4QU LoRE | Red Flag Warning - Large Fires | 2029 | 0 | 5.777 | 0.74734 | 3.238 | 1.7917 | 1.2356 | 1.6459e-05 | 0 | 2.0337e-05 | 2.0337e-05 | 0 | 5.5735e-06 | 5.5735e-06 | 0 | 5.5735e-06
[79 empty] | WLDFR | HFTD - Distribution - Tier 2 - 5QU CoRE ¦ 4QU LoRE | Red Flag Warning - Large Fires | 2030 | 0 | 5.777 | 0.74734 | 3.238 | 1.7917 | 1.2356 | 1.6459e-05 | 0 | 2.0337e-05 | 2.0337e-05 | 0 | 5.5735e-06 | 5.5735e-06 | 0 | 5.5735e-06
[79 empty] | WLDFR | HFTD - Distribution - Tier 2 - 5QU CoRE ¦ 4QU LoRE | Red Flag Warning - Large Fires | 2031 | 0 | 5.777 | 0.74734 | 3.238 | 1.7917 | 1.2356 | 1.6459e-05 | 0 | 2.0337e-05 | 2.0337e-05 | 0 | 5.5735e-06 | 5.5735e-06 | 0 | 5.5735e-06
[79 empty] | WLDFR | HFTD - Distribution - Tier 2 - 5QU CoRE ¦ 4QU LoRE | Red Flag Warning - Large Fires | 2032 | 0 | 5.777 | 0.74734 | 3.238 | 1.7917 | 1.2356 | 1.6459e-05 | 0 | 2.0337e-05 | 2.0337e-05 | 0 | 5.5735e-06 | 5.5735e-06 | 0 | 5.5735e-06
[79 empty] | WLDFR | HFTD - Distribution - Tier 2 - 5QU CoRE ¦ 4QU LoRE | Red Flag Warning - Large Fires | 2033 | 0 | 6.1205 | 0.77885 | 3.4265 | 1.9151 | 1.3207 | 1.6459e-05 | 0 | 2.1738e-05 | 2.1738e-05 | 0 | 5.5735e-06 | 5.5735e-06 | 0 | 5.5735e-06
[79 empty] | WLDFR | HFTD - Distribution - Tier 2 - 5QU CoRE ¦ 4QU LoRE | Red Flag Warning - Large Fires | 2034 | 0 | 6.1205 | 0.77885 | 3.4265 | 1.9151 | 1.3207 | 1.6459e-05 | 0 | 2.1738e-05 | 2.1738e-05 | 0 | 5.8809e-06 | 5.8809e-06 | 0 | 5.8809e-06
[79 empty] | WLDFR | HFTD - Distribution - Tier 2 - 5QU CoRE ¦ 4QU LoRE | Red Flag Warning - Large Fires | 2035 | 0 | 6.1205 | 0.77885 | 3.4265 | 1.9151 | 1.3207 | 1.6459e-05 | 0 | 2.1738e-05 | 2.1738e-05 | 0 | 5.8809e-06 | 5.8809e-06 | 0 | 5.8809e-06
[79 empty] | WLDFR | HFTD - Distribution - Tier 2 - 5QU CoRE ¦ 4QU LoRE | Red Flag Warning - Large Fires | 2036 | 0 | 6.1205 | 0.77885 | 3.4265 | 1.9151 | 1.3207 | 1.6459e-05 | 0 | 2.1738e-05 | 2.1738e-05 | 0 | 5.8809e-06 | 5.8809e-06 | 0 | 5.8809e-06
[79 empty] | WLDFR | HFTD - Distribution - Tier 2 - 5QU CoRE ¦ 4QU LoRE | Red Flag Warning - Large Fires | 2037 | 0 | 6.1205 | 0.77885 | 3.4265 | 1.9151 | 1.3207 | 1.6459e-05 | 0 | 2.1738e-05 | 2.1738e-05 | 0 | 5.8809e-06 | 5.8809e-06 | 0 | 5.8809e-06
[79 empty] | WLDFR | HFTD - Distribution - Tier 2 - 5QU CoRE ¦ 4QU LoRE | Red Flag Warning - Large Fires | 2038 | 0 | 6.5028 | 0.81304 | 3.6355 | 2.0543 | 1.4167 | 1.6459e-05 | 0 | 2.3317e-05 | 2.3317e-05 | 0 | 5.8809e-06 | 5.8809e-06 | 0 | 5.8809e-06
[79 empty] | WLDFR | HFTD - Distribution - Tier 2 - 5QU CoRE ¦ 4QU LoRE | Red Flag Warning - Large Fires | 2039 | 0 | 6.5028 | 0.81304 | 3.6355 | 2.0543 | 1.4167 | 1.6459e-05 | 0 | 2.3317e-05 | 2.3317e-05 | 0 | 6.2306e-06 | 6.2306e-06 | 0 | 6.2306e-06
[79 empty] | WLDFR | HFTD - Distribution - Tier 2 - 5QU CoRE ¦ 4QU LoRE | Red Flag Warning - Large Fires | 2040 | 0 | 6.5028 | 0.81304 | 3.6355 | 2.0543 | 1.4167 | 1.6459e-05 | 0 | 2.3317e-05 | 2.3317e-05 | 0 | 6.2306e-06 | 6.2306e-06 | 0 | 6.2306e-06
[79 empty] | WLDFR | HFTD - Distribution - Tier 2 - 5QU CoRE ¦ 4QU LoRE | Red Flag Warning - Large Fires | 2041 | 0 | 6.5028 | 0.81304 | 3.6355 | 2.0543 | 1.4167 | 1.6459e-05 | 0 | 2.3317e-05 | 2.3317e-05 | 0 | 6.2306e-06 | 6.2306e-06 | 0 | 6.2306e-06
[79 empty] | WLDFR | HFTD - Distribution - Tier 2 - 5QU CoRE ¦ 4QU LoRE | Red Flag Warning - Large Fires | 2042 | 0 | 6.5028 | 0.81304 | 3.6355 | 2.0543 | 1.4167 | 1.6459e-05 | 0 | 2.3317e-05 | 2.3317e-05 | 0 | 6.2306e-06 | 6.2306e-06 | 0 | 6.2306e-06
[79 empty] | WLDFR | HFTD - Distribution - Tier 2 - 5QU CoRE ¦ 4QU LoRE | Red Flag Warning - Large Fires | 2043 | 0 | 6.9209 | 0.84944 | 3.8632 | 2.2083 | 1.5229 | 1.6459e-05 | 0 | 2.5066e-05 | 2.5066e-05 | 0 | 6.2306e-06 | 6.2306e-06 | 0 | 6.2306e-06
[79 empty] | WLDFR | HFTD - Distribution - Tier 2 - 5QU CoRE ¦ 4QU LoRE | Red Flag Warning - Large Fires | 2044 | 0 | 6.9209 | 0.84944 | 3.8632 | 2.2083 | 1.5229 | 1.6459e-05 | 0 | 2.5066e-05 | 2.5066e-05 | 0 | 6.6197e-06 | 6.6197e-06 | 0 | 6.6197e-06
[79 empty] | WLDFR | HFTD - Distribution - Tier 2 - 5QU CoRE ¦ 4QU LoRE | Red Flag Warning - Large Fires | 2045 | 0 | 6.9209 | 0.84944 | 3.8632 | 2.2083 | 1.5229 | 1.6459e-05 | 0 | 2.5066e-05 | 2.5066e-05 | 0 | 6.6197e-06 | 6.6197e-06 | 0 | 6.6197e-06
[79 empty] | WLDFR | HFTD - Distribution - Tier 2 - 5QU CoRE ¦ 4QU LoRE | Red Flag Warning - Large Fires | 2046 | 0 | 6.9209 | 0.84944 | 3.8632 | 2.2083 | 1.5229 | 1.6459e-05 | 0 | 2.5066e-05 | 2.5066e-05 | 0 | 6.6197e-06 | 6.6197e-06 | 0 | 6.6197e-06
[79 empty] | WLDFR | HFTD - Distribution - Tier 2 - 5QU CoRE ¦ 4QU LoRE | Red Flag Warning - Large Fires | 2047 | 0 | 6.9209 | 0.84944 | 3.8632 | 2.2083 | 1.5229 | 1.6459e-05 | 0 | 2.5066e-05 | 2.5066e-05 | 0 | 6.6197e-06 | 6.6197e-06 | 0 | 6.6197e-06
[79 empty] | WLDFR | HFTD - Distribution - Tier 2 - 5QU CoRE ¦ 4QU LoRE | Red Flag Warning - Large Fires | 2048 | 0 | 7.3713 | 0.88759 | 4.1075 | 2.3763 | 1.6388 | 1.6459e-05 | 0 | 2.6973e-05 | 2.6973e-05 | 0 | 6.6197e-06 | 6.6197e-06 | 0 | 6.6197e-06
[79 empty] | WLDFR | HFTD - Distribution - Tier 2 - 5QU CoRE ¦ 4QU LoRE | Red Flag Warning - Large Fires | 2049 | 0 | 7.3713 | 0.88759 | 4.1075 | 2.3763 | 1.6388 | 1.6459e-05 | 0 | 2.6973e-05 | 2.6973e-05 | 0 | 7.0454e-06 | 7.0454e-06 | 0 | 7.0454e-06
[79 empty] | WLDFR | HFTD - Distribution - Tier 2 - 5QU CoRE ¦ 4QU LoRE | Red Flag Warning - Large Fires | 2050 | 0 | 7.3713 | 0.88759 | 4.1075 | 2.3763 | 1.6388 | 1.6459e-05 | 0 | 2.6973e-05 | 2.6973e-05 | 0 | 7.0454e-06 | 7.0454e-06 | 0 | 7.0454e-06
[79 empty] | WLDFR | HFTD - Distribution - Tier 2 - 5QU CoRE ¦ 4QU LoRE | Red Flag Warning - Large Fires | 2051 | 0 | 7.3713 | 0.88759 | 4.1075 | 2.3763 | 1.6388 | 1.6459e-05 | 0 | 2.6973e-05 | 2.6973e-05 | 0 | 7.0454e-06 | 7.0454e-06 | 0 | 7.0454e-06
[79 empty] | WLDFR | HFTD - Distribution - Tier 2 - 5QU CoRE ¦ 4QU LoRE | Red Flag Warning - Large Fires | 2052 | 0 | 7.3713 | 0.88759 | 4.1075 | 2.3763 | 1.6388 | 1.6459e-05 | 0 | 2.6973e-05 | 2.6973e-05 | 0 | 7.0454e-06 | 7.0454e-06 | 0 | 7.0454e-06
[79 empty] | WLDFR | HFTD - Distribution - Tier 2 - 5QU CoRE ¦ 4QU LoRE | Red Flag Warning - Large Fires | 2053 | 0 | 7.8503 | 0.92702 | 4.3664 | 2.5569 | 1.7633 | 1.6459e-05 | 0 | 2.9022e-05 | 2.9022e-05 | 0 | 7.0454e-06 | 7.0454e-06 | 0 | 7.0454e-06
[79 empty] | WLDFR | HFTD - Distribution - Tier 2 - 5QU CoRE ¦ 4QU LoRE | Red Flag Warning - Large Fires | 2054 | 0 | 7.8503 | 0.92702 | 4.3664 | 2.5569 | 1.7633 | 1.6459e-05 | 0 | 2.9022e-05 | 2.9022e-05 | 0 | 7.5039e-06 | 7.5039e-06 | 0 | 7.5039e-06
[79 empty] | WLDFR | HFTD - Distribution - Tier 2 - 5QU CoRE ¦ 4QU LoRE | Red Flag Warning - Large Fires | 2055 | 0 | 7.8503 | 0.92702 | 4.3664 | 2.5569 | 1.7633 | 1.6459e-05 | 0 | 2.9022e-05 | 2.9022e-05 | 0 | 7.5039e-06 | 7.5039e-06 | 0 | 7.5039e-06
[79 empty] | WLDFR | HFTD - Distribution - Tier 2 - 5QU CoRE ¦ 4QU LoRE | Red Flag Warning - Small Fires | 2026 | 0 | 0.080408 | 0.03759 | 0.0016314 | 0.041187 | 0.028403 | 0.0004084 | 0 | 1.16e-05 | 1.16e-05 | 0 | 7.5039e-06 | 7.5039e-06 | 0 | 7.5039e-06
[79 empty] | WLDFR | HFTD - Distribution - Tier 2 - 5QU CoRE ¦ 4QU LoRE | Red Flag Warning - Small Fires | 2027 | 0 | 0.080408 | 0.03759 | 0.0016314 | 0.041187 | 0.028403 | 0.0004084 | 0 | 1.16e-05 | 1.16e-05 | 0 | 7.5039e-06 | 7.5039e-06 | 0 | 7.5039e-06
[79 empty] | WLDFR | HFTD - Distribution - Tier 2 - 5QU CoRE ¦ 4QU LoRE | Red Flag Warning - Small Fires | 2028 | 0 | 0.083606 | 0.039055 | 0.001695 | 0.042856 | 0.029555 | 0.0004084 | 0 | 1.207e-05 | 1.207e-05 | 0 | 0 | 7.5039e-06 | 0 | 7.5039e-06
[79 empty] | WLDFR | HFTD - Distribution - Tier 2 - 5QU CoRE ¦ 4QU LoRE | Red Flag Warning - Small Fires | 2029 | 0 | 0.083606 | 0.039055 | 0.001695 | 0.042856 | 0.029555 | 0.0004084 | 0 | 1.207e-05 | 1.207e-05 | 0 | 1.9357e-06 | 0 | 0 | 0
[79 empty] | WLDFR | HFTD - Distribution - Tier 2 - 5QU CoRE ¦ 4QU LoRE | Red Flag Warning - Small Fires | 2030 | 0 | 0.083606 | 0.039055 | 0.001695 | 0.042856 | 0.029555 | 0.0004084 | 0 | 1.207e-05 | 1.207e-05 | 0 | 1.998e-06 | 1.998e-06 | 0 | 1.998e-06
[79 empty] | WLDFR | HFTD - Distribution - Tier 2 - 5QU CoRE ¦ 4QU LoRE | Red Flag Warning - Small Fires | 2031 | 0 | 0.083606 | 0.039055 | 0.001695 | 0.042856 | 0.029555 | 0.0004084 | 0 | 1.207e-05 | 1.207e-05 | 0 | 1.998e-06 | 1.998e-06 | 0 | 1.998e-06
[79 empty] | WLDFR | HFTD - Distribution - Tier 2 - 5QU CoRE ¦ 4QU LoRE | Red Flag Warning - Small Fires | 2032 | 0 | 0.083606 | 0.039055 | 0.001695 | 0.042856 | 0.029555 | 0.0004084 | 0 | 1.207e-05 | 1.207e-05 | 0 | 1.998e-06 | 1.998e-06 | 0 | 1.998e-06
[79 empty] | WLDFR | HFTD - Distribution - Tier 2 - 5QU CoRE ¦ 4QU LoRE | Red Flag Warning - Small Fires | 2033 | 0 | 0.087211 | 0.040679 | 0.0017655 | 0.044766 | 0.030872 | 0.0004084 | 0 | 1.2608e-05 | 1.2608e-05 | 0 | 1.998e-06 | 1.998e-06 | 0 | 1.998e-06
[79 empty] | WLDFR | HFTD - Distribution - Tier 2 - 5QU CoRE ¦ 4QU LoRE | Red Flag Warning - Small Fires | 2034 | 0 | 0.087211 | 0.040679 | 0.0017655 | 0.044766 | 0.030872 | 0.0004084 | 0 | 1.2608e-05 | 1.2608e-05 | 0 | 1.998e-06 | 1.998e-06 | 0 | 1.998e-06
[79 empty] | WLDFR | HFTD - Distribution - Tier 2 - 5QU CoRE ¦ 4QU LoRE | Red Flag Warning - Small Fires | 2035 | 0 | 0.087211 | 0.040679 | 0.0017655 | 0.044766 | 0.030872 | 0.0004084 | 0 | 1.2608e-05 | 1.2608e-05 | 0 | 2.0775e-06 | 2.0775e-06 | 0 | 2.0775e-06
[79 empty] | WLDFR | HFTD - Distribution - Tier 2 - 5QU CoRE ¦ 4QU LoRE | Red Flag Warning - Small Fires | 2036 | 0 | 0.087211 | 0.040679 | 0.0017655 | 0.044766 | 0.030872 | 0.0004084 | 0 | 1.2608e-05 | 1.2608e-05 | 0 | 2.0775e-06 | 2.0775e-06 | 0 | 2.0775e-06
[79 empty] | WLDFR | HFTD - Distribution - Tier 2 - 5QU CoRE ¦ 4QU LoRE | Red Flag Warning - Small Fires | 2037 | 0 | 0.087211 | 0.040679 | 0.0017655 | 0.044766 | 0.030872 | 0.0004084 | 0 | 1.2608e-05 | 1.2608e-05 | 0 | 2.0775e-06 | 2.0775e-06 | 0 | 2.0775e-06
[79 empty] | WLDFR | HFTD - Distribution - Tier 2 - 5QU CoRE ¦ 4QU LoRE | Red Flag Warning - Small Fires | 2038 | 0 | 0.091184 | 0.042438 | 0.0018418 | 0.046905 | 0.032347 | 0.0004084 | 0 | 1.321e-05 | 1.321e-05 | 0 | 2.0775e-06 | 2.0775e-06 | 0 | 2.0775e-06
[79 empty] | WLDFR | HFTD - Distribution - Tier 2 - 5QU CoRE ¦ 4QU LoRE | Red Flag Warning - Small Fires | 2039 | 0 | 0.091184 | 0.042438 | 0.0018418 | 0.046905 | 0.032347 | 0.0004084 | 0 | 1.321e-05 | 1.321e-05 | 0 | 2.0775e-06 | 2.0775e-06 | 0 | 2.0775e-06
[79 empty] | WLDFR | HFTD - Distribution - Tier 2 - 5QU CoRE ¦ 4QU LoRE | Red Flag Warning - Small Fires | 2040 | 0 | 0.091184 | 0.042438 | 0.0018418 | 0.046905 | 0.032347 | 0.0004084 | 0 | 1.321e-05 | 1.321e-05 | 0 | 2.1671e-06 | 2.1671e-06 | 0 | 2.1671e-06
[79 empty] | WLDFR | HFTD - Distribution - Tier 2 - 5QU CoRE ¦ 4QU LoRE | Red Flag Warning - Small Fires | 2041 | 0 | 0.091184 | 0.042438 | 0.0018418 | 0.046905 | 0.032347 | 0.0004084 | 0 | 1.321e-05 | 1.321e-05 | 0 | 2.1671e-06 | 2.1671e-06 | 0 | 2.1671e-06
[79 empty] | WLDFR | HFTD - Distribution - Tier 2 - 5QU CoRE ¦ 4QU LoRE | Red Flag Warning - Small Fires | 2042 | 0 | 0.091184 | 0.042438 | 0.0018418 | 0.046905 | 0.032347 | 0.0004084 | 0 | 1.321e-05 | 1.321e-05 | 0 | 2.1671e-06 | 2.1671e-06 | 0 | 2.1671e-06
[79 empty] | WLDFR | HFTD - Distribution - Tier 2 - 5QU CoRE ¦ 4QU LoRE | Red Flag Warning - Small Fires | 2043 | 0 | 0.095486 | 0.044306 | 0.0019228 | 0.049257 | 0.033969 | 0.0004084 | 0 | 1.3873e-05 | 1.3873e-05 | 0 | 2.1671e-06 | 2.1671e-06 | 0 | 2.1671e-06
[79 empty] | WLDFR | HFTD - Distribution - Tier 2 - 5QU CoRE ¦ 4QU LoRE | Red Flag Warning - Small Fires | 2044 | 0 | 0.095486 | 0.044306 | 0.0019228 | 0.049257 | 0.033969 | 0.0004084 | 0 | 1.3873e-05 | 1.3873e-05 | 0 | 2.1671e-06 | 2.1671e-06 | 0 | 2.1671e-06
[79 empty] | WLDFR | HFTD - Distribution - Tier 2 - 5QU CoRE ¦ 4QU LoRE | Red Flag Warning - Small Fires | 2045 | 0 | 0.095486 | 0.044306 | 0.0019228 | 0.049257 | 0.033969 | 0.0004084 | 0 | 1.3873e-05 | 1.3873e-05 | 0 | 2.2658e-06 | 2.2658e-06 | 0 | 2.2658e-06
[79 empty] | WLDFR | HFTD - Distribution - Tier 2 - 5QU CoRE ¦ 4QU LoRE | Red Flag Warning - Small Fires | 2046 | 0 | 0.095486 | 0.044306 | 0.0019228 | 0.049257 | 0.033969 | 0.0004084 | 0 | 1.3873e-05 | 1.3873e-05 | 0 | 2.2658e-06 | 2.2658e-06 | 0 | 2.2658e-06
[79 empty] | WLDFR | HFTD - Distribution - Tier 2 - 5QU CoRE ¦ 4QU LoRE | Red Flag Warning - Small Fires | 2047 | 0 | 0.095486 | 0.044306 | 0.0019228 | 0.049257 | 0.033969 | 0.0004084 | 0 | 1.3873e-05 | 1.3873e-05 | 0 | 2.2658e-06 | 2.2658e-06 | 0 | 2.2658e-06
[79 empty] | WLDFR | HFTD - Distribution - Tier 2 - 5QU CoRE ¦ 4QU LoRE | Red Flag Warning - Small Fires | 2048 | 0 | 0.10007 | 0.04626 | 0.0020076 | 0.051804 | 0.035726 | 0.0004084 | 0 | 1.459e-05 | 1.459e-05 | 0 | 2.2658e-06 | 2.2658e-06 | 0 | 2.2658e-06
[79 empty] | WLDFR | HFTD - Distribution - Tier 2 - 5QU CoRE ¦ 4QU LoRE | Red Flag Warning - Small Fires | 2049 | 0 | 0.10007 | 0.04626 | 0.0020076 | 0.051804 | 0.035726 | 0.0004084 | 0 | 1.459e-05 | 1.459e-05 | 0 | 2.2658e-06 | 2.2658e-06 | 0 | 2.2658e-06
[79 empty] | WLDFR | HFTD - Distribution - Tier 2 - 5QU CoRE ¦ 4QU LoRE | Red Flag Warning - Small Fires | 2050 | 0 | 0.10007 | 0.04626 | 0.0020076 | 0.051804 | 0.035726 | 0.0004084 | 0 | 1.459e-05 | 1.459e-05 | 0 | 2.3727e-06 | 2.3727e-06 | 0 | 2.3727e-06
[79 empty] | WLDFR | HFTD - Distribution - Tier 2 - 5QU CoRE ¦ 4QU LoRE | Red Flag Warning - Small Fires | 2051 | 0 | 0.10007 | 0.04626 | 0.0020076 | 0.051804 | 0.035726 | 0.0004084 | 0 | 1.459e-05 | 1.459e-05 | 0 | 2.3727e-06 | 2.3727e-06 | 0 | 2.3727e-06
[79 empty] | WLDFR | HFTD - Distribution - Tier 2 - 5QU CoRE ¦ 4QU LoRE | Red Flag Warning - Small Fires | 2052 | 0 | 0.10007 | 0.04626 | 0.0020076 | 0.051804 | 0.035726 | 0.0004084 | 0 | 1.459e-05 | 1.459e-05 | 0 | 2.3727e-06 | 2.3727e-06 | 0 | 2.3727e-06
[79 empty] | WLDFR | HFTD - Distribution - Tier 2 - 5QU CoRE ¦ 4QU LoRE | Red Flag Warning - Small Fires | 2053 | 0 | 0.10489 | 0.048274 | 0.002095 | 0.054525 | 0.037602 | 0.0004084 | 0 | 1.5357e-05 | 1.5357e-05 | 0 | 2.3727e-06 | 2.3727e-06 | 0 | 2.3727e-06
[79 empty] | WLDFR | HFTD - Distribution - Tier 2 - 5QU CoRE ¦ 4QU LoRE | Red Flag Warning - Small Fires | 2054 | 0 | 0.10489 | 0.048274 | 0.002095 | 0.054525 | 0.037602 | 0.0004084 | 0 | 1.5357e-05 | 1.5357e-05 | 0 | 2.3727e-06 | 2.3727e-06 | 0 | 2.3727e-06
[79 empty] | WLDFR | HFTD - Distribution - Tier 2 - 5QU CoRE ¦ 4QU LoRE | Red Flag Warning - Small Fires | 2055 | 0 | 0.10489 | 0.048274 | 0.002095 | 0.054525 | 0.037602 | 0.0004084 | 0 | 1.5357e-05 | 1.5357e-05 | 0 | 2.4867e-06 | 2.4867e-06 | 0 | 2.4867e-06
[79 empty] | WLDFR | HFTD - Distribution - Tier 2 - 5QU CoRE ¦ 4QU LoRE | Seismic - Non-Red Flag Warning - Catastrophic Fires | 2026 | 0 | 21835.9781 | 428.6023 | 13939.561 | 7467.8148 | 5149.9993 | 1.1377e-09 | 0 | 5.8594e-06 | 5.8594e-06 | 0 | 2.4867e-06 | 2.4867e-06 | 0 | 2.4867e-06
[79 empty] | WLDFR | HFTD - Distribution - Tier 2 - 5QU CoRE ¦ 4QU LoRE | Seismic - Non-Red Flag Warning - Catastrophic Fires | 2027 | 0 | 21835.9781 | 428.6023 | 13939.561 | 7467.8148 | 5149.9993 | 1.1377e-09 | 0 | 5.8594e-06 | 5.8594e-06 | 0 | 2.4867e-06 | 2.4867e-06 | 0 | 2.4867e-06
[79 empty] | WLDFR | HFTD - Distribution - Tier 2 - 5QU CoRE ¦ 4QU LoRE | Seismic - Non-Red Flag Warning - Catastrophic Fires | 2028 | 0 | 22783.187 | 453.261 | 14531.3357 | 7798.5904 | 5378.1107 | 1.1377e-09 | 0 | 6.1189e-06 | 6.1189e-06 | 0 | 2.4867e-06 | 2.4867e-06 | 0 | 2.4867e-06
[79 empty] | WLDFR | HFTD - Distribution - Tier 2 - 5QU CoRE ¦ 4QU LoRE | Seismic - Non-Red Flag Warning - Catastrophic Fires | 2029 | 0 | 22783.187 | 453.261 | 14531.3357 | 7798.5904 | 5378.1107 | 1.1377e-09 | 0 | 6.1189e-06 | 6.1189e-06 | 0 | 0 | 2.4867e-06 | 0 | 2.4867e-06
[79 empty] | WLDFR | HFTD - Distribution - Tier 2 - 5QU CoRE ¦ 4QU LoRE | Seismic - Non-Red Flag Warning - Catastrophic Fires | 2030 | 0 | 22783.187 | 453.261 | 14531.3357 | 7798.5904 | 5378.1107 | 1.1377e-09 | 0 | 6.1189e-06 | 6.1189e-06 | 0 | 2.1966e-05 | 0 | 0 | 0
[79 empty] | WLDFR | HFTD - Distribution - Tier 2 - 5QU CoRE ¦ 4QU LoRE | Seismic - Non-Red Flag Warning - Catastrophic Fires | 2031 | 0 | 22783.187 | 453.261 | 14531.3357 | 7798.5904 | 5378.1107 | 1.1377e-09 | 0 | 6.1189e-06 | 6.1189e-06 | 0 | 2.2771e-05 | 2.2771e-05 | 0 | 2.2771e-05
[79 empty] | WLDFR | HFTD - Distribution - Tier 2 - 5QU CoRE ¦ 4QU LoRE | Seismic - Non-Red Flag Warning - Catastrophic Fires | 2032 | 0 | 22783.187 | 453.261 | 14531.3357 | 7798.5904 | 5378.1107 | 1.1377e-09 | 0 | 6.1189e-06 | 6.1189e-06 | 0 | 2.2771e-05 | 2.2771e-05 | 0 | 2.2771e-05
[79 empty] | WLDFR | HFTD - Distribution - Tier 2 - 5QU CoRE ¦ 4QU LoRE | Seismic - Non-Red Flag Warning - Catastrophic Fires | 2033 | 0 | 23835.2641 | 480.9649 | 15187.7294 | 8166.5698 | 5631.8789 | 1.1377e-09 | 0 | 6.4077e-06 | 6.4077e-06 | 0 | 2.2771e-05 | 2.2771e-05 | 0 | 2.2771e-05
[79 empty] | WLDFR | HFTD - Distribution - Tier 2 - 5QU CoRE ¦ 4QU LoRE | Seismic - Non-Red Flag Warning - Catastrophic Fires | 2034 | 0 | 23835.2641 | 480.9649 | 15187.7294 | 8166.5698 | 5631.8789 | 1.1377e-09 | 0 | 6.4077e-06 | 6.4077e-06 | 0 | 2.2771e-05 | 2.2771e-05 | 0 | 2.2771e-05
[79 empty] | WLDFR | HFTD - Distribution - Tier 2 - 5QU CoRE ¦ 4QU LoRE | Seismic - Non-Red Flag Warning - Catastrophic Fires | 2035 | 0 | 23835.2641 | 480.9649 | 15187.7294 | 8166.5698 | 5631.8789 | 1.1377e-09 | 0 | 6.4077e-06 | 6.4077e-06 | 0 | 2.2771e-05 | 2.2771e-05 | 0 | 2.2771e-05
[79 empty] | WLDFR | HFTD - Distribution - Tier 2 - 5QU CoRE ¦ 4QU LoRE | Seismic - Non-Red Flag Warning - Catastrophic Fires | 2036 | 0 | 23835.2641 | 480.9649 | 15187.7294 | 8166.5698 | 5631.8789 | 1.1377e-09 | 0 | 6.4077e-06 | 6.4077e-06 | 0 | 2.3785e-05 | 2.3785e-05 | 0 | 2.3785e-05
[79 empty] | WLDFR | HFTD - Distribution - Tier 2 - 5QU CoRE ¦ 4QU LoRE | Seismic - Non-Red Flag Warning - Catastrophic Fires | 2037 | 0 | 23835.2641 | 480.9649 | 15187.7294 | 8166.5698 | 5631.8789 | 1.1377e-09 | 0 | 6.4077e-06 | 6.4077e-06 | 0 | 2.3785e-05 | 2.3785e-05 | 0 | 2.3785e-05
[79 empty] | WLDFR | HFTD - Distribution - Tier 2 - 5QU CoRE ¦ 4QU LoRE | Seismic - Non-Red Flag Warning - Catastrophic Fires | 2038 | 0 | 24976.6418 | 511.3745 | 15898.8237 | 8566.4437 | 5907.6423 | 1.1377e-09 | 0 | 6.7214e-06 | 6.7214e-06 | 0 | 2.3785e-05 | 2.3785e-05 | 0 | 2.3785e-05
[79 empty] | WLDFR | HFTD - Distribution - Tier 2 - 5QU CoRE ¦ 4QU LoRE | Seismic - Non-Red Flag Warning - Catastrophic Fires | 2039 | 0 | 24976.6418 | 511.3745 | 15898.8237 | 8566.4437 | 5907.6423 | 1.1377e-09 | 0 | 6.7214e-06 | 6.7214e-06 | 0 | 2.3785e-05 | 2.3785e-05 | 0 | 2.3785e-05
[79 empty] | WLDFR | HFTD - Distribution - Tier 2 - 5QU CoRE ¦ 4QU LoRE | Seismic - Non-Red Flag Warning - Catastrophic Fires | 2040 | 0 | 24976.6418 | 511.3745 | 15898.8237 | 8566.4437 | 5907.6423 | 1.1377e-09 | 0 | 6.7214e-06 | 6.7214e-06 | 0 | 2.3785e-05 | 2.3785e-05 | 0 | 2.3785e-05
[79 empty] | WLDFR | HFTD - Distribution - Tier 2 - 5QU CoRE ¦ 4QU LoRE | Seismic - Non-Red Flag Warning - Catastrophic Fires | 2041 | 0 | 24976.6418 | 511.3745 | 15898.8237 | 8566.4437 | 5907.6423 | 1.1377e-09 | 0 | 6.7214e-06 | 6.7214e-06 | 0 | 2.4913e-05 | 2.4913e-05 | 0 | 2.4913e-05
[79 empty] | WLDFR | HFTD - Distribution - Tier 2 - 5QU CoRE ¦ 4QU LoRE | Seismic - Non-Red Flag Warning - Catastrophic Fires | 2042 | 0 | 24976.6418 | 511.3745 | 15898.8237 | 8566.4437 | 5907.6423 | 1.1377e-09 | 0 | 6.7214e-06 | 6.7214e-06 | 0 | 2.4913e-05 | 2.4913e-05 | 0 | 2.4913e-05
[79 empty] | WLDFR | HFTD - Distribution - Tier 2 - 5QU CoRE ¦ 4QU LoRE | Seismic - Non-Red Flag Warning - Catastrophic Fires | 2043 | 0 | 26191.7278 | 544.1291 | 16654.7414 | 8992.8573 | 6201.7082 | 1.1377e-09 | 0 | 7.056e-06 | 7.056e-06 | 0 | 2.4913e-05 | 2.4913e-05 | 0 | 2.4913e-05
[79 empty] | WLDFR | HFTD - Distribution - Tier 2 - 5QU CoRE ¦ 4QU LoRE | Seismic - Non-Red Flag Warning - Catastrophic Fires | 2044 | 0 | 26191.7278 | 544.1291 | 16654.7414 | 8992.8573 | 6201.7082 | 1.1377e-09 | 0 | 7.056e-06 | 7.056e-06 | 0 | 2.4913e-05 | 2.4913e-05 | 0 | 2.4913e-05
[79 empty] | WLDFR | HFTD - Distribution - Tier 2 - 5QU CoRE ¦ 4QU LoRE | Seismic - Non-Red Flag Warning - Catastrophic Fires | 2045 | 0 | 26191.7278 | 544.1291 | 16654.7414 | 8992.8573 | 6201.7082 | 1.1377e-09 | 0 | 7.056e-06 | 7.056e-06 | 0 | 2.4913e-05 | 2.4913e-05 | 0 | 2.4913e-05
[79 empty] | WLDFR | HFTD - Distribution - Tier 2 - 5QU CoRE ¦ 4QU LoRE | Seismic - Non-Red Flag Warning - Catastrophic Fires | 2046 | 0 | 26191.7278 | 544.1291 | 16654.7414 | 8992.8573 | 6201.7082 | 1.1377e-09 | 0 | 7.056e-06 | 7.056e-06 | 0 | 2.6137e-05 | 2.6137e-05 | 0 | 2.6137e-05
[79 empty] | WLDFR | HFTD - Distribution - Tier 2 - 5QU CoRE ¦ 4QU LoRE | Seismic - Non-Red Flag Warning - Catastrophic Fires | 2047 | 0 | 26191.7278 | 544.1291 | 16654.7414 | 8992.8573 | 6201.7082 | 1.1377e-09 | 0 | 7.056e-06 | 7.056e-06 | 0 | 2.6137e-05 | 2.6137e-05 | 0 | 2.6137e-05
[79 empty] | WLDFR | HFTD - Distribution - Tier 2 - 5QU CoRE ¦ 4QU LoRE | Seismic - Non-Red Flag Warning - Catastrophic Fires | 2048 | 0 | 27464.7227 | 578.8407 | 17445.538 | 9440.3441 | 6510.3067 | 1.1377e-09 | 0 | 7.4071e-06 | 7.4071e-06 | 0 | 2.6137e-05 | 2.6137e-05 | 0 | 2.6137e-05
[79 empty] | WLDFR | HFTD - Distribution - Tier 2 - 5QU CoRE ¦ 4QU LoRE | Seismic - Non-Red Flag Warning - Catastrophic Fires | 2049 | 0 | 27464.7227 | 578.8407 | 17445.538 | 9440.3441 | 6510.3067 | 1.1377e-09 | 0 | 7.4071e-06 | 7.4071e-06 | 0 | 2.6137e-05 | 2.6137e-05 | 0 | 2.6137e-05
[79 empty] | WLDFR | HFTD - Distribution - Tier 2 - 5QU CoRE ¦ 4QU LoRE | Seismic - Non-Red Flag Warning - Catastrophic Fires | 2050 | 0 | 27464.7227 | 578.8407 | 17445.538 | 9440.3441 | 6510.3067 | 1.1377e-09 | 0 | 7.4071e-06 | 7.4071e-06 | 0 | 2.6137e-05 | 2.6137e-05 | 0 | 2.6137e-05
[79 empty] | WLDFR | HFTD - Distribution - Tier 2 - 5QU CoRE ¦ 4QU LoRE | Seismic - Non-Red Flag Warning - Catastrophic Fires | 2051 | 0 | 27464.7227 | 578.8407 | 17445.538 | 9440.3441 | 6510.3067 | 1.1377e-09 | 0 | 7.4071e-06 | 7.4071e-06 | 0 | 2.7441e-05 | 2.7441e-05 | 0 | 2.7441e-05
[79 empty] | WLDFR | HFTD - Distribution - Tier 2 - 5QU CoRE ¦ 4QU LoRE | Seismic - Non-Red Flag Warning - Catastrophic Fires | 2052 | 0 | 27464.7227 | 578.8407 | 17445.538 | 9440.3441 | 6510.3067 | 1.1377e-09 | 0 | 7.4071e-06 | 7.4071e-06 | 0 | 2.7441e-05 | 2.7441e-05 | 0 | 2.7441e-05
[79 empty] | WLDFR | HFTD - Distribution - Tier 2 - 5QU CoRE ¦ 4QU LoRE | Seismic - Non-Red Flag Warning - Catastrophic Fires | 2053 | 0 | 28779.6694 | 615.0952 | 18261.2327 | 9903.3415 | 6829.6018 | 1.1377e-09 | 0 | 7.7704e-06 | 7.7704e-06 | 0 | 2.7441e-05 | 2.7441e-05 | 0 | 2.7441e-05
[79 empty] | WLDFR | HFTD - Distribution - Tier 2 - 5QU CoRE ¦ 4QU LoRE | Seismic - Non-Red Flag Warning - Catastrophic Fires | 2054 | 0 | 28779.6694 | 615.0952 | 18261.2327 | 9903.3415 | 6829.6018 | 1.1377e-09 | 0 | 7.7704e-06 | 7.7704e-06 | 0 | 2.7441e-05 | 2.7441e-05 | 0 | 2.7441e-05
[79 empty] | WLDFR | HFTD - Distribution - Tier 2 - 5QU CoRE ¦ 4QU LoRE | Seismic - Non-Red Flag Warning - Catastrophic Fires | 2055 | 0 | 28779.6694 | 615.0952 | 18261.2327 | 9903.3415 | 6829.6018 | 1.1377e-09 | 0 | 7.7704e-06 | 7.7704e-06 | 0 | 2.7441e-05 | 2.7441e-05 | 0 | 2.7441e-05
[79 empty] | WLDFR | HFTD - Distribution - Tier 2 - 5QU CoRE ¦ 4QU LoRE | Seismic - Red Flag Warning - Catastrophic Fires | 2026 | 0 | 21835.9781 | 428.6023 | 13939.561 | 7467.8148 | 5149.9993 | 4.9059e-08 | 0 | 0.00025265 | 0.00025265 | 0 | 2.8807e-05 | 2.8807e-05 | 0 | 2.8807e-05
[79 empty] | WLDFR | HFTD - Distribution - Tier 2 - 5QU CoRE ¦ 4QU LoRE | Seismic - Red Flag Warning - Catastrophic Fires | 2027 | 0 | 21835.9781 | 428.6023 | 13939.561 | 7467.8148 | 5149.9993 | 4.9059e-08 | 0 | 0.00025265 | 0.00025265 | 0 | 2.8807e-05 | 2.8807e-05 | 0 | 2.8807e-05
[79 empty] | WLDFR | HFTD - Distribution - Tier 2 - 5QU CoRE ¦ 4QU LoRE | Seismic - Red Flag Warning - Catastrophic Fires | 2028 | 0 | 22783.187 | 453.261 | 14531.3357 | 7798.5904 | 5378.1107 | 4.9059e-08 | 0 | 0.00026385 | 0.00026385 | 0 | 2.8807e-05 | 2.8807e-05 | 0 | 2.8807e-05
[79 empty] | WLDFR | HFTD - Distribution - Tier 2 - 5QU CoRE ¦ 4QU LoRE | Seismic - Red Flag Warning - Catastrophic Fires | 2029 | 0 | 22783.187 | 453.261 | 14531.3357 | 7798.5904 | 5378.1107 | 4.9059e-08 | 0 | 0.00026385 | 0.00026385 | 0 | 2.8807e-05 | 2.8807e-05 | 0 | 2.8807e-05
[79 empty] | WLDFR | HFTD - Distribution - Tier 2 - 5QU CoRE ¦ 4QU LoRE | Seismic - Red Flag Warning - Catastrophic Fires | 2030 | 0 | 22783.187 | 453.261 | 14531.3357 | 7798.5904 | 5378.1107 | 4.9059e-08 | 0 | 0.00026385 | 0.00026385 | 0 | 0 | 2.8807e-05 | 0 | 2.8807e-05
[79 empty] | WLDFR | HFTD - Distribution - Tier 2 - 5QU CoRE ¦ 4QU LoRE | Seismic - Red Flag Warning - Catastrophic Fires | 2031 | 0 | 22783.187 | 453.261 | 14531.3357 | 7798.5904 | 5378.1107 | 4.9059e-08 | 0 | 0.00026385 | 0.00026385 | 0 | 2.5331e-05 | 0 | 0 | 0
[79 empty] | WLDFR | HFTD - Distribution - Tier 2 - 5QU CoRE ¦ 4QU LoRE | Seismic - Red Flag Warning - Catastrophic Fires | 2032 | 0 | 22783.187 | 453.261 | 14531.3357 | 7798.5904 | 5378.1107 | 4.9059e-08 | 0 | 0.00026385 | 0.00026385 | 0 | 2.6256e-05 | 2.6256e-05 | 0 | 2.6256e-05
[79 empty] | WLDFR | HFTD - Distribution - Tier 2 - 5QU CoRE ¦ 4QU LoRE | Seismic - Red Flag Warning - Catastrophic Fires | 2033 | 0 | 23835.2641 | 480.9649 | 15187.7294 | 8166.5698 | 5631.8789 | 4.9059e-08 | 0 | 0.0002763 | 0.0002763 | 0 | 2.6256e-05 | 2.6256e-05 | 0 | 2.6256e-05
[79 empty] | WLDFR | HFTD - Distribution - Tier 2 - 5QU CoRE ¦ 4QU LoRE | Seismic - Red Flag Warning - Catastrophic Fires | 2034 | 0 | 23835.2641 | 480.9649 | 15187.7294 | 8166.5698 | 5631.8789 | 4.9059e-08 | 0 | 0.0002763 | 0.0002763 | 0 | 2.6256e-05 | 2.6256e-05 | 0 | 2.6256e-05
[79 empty] | WLDFR | HFTD - Distribution - Tier 2 - 5QU CoRE ¦ 4QU LoRE | Seismic - Red Flag Warning - Catastrophic Fires | 2035 | 0 | 23835.2641 | 480.9649 | 15187.7294 | 8166.5698 | 5631.8789 | 4.9059e-08 | 0 | 0.0002763 | 0.0002763 | 0 | 2.6256e-05 | 2.6256e-05 | 0 | 2.6256e-05
[79 empty] | WLDFR | HFTD - Distribution - Tier 2 - 5QU CoRE ¦ 4QU LoRE | Seismic - Red Flag Warning - Catastrophic Fires | 2036 | 0 | 23835.2641 | 480.9649 | 15187.7294 | 8166.5698 | 5631.8789 | 4.9059e-08 | 0 | 0.0002763 | 0.0002763 | 0 | 2.6256e-05 | 2.6256e-05 | 0 | 2.6256e-05
[79 empty] | WLDFR | HFTD - Distribution - Tier 2 - 5QU CoRE ¦ 4QU LoRE | Seismic - Red Flag Warning - Catastrophic Fires | 2037 | 0 | 23835.2641 | 480.9649 | 15187.7294 | 8166.5698 | 5631.8789 | 4.9059e-08 | 0 | 0.0002763 | 0.0002763 | 0 | 2.7421e-05 | 2.7421e-05 | 0 | 2.7421e-05
[79 empty] | WLDFR | HFTD - Distribution - Tier 2 - 5QU CoRE ¦ 4QU LoRE | Seismic - Red Flag Warning - Catastrophic Fires | 2038 | 0 | 24976.6418 | 511.3745 | 15898.8237 | 8566.4437 | 5907.6423 | 4.9059e-08 | 0 | 0.00028982 | 0.00028982 | 0 | 2.7421e-05 | 2.7421e-05 | 0 | 2.7421e-05
[79 empty] | WLDFR | HFTD - Distribution - Tier 2 - 5QU CoRE ¦ 4QU LoRE | Seismic - Red Flag Warning - Catastrophic Fires | 2039 | 0 | 24976.6418 | 511.3745 | 15898.8237 | 8566.4437 | 5907.6423 | 4.9059e-08 | 0 | 0.00028982 | 0.00028982 | 0 | 2.7421e-05 | 2.7421e-05 | 0 | 2.7421e-05
[79 empty] | WLDFR | HFTD - Distribution - Tier 2 - 5QU CoRE ¦ 4QU LoRE | Seismic - Red Flag Warning - Catastrophic Fires | 2040 | 0 | 24976.6418 | 511.3745 | 15898.8237 | 8566.4437 | 5907.6423 | 4.9059e-08 | 0 | 0.00028982 | 0.00028982 | 0 | 2.7421e-05 | 2.7421e-05 | 0 | 2.7421e-05
[79 empty] | WLDFR | HFTD - Distribution - Tier 2 - 5QU CoRE ¦ 4QU LoRE | Seismic - Red Flag Warning - Catastrophic Fires | 2041 | 0 | 24976.6418 | 511.3745 | 15898.8237 | 8566.4437 | 5907.6423 | 4.9059e-08 | 0 | 0.00028982 | 0.00028982 | 0 | 2.7421e-05 | 2.7421e-05 | 0 | 2.7421e-05
[79 empty] | WLDFR | HFTD - Distribution - Tier 2 - 5QU CoRE ¦ 4QU LoRE | Seismic - Red Flag Warning - Catastrophic Fires | 2042 | 0 | 24976.6418 | 511.3745 | 15898.8237 | 8566.4437 | 5907.6423 | 4.9059e-08 | 0 | 0.00028982 | 0.00028982 | 0 | 2.8715e-05 | 2.8715e-05 | 0 | 2.8715e-05
[79 empty] | WLDFR | HFTD - Distribution - Tier 2 - 5QU CoRE ¦ 4QU LoRE | Seismic - Red Flag Warning - Catastrophic Fires | 2043 | 0 | 26191.7278 | 544.1291 | 16654.7414 | 8992.8573 | 6201.7082 | 4.9059e-08 | 0 | 0.00030425 | 0.00030425 | 0 | 2.8715e-05 | 2.8715e-05 | 0 | 2.8715e-05
[79 empty] | WLDFR | HFTD - Distribution - Tier 2 - 5QU CoRE ¦ 4QU LoRE | Seismic - Red Flag Warning - Catastrophic Fires | 2044 | 0 | 26191.7278 | 544.1291 | 16654.7414 | 8992.8573 | 6201.7082 | 4.9059e-08 | 0 | 0.00030425 | 0.00030425 | 0 | 2.8715e-05 | 2.8715e-05 | 0 | 2.8715e-05
[79 empty] | WLDFR | HFTD - Distribution - Tier 2 - 5QU CoRE ¦ 4QU LoRE | Seismic - Red Flag Warning - Catastrophic Fires | 2045 | 0 | 26191.7278 | 544.1291 | 16654.7414 | 8992.8573 | 6201.7082 | 4.9059e-08 | 0 | 0.00030425 | 0.00030425 | 0 | 2.8715e-05 | 2.8715e-05 | 0 | 2.8715e-05
[79 empty] | WLDFR | HFTD - Distribution - Tier 2 - 5QU CoRE ¦ 4QU LoRE | Seismic - Red Flag Warning - Catastrophic Fires | 2046 | 0 | 26191.7278 | 544.1291 | 16654.7414 | 8992.8573 | 6201.7082 | 4.9059e-08 | 0 | 0.00030425 | 0.00030425 | 0 | 2.8715e-05 | 2.8715e-05 | 0 | 2.8715e-05
[79 empty] | WLDFR | HFTD - Distribution - Tier 2 - 5QU CoRE ¦ 4QU LoRE | Seismic - Red Flag Warning - Catastrophic Fires | 2047 | 0 | 26191.7278 | 544.1291 | 16654.7414 | 8992.8573 | 6201.7082 | 4.9059e-08 | 0 | 0.00030425 | 0.00030425 | 0 | 3.0119e-05 | 3.0119e-05 | 0 | 3.0119e-05
[79 empty] | WLDFR | HFTD - Distribution - Tier 2 - 5QU CoRE ¦ 4QU LoRE | Seismic - Red Flag Warning - Catastrophic Fires | 2048 | 0 | 27464.7227 | 578.8407 | 17445.538 | 9440.3441 | 6510.3067 | 4.9059e-08 | 0 | 0.00031939 | 0.00031939 | 0 | 3.0119e-05 | 3.0119e-05 | 0 | 3.0119e-05
[79 empty] | WLDFR | HFTD - Distribution - Tier 2 - 5QU CoRE ¦ 4QU LoRE | Seismic - Red Flag Warning - Catastrophic Fires | 2049 | 0 | 27464.7227 | 578.8407 | 17445.538 | 9440.3441 | 6510.3067 | 4.9059e-08 | 0 | 0.00031939 | 0.00031939 | 0 | 3.0119e-05 | 3.0119e-05 | 0 | 3.0119e-05
[79 empty] | WLDFR | HFTD - Distribution - Tier 2 - 5QU CoRE ¦ 4QU LoRE | Seismic - Red Flag Warning - Catastrophic Fires | 2050 | 0 | 27464.7227 | 578.8407 | 17445.538 | 9440.3441 | 6510.3067 | 4.9059e-08 | 0 | 0.00031939 | 0.00031939 | 0 | 3.0119e-05 | 3.0119e-05 | 0 | 3.0119e-05
[79 empty] | WLDFR | HFTD - Distribution - Tier 2 - 5QU CoRE ¦ 4QU LoRE | Seismic - Red Flag Warning - Catastrophic Fires | 2051 | 0 | 27464.7227 | 578.8407 | 17445.538 | 9440.3441 | 6510.3067 | 4.9059e-08 | 0 | 0.00031939 | 0.00031939 | 0 | 3.0119e-05 | 3.0119e-05 | 0 | 3.0119e-05
[79 empty] | WLDFR | HFTD - Distribution - Tier 2 - 5QU CoRE ¦ 4QU LoRE | Seismic - Red Flag Warning - Catastrophic Fires | 2052 | 0 | 27464.7227 | 578.8407 | 17445.538 | 9440.3441 | 6510.3067 | 4.9059e-08 | 0 | 0.00031939 | 0.00031939 | 0 | 3.1612e-05 | 3.1612e-05 | 0 | 3.1612e-05
[79 empty] | WLDFR | HFTD - Distribution - Tier 2 - 5QU CoRE ¦ 4QU LoRE | Seismic - Red Flag Warning - Catastrophic Fires | 2053 | 0 | 28779.6694 | 615.0952 | 18261.2327 | 9903.3415 | 6829.6018 | 4.9059e-08 | 0 | 0.00033505 | 0.00033505 | 0 | 3.1612e-05 | 3.1612e-05 | 0 | 3.1612e-05
[79 empty] | WLDFR | HFTD - Distribution - Tier 2 - 5QU CoRE ¦ 4QU LoRE | Seismic - Red Flag Warning - Catastrophic Fires | 2054 | 0 | 28779.6694 | 615.0952 | 18261.2327 | 9903.3415 | 6829.6018 | 4.9059e-08 | 0 | 0.00033505 | 0.00033505 | 0 | 3.1612e-05 | 3.1612e-05 | 0 | 3.1612e-05
[79 empty] | WLDFR | HFTD - Distribution - Tier 2 - 5QU CoRE ¦ 4QU LoRE | Seismic - Red Flag Warning - Catastrophic Fires | 2055 | 0 | 28779.6694 | 615.0952 | 18261.2327 | 9903.3415 | 6829.6018 | 4.9059e-08 | 0 | 0.00033505 | 0.00033505 | 0 | 3.1612e-05 | 3.1612e-05 | 0 | 3.1612e-05
[79 empty] | WLDFR | HFTD - Distribution - Tier 2 - 5QU CoRE ¦ 5QU LoRE | Non-Red Flag Warning - Catastrophic Fires | 2026 | 0 | 14664.6376 | 233.2301 | 8896.516 | 5534.8915 | 3817.0051 | 5.1972e-08 | 0 | 0.00019838 | 0.00019838 | 0 | 3.1612e-05 | 3.1612e-05 | 0 | 3.1612e-05
[79 empty] | WLDFR | HFTD - Distribution - Tier 2 - 5QU CoRE ¦ 5QU LoRE | Non-Red Flag Warning - Catastrophic Fires | 2027 | 0 | 14664.6376 | 233.2301 | 8896.516 | 5534.8915 | 3817.0051 | 5.1972e-08 | 0 | 0.00019838 | 0.00019838 | 0 | 3.3176e-05 | 3.3176e-05 | 0 | 3.3176e-05
[79 empty] | WLDFR | HFTD - Distribution - Tier 2 - 5QU CoRE ¦ 5QU LoRE | Non-Red Flag Warning - Catastrophic Fires | 2028 | 0 | 15317.9909 | 247.273 | 9287.6491 | 5783.0689 | 3988.1546 | 5.1972e-08 | 0 | 0.00020727 | 0.00020727 | 0 | 3.3176e-05 | 3.3176e-05 | 0 | 3.3176e-05
[79 empty] | WLDFR | HFTD - Distribution - Tier 2 - 5QU CoRE ¦ 5QU LoRE | Non-Red Flag Warning - Catastrophic Fires | 2029 | 0 | 15317.9909 | 247.273 | 9287.6491 | 5783.0689 | 3988.1546 | 5.1972e-08 | 0 | 0.00020727 | 0.00020727 | 0 | 3.3176e-05 | 3.3176e-05 | 0 | 3.3176e-05
[79 empty] | WLDFR | HFTD - Distribution - Tier 2 - 5QU CoRE ¦ 5QU LoRE | Non-Red Flag Warning - Catastrophic Fires | 2030 | 0 | 15317.9909 | 247.273 | 9287.6491 | 5783.0689 | 3988.1546 | 5.1972e-08 | 0 | 0.00020727 | 0.00020727 | 0 | 3.3176e-05 | 3.3176e-05 | 0 | 3.3176e-05
[79 empty] | WLDFR | HFTD - Distribution - Tier 2 - 5QU CoRE ¦ 5QU LoRE | Non-Red Flag Warning - Catastrophic Fires | 2031 | 0 | 15317.9909 | 247.273 | 9287.6491 | 5783.0689 | 3988.1546 | 5.1972e-08 | 0 | 0.00020727 | 0.00020727 | 0 | 0 | 3.3176e-05 | 0 | 3.3176e-05
[79 empty] | WLDFR | HFTD - Distribution - Tier 2 - 5QU CoRE ¦ 5QU LoRE | Non-Red Flag Warning - Catastrophic Fires | 2032 | 0 | 15317.9909 | 247.273 | 9287.6491 | 5783.0689 | 3988.1546 | 5.1972e-08 | 0 | 0.00020727 | 0.00020727 | 0 | 1.8452e-06 | 0 | 0 | 0
[79 empty] | WLDFR | HFTD - Distribution - Tier 2 - 5QU CoRE ¦ 5QU LoRE | Non-Red Flag Warning - Catastrophic Fires | 2033 | 0 | 16044.1264 | 263.1074 | 9721.74 | 6059.2791 | 4178.6364 | 5.1972e-08 | 0 | 0.00021717 | 0.00021717 | 0 | 1.9277e-06 | 1.9277e-06 | 0 | 1.9277e-06
[79 empty] | WLDFR | HFTD - Distribution - Tier 2 - 5QU CoRE ¦ 5QU LoRE | Non-Red Flag Warning - Catastrophic Fires | 2034 | 0 | 16044.1264 | 263.1074 | 9721.74 | 6059.2791 | 4178.6364 | 5.1972e-08 | 0 | 0.00021717 | 0.00021717 | 0 | 1.9277e-06 | 1.9277e-06 | 0 | 1.9277e-06
[79 empty] | WLDFR | HFTD - Distribution - Tier 2 - 5QU CoRE ¦ 5QU LoRE | Non-Red Flag Warning - Catastrophic Fires | 2035 | 0 | 16044.1264 | 263.1074 | 9721.74 | 6059.2791 | 4178.6364 | 5.1972e-08 | 0 | 0.00021717 | 0.00021717 | 0 | 1.9277e-06 | 1.9277e-06 | 0 | 1.9277e-06
[79 empty] | WLDFR | HFTD - Distribution - Tier 2 - 5QU CoRE ¦ 5QU LoRE | Non-Red Flag Warning - Catastrophic Fires | 2036 | 0 | 16044.1264 | 263.1074 | 9721.74 | 6059.2791 | 4178.6364 | 5.1972e-08 | 0 | 0.00021717 | 0.00021717 | 0 | 1.9277e-06 | 1.9277e-06 | 0 | 1.9277e-06
[79 empty] | WLDFR | HFTD - Distribution - Tier 2 - 5QU CoRE ¦ 5QU LoRE | Non-Red Flag Warning - Catastrophic Fires | 2037 | 0 | 16044.1264 | 263.1074 | 9721.74 | 6059.2791 | 4178.6364 | 5.1972e-08 | 0 | 0.00021717 | 0.00021717 | 0 | 1.9277e-06 | 1.9277e-06 | 0 | 1.9277e-06
[79 empty] | WLDFR | HFTD - Distribution - Tier 2 - 5QU CoRE ¦ 5QU LoRE | Non-Red Flag Warning - Catastrophic Fires | 2038 | 0 | 16832.3912 | 280.5544 | 10192.2718 | 6359.5651 | 4385.7214 | 5.1972e-08 | 0 | 0.00022794 | 0.00022794 | 0 | 2.0341e-06 | 2.0341e-06 | 0 | 2.0341e-06
[79 empty] | WLDFR | HFTD - Distribution - Tier 2 - 5QU CoRE ¦ 5QU LoRE | Non-Red Flag Warning - Catastrophic Fires | 2039 | 0 | 16832.3912 | 280.5544 | 10192.2718 | 6359.5651 | 4385.7214 | 5.1972e-08 | 0 | 0.00022794 | 0.00022794 | 0 | 2.0341e-06 | 2.0341e-06 | 0 | 2.0341e-06
[79 empty] | WLDFR | HFTD - Distribution - Tier 2 - 5QU CoRE ¦ 5QU LoRE | Non-Red Flag Warning - Catastrophic Fires | 2040 | 0 | 16832.3912 | 280.5544 | 10192.2718 | 6359.5651 | 4385.7214 | 5.1972e-08 | 0 | 0.00022794 | 0.00022794 | 0 | 2.0341e-06 | 2.0341e-06 | 0 | 2.0341e-06
[79 empty] | WLDFR | HFTD - Distribution - Tier 2 - 5QU CoRE ¦ 5QU LoRE | Non-Red Flag Warning - Catastrophic Fires | 2041 | 0 | 16832.3912 | 280.5544 | 10192.2718 | 6359.5651 | 4385.7214 | 5.1972e-08 | 0 | 0.00022794 | 0.00022794 | 0 | 2.0341e-06 | 2.0341e-06 | 0 | 2.0341e-06
[79 empty] | WLDFR | HFTD - Distribution - Tier 2 - 5QU CoRE ¦ 5QU LoRE | Non-Red Flag Warning - Catastrophic Fires | 2042 | 0 | 16832.3912 | 280.5544 | 10192.2718 | 6359.5651 | 4385.7214 | 5.1972e-08 | 0 | 0.00022794 | 0.00022794 | 0 | 2.0341e-06 | 2.0341e-06 | 0 | 2.0341e-06
[79 empty] | WLDFR | HFTD - Distribution - Tier 2 - 5QU CoRE ¦ 5QU LoRE | Non-Red Flag Warning - Catastrophic Fires | 2043 | 0 | 17672.0852 | 299.42 | 10692.7362 | 6679.929 | 4606.6527 | 5.1972e-08 | 0 | 0.00023942 | 0.00023942 | 0 | 2.155e-06 | 2.155e-06 | 0 | 2.155e-06
[79 empty] | WLDFR | HFTD - Distribution - Tier 2 - 5QU CoRE ¦ 5QU LoRE | Non-Red Flag Warning - Catastrophic Fires | 2044 | 0 | 17672.0852 | 299.42 | 10692.7362 | 6679.929 | 4606.6527 | 5.1972e-08 | 0 | 0.00023942 | 0.00023942 | 0 | 2.155e-06 | 2.155e-06 | 0 | 2.155e-06
[79 empty] | WLDFR | HFTD - Distribution - Tier 2 - 5QU CoRE ¦ 5QU LoRE | Non-Red Flag Warning - Catastrophic Fires | 2045 | 0 | 17672.0852 | 299.42 | 10692.7362 | 6679.929 | 4606.6527 | 5.1972e-08 | 0 | 0.00023942 | 0.00023942 | 0 | 2.155e-06 | 2.155e-06 | 0 | 2.155e-06
[79 empty] | WLDFR | HFTD - Distribution - Tier 2 - 5QU CoRE ¦ 5QU LoRE | Non-Red Flag Warning - Catastrophic Fires | 2046 | 0 | 17672.0852 | 299.42 | 10692.7362 | 6679.929 | 4606.6527 | 5.1972e-08 | 0 | 0.00023942 | 0.00023942 | 0 | 2.155e-06 | 2.155e-06 | 0 | 2.155e-06
[79 empty] | WLDFR | HFTD - Distribution - Tier 2 - 5QU CoRE ¦ 5QU LoRE | Non-Red Flag Warning - Catastrophic Fires | 2047 | 0 | 17672.0852 | 299.42 | 10692.7362 | 6679.929 | 4606.6527 | 5.1972e-08 | 0 | 0.00023942 | 0.00023942 | 0 | 2.155e-06 | 2.155e-06 | 0 | 2.155e-06
[79 empty] | WLDFR | HFTD - Distribution - Tier 2 - 5QU CoRE ¦ 5QU LoRE | Non-Red Flag Warning - Catastrophic Fires | 2048 | 0 | 18552.3348 | 319.4911 | 11216.5626 | 7016.281 | 4838.6098 | 5.1972e-08 | 0 | 0.00025147 | 0.00025147 | 0 | 2.2896e-06 | 2.2896e-06 | 0 | 2.2896e-06
[79 empty] | WLDFR | HFTD - Distribution - Tier 2 - 5QU CoRE ¦ 5QU LoRE | Non-Red Flag Warning - Catastrophic Fires | 2049 | 0 | 18552.3348 | 319.4911 | 11216.5626 | 7016.281 | 4838.6098 | 5.1972e-08 | 0 | 0.00025147 | 0.00025147 | 0 | 2.2896e-06 | 2.2896e-06 | 0 | 2.2896e-06
[79 empty] | WLDFR | HFTD - Distribution - Tier 2 - 5QU CoRE ¦ 5QU LoRE | Non-Red Flag Warning - Catastrophic Fires | 2050 | 0 | 18552.3348 | 319.4911 | 11216.5626 | 7016.281 | 4838.6098 | 5.1972e-08 | 0 | 0.00025147 | 0.00025147 | 0 | 2.2896e-06 | 2.2896e-06 | 0 | 2.2896e-06
[79 empty] | WLDFR | HFTD - Distribution - Tier 2 - 5QU CoRE ¦ 5QU LoRE | Non-Red Flag Warning - Catastrophic Fires | 2051 | 0 | 18552.3348 | 319.4911 | 11216.5626 | 7016.281 | 4838.6098 | 5.1972e-08 | 0 | 0.00025147 | 0.00025147 | 0 | 2.2896e-06 | 2.2896e-06 | 0 | 2.2896e-06
[79 empty] | WLDFR | HFTD - Distribution - Tier 2 - 5QU CoRE ¦ 5QU LoRE | Non-Red Flag Warning - Catastrophic Fires | 2052 | 0 | 18552.3348 | 319.4911 | 11216.5626 | 7016.281 | 4838.6098 | 5.1972e-08 | 0 | 0.00025147 | 0.00025147 | 0 | 2.2896e-06 | 2.2896e-06 | 0 | 2.2896e-06
[79 empty] | WLDFR | HFTD - Distribution - Tier 2 - 5QU CoRE ¦ 5QU LoRE | Non-Red Flag Warning - Catastrophic Fires | 2053 | 0 | 19462.1283 | 340.5356 | 11757.1413 | 7364.4514 | 5078.7171 | 5.1972e-08 | 0 | 0.00026395 | 0.00026395 | 0 | 2.4368e-06 | 2.4368e-06 | 0 | 2.4368e-06
[79 empty] | WLDFR | HFTD - Distribution - Tier 2 - 5QU CoRE ¦ 5QU LoRE | Non-Red Flag Warning - Catastrophic Fires | 2054 | 0 | 19462.1283 | 340.5356 | 11757.1413 | 7364.4514 | 5078.7171 | 5.1972e-08 | 0 | 0.00026395 | 0.00026395 | 0 | 2.4368e-06 | 2.4368e-06 | 0 | 2.4368e-06
[79 empty] | WLDFR | HFTD - Distribution - Tier 2 - 5QU CoRE ¦ 5QU LoRE | Non-Red Flag Warning - Catastrophic Fires | 2055 | 0 | 19462.1283 | 340.5356 | 11757.1413 | 7364.4514 | 5078.7171 | 5.1972e-08 | 0 | 0.00026395 | 0.00026395 | 0 | 2.4368e-06 | 2.4368e-06 | 0 | 2.4368e-06
[79 empty] | WLDFR | HFTD - Distribution - Tier 2 - 5QU CoRE ¦ 5QU LoRE | Non-Red Flag Warning - Large Fires | 2026 | 0 | 5.475 | 0.71896 | 3.0715 | 1.6846 | 1.1617 | 5.7354e-06 | 0 | 6.663e-06 | 6.663e-06 | 0 | 2.4368e-06 | 2.4368e-06 | 0 | 2.4368e-06
[79 empty] | WLDFR | HFTD - Distribution - Tier 2 - 5QU CoRE ¦ 5QU LoRE | Non-Red Flag Warning - Large Fires | 2027 | 0 | 5.475 | 0.71896 | 3.0715 | 1.6846 | 1.1617 | 5.7354e-06 | 0 | 6.663e-06 | 6.663e-06 | 0 | 2.4368e-06 | 2.4368e-06 | 0 | 2.4368e-06
[79 empty] | WLDFR | HFTD - Distribution - Tier 2 - 5QU CoRE ¦ 5QU LoRE | Non-Red Flag Warning - Large Fires | 2028 | 0 | 5.777 | 0.74734 | 3.238 | 1.7917 | 1.2356 | 5.7354e-06 | 0 | 7.0868e-06 | 7.0868e-06 | 0 | 2.5954e-06 | 2.5954e-06 | 0 | 2.5954e-06
[79 empty] | WLDFR | HFTD - Distribution - Tier 2 - 5QU CoRE ¦ 5QU LoRE | Non-Red Flag Warning - Large Fires | 2029 | 0 | 5.777 | 0.74734 | 3.238 | 1.7917 | 1.2356 | 5.7354e-06 | 0 | 7.0868e-06 | 7.0868e-06 | 0 | 2.5954e-06 | 2.5954e-06 | 0 | 2.5954e-06
[79 empty] | WLDFR | HFTD - Distribution - Tier 2 - 5QU CoRE ¦ 5QU LoRE | Non-Red Flag Warning - Large Fires | 2030 | 0 | 5.777 | 0.74734 | 3.238 | 1.7917 | 1.2356 | 5.7354e-06 | 0 | 7.0868e-06 | 7.0868e-06 | 0 | 2.5954e-06 | 2.5954e-06 | 0 | 2.5954e-06
[79 empty] | WLDFR | HFTD - Distribution - Tier 2 - 5QU CoRE ¦ 5QU LoRE | Non-Red Flag Warning - Large Fires | 2031 | 0 | 5.777 | 0.74734 | 3.238 | 1.7917 | 1.2356 | 5.7354e-06 | 0 | 7.0868e-06 | 7.0868e-06 | 0 | 2.5954e-06 | 2.5954e-06 | 0 | 2.5954e-06
[79 empty] | WLDFR | HFTD - Distribution - Tier 2 - 5QU CoRE ¦ 5QU LoRE | Non-Red Flag Warning - Large Fires | 2032 | 0 | 5.777 | 0.74734 | 3.238 | 1.7917 | 1.2356 | 5.7354e-06 | 0 | 7.0868e-06 | 7.0868e-06 | 0 | 0 | 2.5954e-06 | 0 | 2.5954e-06
[79 empty] | WLDFR | HFTD - Distribution - Tier 2 - 5QU CoRE ¦ 5QU LoRE | Non-Red Flag Warning - Large Fires | 2033 | 0 | 6.1205 | 0.77885 | 3.4265 | 1.9151 | 1.3207 | 5.7354e-06 | 0 | 7.575e-06 | 7.575e-06 | 0 | 1.4176e-05 | 0 | 0 | 0
[79 empty] | WLDFR | HFTD - Distribution - Tier 2 - 5QU CoRE ¦ 5QU LoRE | Non-Red Flag Warning - Large Fires | 2034 | 0 | 6.1205 | 0.77885 | 3.4265 | 1.9151 | 1.3207 | 5.7354e-06 | 0 | 7.575e-06 | 7.575e-06 | 0 | 1.4633e-05 | 1.4633e-05 | 0 | 1.4633e-05
[79 empty] | WLDFR | HFTD - Distribution - Tier 2 - 5QU CoRE ¦ 5QU LoRE | Non-Red Flag Warning - Large Fires | 2035 | 0 | 6.1205 | 0.77885 | 3.4265 | 1.9151 | 1.3207 | 5.7354e-06 | 0 | 7.575e-06 | 7.575e-06 | 0 | 1.4633e-05 | 1.4633e-05 | 0 | 1.4633e-05
[79 empty] | WLDFR | HFTD - Distribution - Tier 2 - 5QU CoRE ¦ 5QU LoRE | Non-Red Flag Warning - Large Fires | 2036 | 0 | 6.1205 | 0.77885 | 3.4265 | 1.9151 | 1.3207 | 5.7354e-06 | 0 | 7.575e-06 | 7.575e-06 | 0 | 1.4633e-05 | 1.4633e-05 | 0 | 1.4633e-05
[79 empty] | WLDFR | HFTD - Distribution - Tier 2 - 5QU CoRE ¦ 5QU LoRE | Non-Red Flag Warning - Large Fires | 2037 | 0 | 6.1205 | 0.77885 | 3.4265 | 1.9151 | 1.3207 | 5.7354e-06 | 0 | 7.575e-06 | 7.575e-06 | 0 | 1.4633e-05 | 1.4633e-05 | 0 | 1.4633e-05
[79 empty] | WLDFR | HFTD - Distribution - Tier 2 - 5QU CoRE ¦ 5QU LoRE | Non-Red Flag Warning - Large Fires | 2038 | 0 | 6.5028 | 0.81304 | 3.6355 | 2.0543 | 1.4167 | 5.7354e-06 | 0 | 8.1252e-06 | 8.1252e-06 | 0 | 1.4633e-05 | 1.4633e-05 | 0 | 1.4633e-05
[79 empty] | WLDFR | HFTD - Distribution - Tier 2 - 5QU CoRE ¦ 5QU LoRE | Non-Red Flag Warning - Large Fires | 2039 | 0 | 6.5028 | 0.81304 | 3.6355 | 2.0543 | 1.4167 | 5.7354e-06 | 0 | 8.1252e-06 | 8.1252e-06 | 0 | 1.5215e-05 | 1.5215e-05 | 0 | 1.5215e-05
[79 empty] | WLDFR | HFTD - Distribution - Tier 2 - 5QU CoRE ¦ 5QU LoRE | Non-Red Flag Warning - Large Fires | 2040 | 0 | 6.5028 | 0.81304 | 3.6355 | 2.0543 | 1.4167 | 5.7354e-06 | 0 | 8.1252e-06 | 8.1252e-06 | 0 | 1.5215e-05 | 1.5215e-05 | 0 | 1.5215e-05
[79 empty] | WLDFR | HFTD - Distribution - Tier 2 - 5QU CoRE ¦ 5QU LoRE | Non-Red Flag Warning - Large Fires | 2041 | 0 | 6.5028 | 0.81304 | 3.6355 | 2.0543 | 1.4167 | 5.7354e-06 | 0 | 8.1252e-06 | 8.1252e-06 | 0 | 1.5215e-05 | 1.5215e-05 | 0 | 1.5215e-05
[79 empty] | WLDFR | HFTD - Distribution - Tier 2 - 5QU CoRE ¦ 5QU LoRE | Non-Red Flag Warning - Large Fires | 2042 | 0 | 6.5028 | 0.81304 | 3.6355 | 2.0543 | 1.4167 | 5.7354e-06 | 0 | 8.1252e-06 | 8.1252e-06 | 0 | 1.5215e-05 | 1.5215e-05 | 0 | 1.5215e-05
[79 empty] | WLDFR | HFTD - Distribution - Tier 2 - 5QU CoRE ¦ 5QU LoRE | Non-Red Flag Warning - Large Fires | 2043 | 0 | 6.9209 | 0.84944 | 3.8632 | 2.2083 | 1.5229 | 5.7354e-06 | 0 | 8.7345e-06 | 8.7345e-06 | 0 | 1.5215e-05 | 1.5215e-05 | 0 | 1.5215e-05
[79 empty] | WLDFR | HFTD - Distribution - Tier 2 - 5QU CoRE ¦ 5QU LoRE | Non-Red Flag Warning - Large Fires | 2044 | 0 | 6.9209 | 0.84944 | 3.8632 | 2.2083 | 1.5229 | 5.7354e-06 | 0 | 8.7345e-06 | 8.7345e-06 | 0 | 1.5871e-05 | 1.5871e-05 | 0 | 1.5871e-05
[79 empty] | WLDFR | HFTD - Distribution - Tier 2 - 5QU CoRE ¦ 5QU LoRE | Non-Red Flag Warning - Large Fires | 2045 | 0 | 6.9209 | 0.84944 | 3.8632 | 2.2083 | 1.5229 | 5.7354e-06 | 0 | 8.7345e-06 | 8.7345e-06 | 0 | 1.5871e-05 | 1.5871e-05 | 0 | 1.5871e-05
[79 empty] | WLDFR | HFTD - Distribution - Tier 2 - 5QU CoRE ¦ 5QU LoRE | Non-Red Flag Warning - Large Fires | 2046 | 0 | 6.9209 | 0.84944 | 3.8632 | 2.2083 | 1.5229 | 5.7354e-06 | 0 | 8.7345e-06 | 8.7345e-06 | 0 | 1.5871e-05 | 1.5871e-05 | 0 | 1.5871e-05
[79 empty] | WLDFR | HFTD - Distribution - Tier 2 - 5QU CoRE ¦ 5QU LoRE | Non-Red Flag Warning - Large Fires | 2047 | 0 | 6.9209 | 0.84944 | 3.8632 | 2.2083 | 1.5229 | 5.7354e-06 | 0 | 8.7345e-06 | 8.7345e-06 | 0 | 1.5871e-05 | 1.5871e-05 | 0 | 1.5871e-05
[79 empty] | WLDFR | HFTD - Distribution - Tier 2 - 5QU CoRE ¦ 5QU LoRE | Non-Red Flag Warning - Large Fires | 2048 | 0 | 7.3713 | 0.88759 | 4.1075 | 2.3763 | 1.6388 | 5.7354e-06 | 0 | 9.399e-06 | 9.399e-06 | 0 | 1.5871e-05 | 1.5871e-05 | 0 | 1.5871e-05
[79 empty] | WLDFR | HFTD - Distribution - Tier 2 - 5QU CoRE ¦ 5QU LoRE | Non-Red Flag Warning - Large Fires | 2049 | 0 | 7.3713 | 0.88759 | 4.1075 | 2.3763 | 1.6388 | 5.7354e-06 | 0 | 9.399e-06 | 9.399e-06 | 0 | 1.6594e-05 | 1.6594e-05 | 0 | 1.6594e-05
[79 empty] | WLDFR | HFTD - Distribution - Tier 2 - 5QU CoRE ¦ 5QU LoRE | Non-Red Flag Warning - Large Fires | 2050 | 0 | 7.3713 | 0.88759 | 4.1075 | 2.3763 | 1.6388 | 5.7354e-06 | 0 | 9.399e-06 | 9.399e-06 | 0 | 1.6594e-05 | 1.6594e-05 | 0 | 1.6594e-05
[79 empty] | WLDFR | HFTD - Distribution - Tier 2 - 5QU CoRE ¦ 5QU LoRE | Non-Red Flag Warning - Large Fires | 2051 | 0 | 7.3713 | 0.88759 | 4.1075 | 2.3763 | 1.6388 | 5.7354e-06 | 0 | 9.399e-06 | 9.399e-06 | 0 | 1.6594e-05 | 1.6594e-05 | 0 | 1.6594e-05
[79 empty] | WLDFR | HFTD - Distribution - Tier 2 - 5QU CoRE ¦ 5QU LoRE | Non-Red Flag Warning - Large Fires | 2052 | 0 | 7.3713 | 0.88759 | 4.1075 | 2.3763 | 1.6388 | 5.7354e-06 | 0 | 9.399e-06 | 9.399e-06 | 0 | 1.6594e-05 | 1.6594e-05 | 0 | 1.6594e-05
[79 empty] | WLDFR | HFTD - Distribution - Tier 2 - 5QU CoRE ¦ 5QU LoRE | Non-Red Flag Warning - Large Fires | 2053 | 0 | 7.8503 | 0.92702 | 4.3664 | 2.5569 | 1.7633 | 5.7354e-06 | 0 | 1.0113e-05 | 1.0113e-05 | 0 | 1.6594e-05 | 1.6594e-05 | 0 | 1.6594e-05
[79 empty] | WLDFR | HFTD - Distribution - Tier 2 - 5QU CoRE ¦ 5QU LoRE | Non-Red Flag Warning - Large Fires | 2054 | 0 | 7.8503 | 0.92702 | 4.3664 | 2.5569 | 1.7633 | 5.7354e-06 | 0 | 1.0113e-05 | 1.0113e-05 | 0 | 1.7376e-05 | 1.7376e-05 | 0 | 1.7376e-05
[79 empty] | WLDFR | HFTD - Distribution - Tier 2 - 5QU CoRE ¦ 5QU LoRE | Non-Red Flag Warning - Large Fires | 2055 | 0 | 7.8503 | 0.92702 | 4.3664 | 2.5569 | 1.7633 | 5.7354e-06 | 0 | 1.0113e-05 | 1.0113e-05 | 0 | 1.7376e-05 | 1.7376e-05 | 0 | 1.7376e-05
[79 empty] | WLDFR | HFTD - Distribution - Tier 2 - 5QU CoRE ¦ 5QU LoRE | Non-Red Flag Warning - Small Fires | 2026 | 0 | 0.080408 | 0.03759 | 0.0016314 | 0.041187 | 0.028403 | 0.0020574 | 0 | 5.8437e-05 | 5.8437e-05 | 0 | 1.7376e-05 | 1.7376e-05 | 0 | 1.7376e-05
[79 empty] | WLDFR | HFTD - Distribution - Tier 2 - 5QU CoRE ¦ 5QU LoRE | Non-Red Flag Warning - Small Fires | 2027 | 0 | 0.080408 | 0.03759 | 0.0016314 | 0.041187 | 0.028403 | 0.0020574 | 0 | 5.8437e-05 | 5.8437e-05 | 0 | 1.7376e-05 | 1.7376e-05 | 0 | 1.7376e-05
[79 empty] | WLDFR | HFTD - Distribution - Tier 2 - 5QU CoRE ¦ 5QU LoRE | Non-Red Flag Warning - Small Fires | 2028 | 0 | 0.083606 | 0.039055 | 0.001695 | 0.042856 | 0.029555 | 0.0020574 | 0 | 6.0806e-05 | 6.0806e-05 | 0 | 1.7376e-05 | 1.7376e-05 | 0 | 1.7376e-05
[79 empty] | WLDFR | HFTD - Distribution - Tier 2 - 5QU CoRE ¦ 5QU LoRE | Non-Red Flag Warning - Small Fires | 2029 | 0 | 0.083606 | 0.039055 | 0.001695 | 0.042856 | 0.029555 | 0.0020574 | 0 | 6.0806e-05 | 6.0806e-05 | 0 | 1.8211e-05 | 1.8211e-05 | 0 | 1.8211e-05
[79 empty] | WLDFR | HFTD - Distribution - Tier 2 - 5QU CoRE ¦ 5QU LoRE | Non-Red Flag Warning - Small Fires | 2030 | 0 | 0.083606 | 0.039055 | 0.001695 | 0.042856 | 0.029555 | 0.0020574 | 0 | 6.0806e-05 | 6.0806e-05 | 0 | 1.8211e-05 | 1.8211e-05 | 0 | 1.8211e-05
[79 empty] | WLDFR | HFTD - Distribution - Tier 2 - 5QU CoRE ¦ 5QU LoRE | Non-Red Flag Warning - Small Fires | 2031 | 0 | 0.083606 | 0.039055 | 0.001695 | 0.042856 | 0.029555 | 0.0020574 | 0 | 6.0806e-05 | 6.0806e-05 | 0 | 1.8211e-05 | 1.8211e-05 | 0 | 1.8211e-05
[79 empty] | WLDFR | HFTD - Distribution - Tier 2 - 5QU CoRE ¦ 5QU LoRE | Non-Red Flag Warning - Small Fires | 2032 | 0 | 0.083606 | 0.039055 | 0.001695 | 0.042856 | 0.029555 | 0.0020574 | 0 | 6.0806e-05 | 6.0806e-05 | 0 | 1.8211e-05 | 1.8211e-05 | 0 | 1.8211e-05
[79 empty] | WLDFR | HFTD - Distribution - Tier 2 - 5QU CoRE ¦ 5QU LoRE | Non-Red Flag Warning - Small Fires | 2033 | 0 | 0.087211 | 0.040679 | 0.0017655 | 0.044766 | 0.030872 | 0.0020574 | 0 | 6.3516e-05 | 6.3516e-05 | 0 | 0 | 1.8211e-05 | 0 | 1.8211e-05
[79 empty] | WLDFR | HFTD - Distribution - Tier 2 - 5QU CoRE ¦ 5QU LoRE | Non-Red Flag Warning - Small Fires | 2034 | 0 | 0.087211 | 0.040679 | 0.0017655 | 0.044766 | 0.030872 | 0.0020574 | 0 | 6.3516e-05 | 6.3516e-05 | 0 | 0.00088309 | 0 | 0 | 0
[79 empty] | WLDFR | HFTD - Distribution - Tier 2 - 5QU CoRE ¦ 5QU LoRE | Non-Red Flag Warning - Small Fires | 2035 | 0 | 0.087211 | 0.040679 | 0.0017655 | 0.044766 | 0.030872 | 0.0020574 | 0 | 6.3516e-05 | 6.3516e-05 | 0 | 0.00091545 | 0.00091545 | 0 | 0.00091545
[79 empty] | WLDFR | HFTD - Distribution - Tier 2 - 5QU CoRE ¦ 5QU LoRE | Non-Red Flag Warning - Small Fires | 2036 | 0 | 0.087211 | 0.040679 | 0.0017655 | 0.044766 | 0.030872 | 0.0020574 | 0 | 6.3516e-05 | 6.3516e-05 | 0 | 0.00091545 | 0.00091545 | 0 | 0.00091545
[79 empty] | WLDFR | HFTD - Distribution - Tier 2 - 5QU CoRE ¦ 5QU LoRE | Non-Red Flag Warning - Small Fires | 2037 | 0 | 0.087211 | 0.040679 | 0.0017655 | 0.044766 | 0.030872 | 0.0020574 | 0 | 6.3516e-05 | 6.3516e-05 | 0 | 0.00091545 | 0.00091545 | 0 | 0.00091545
[79 empty] | WLDFR | HFTD - Distribution - Tier 2 - 5QU CoRE ¦ 5QU LoRE | Non-Red Flag Warning - Small Fires | 2038 | 0 | 0.091184 | 0.042438 | 0.0018418 | 0.046905 | 0.032347 | 0.0020574 | 0 | 6.655e-05 | 6.655e-05 | 0 | 0.00091545 | 0.00091545 | 0 | 0.00091545
[79 empty] | WLDFR | HFTD - Distribution - Tier 2 - 5QU CoRE ¦ 5QU LoRE | Non-Red Flag Warning - Small Fires | 2039 | 0 | 0.091184 | 0.042438 | 0.0018418 | 0.046905 | 0.032347 | 0.0020574 | 0 | 6.655e-05 | 6.655e-05 | 0 | 0.00091545 | 0.00091545 | 0 | 0.00091545
[79 empty] | WLDFR | HFTD - Distribution - Tier 2 - 5QU CoRE ¦ 5QU LoRE | Non-Red Flag Warning - Small Fires | 2040 | 0 | 0.091184 | 0.042438 | 0.0018418 | 0.046905 | 0.032347 | 0.0020574 | 0 | 6.655e-05 | 6.655e-05 | 0 | 0.00095624 | 0.00095624 | 0 | 0.00095624
[79 empty] | WLDFR | HFTD - Distribution - Tier 2 - 5QU CoRE ¦ 5QU LoRE | Non-Red Flag Warning - Small Fires | 2041 | 0 | 0.091184 | 0.042438 | 0.0018418 | 0.046905 | 0.032347 | 0.0020574 | 0 | 6.655e-05 | 6.655e-05 | 0 | 0.00095624 | 0.00095624 | 0 | 0.00095624
[79 empty] | WLDFR | HFTD - Distribution - Tier 2 - 5QU CoRE ¦ 5QU LoRE | Non-Red Flag Warning - Small Fires | 2042 | 0 | 0.091184 | 0.042438 | 0.0018418 | 0.046905 | 0.032347 | 0.0020574 | 0 | 6.655e-05 | 6.655e-05 | 0 | 0.00095624 | 0.00095624 | 0 | 0.00095624
[79 empty] | WLDFR | HFTD - Distribution - Tier 2 - 5QU CoRE ¦ 5QU LoRE | Non-Red Flag Warning - Small Fires | 2043 | 0 | 0.095486 | 0.044306 | 0.0019228 | 0.049257 | 0.033969 | 0.0020574 | 0 | 6.9887e-05 | 6.9887e-05 | 0 | 0.00095624 | 0.00095624 | 0 | 0.00095624
[79 empty] | WLDFR | HFTD - Distribution - Tier 2 - 5QU CoRE ¦ 5QU LoRE | Non-Red Flag Warning - Small Fires | 2044 | 0 | 0.095486 | 0.044306 | 0.0019228 | 0.049257 | 0.033969 | 0.0020574 | 0 | 6.9887e-05 | 6.9887e-05 | 0 | 0.00095624 | 0.00095624 | 0 | 0.00095624
[79 empty] | WLDFR | HFTD - Distribution - Tier 2 - 5QU CoRE ¦ 5QU LoRE | Non-Red Flag Warning - Small Fires | 2045 | 0 | 0.095486 | 0.044306 | 0.0019228 | 0.049257 | 0.033969 | 0.0020574 | 0 | 6.9887e-05 | 6.9887e-05 | 0 | 0.0010016 | 0.0010016 | 0 | 0.0010016
[79 empty] | WLDFR | HFTD - Distribution - Tier 2 - 5QU CoRE ¦ 5QU LoRE | Non-Red Flag Warning - Small Fires | 2046 | 0 | 0.095486 | 0.044306 | 0.0019228 | 0.049257 | 0.033969 | 0.0020574 | 0 | 6.9887e-05 | 6.9887e-05 | 0 | 0.0010016 | 0.0010016 | 0 | 0.0010016
[79 empty] | WLDFR | HFTD - Distribution - Tier 2 - 5QU CoRE ¦ 5QU LoRE | Non-Red Flag Warning - Small Fires | 2047 | 0 | 0.095486 | 0.044306 | 0.0019228 | 0.049257 | 0.033969 | 0.0020574 | 0 | 6.9887e-05 | 6.9887e-05 | 0 | 0.0010016 | 0.0010016 | 0 | 0.0010016
[79 empty] | WLDFR | HFTD - Distribution - Tier 2 - 5QU CoRE ¦ 5QU LoRE | Non-Red Flag Warning - Small Fires | 2048 | 0 | 0.10007 | 0.04626 | 0.0020076 | 0.051804 | 0.035726 | 0.0020574 | 0 | 7.3501e-05 | 7.3501e-05 | 0 | 0.0010016 | 0.0010016 | 0 | 0.0010016
[79 empty] | WLDFR | HFTD - Distribution - Tier 2 - 5QU CoRE ¦ 5QU LoRE | Non-Red Flag Warning - Small Fires | 2049 | 0 | 0.10007 | 0.04626 | 0.0020076 | 0.051804 | 0.035726 | 0.0020574 | 0 | 7.3501e-05 | 7.3501e-05 | 0 | 0.0010016 | 0.0010016 | 0 | 0.0010016
[79 empty] | WLDFR | HFTD - Distribution - Tier 2 - 5QU CoRE ¦ 5QU LoRE | Non-Red Flag Warning - Small Fires | 2050 | 0 | 0.10007 | 0.04626 | 0.0020076 | 0.051804 | 0.035726 | 0.0020574 | 0 | 7.3501e-05 | 7.3501e-05 | 0 | 0.0010508 | 0.0010508 | 0 | 0.0010508
[79 empty] | WLDFR | HFTD - Distribution - Tier 2 - 5QU CoRE ¦ 5QU LoRE | Non-Red Flag Warning - Small Fires | 2051 | 0 | 0.10007 | 0.04626 | 0.0020076 | 0.051804 | 0.035726 | 0.0020574 | 0 | 7.3501e-05 | 7.3501e-05 | 0 | 0.0010508 | 0.0010508 | 0 | 0.0010508
[79 empty] | WLDFR | HFTD - Distribution - Tier 2 - 5QU CoRE ¦ 5QU LoRE | Non-Red Flag Warning - Small Fires | 2052 | 0 | 0.10007 | 0.04626 | 0.0020076 | 0.051804 | 0.035726 | 0.0020574 | 0 | 7.3501e-05 | 7.3501e-05 | 0 | 0.0010508 | 0.0010508 | 0 | 0.0010508
[79 empty] | WLDFR | HFTD - Distribution - Tier 2 - 5QU CoRE ¦ 5QU LoRE | Non-Red Flag Warning - Small Fires | 2053 | 0 | 0.10489 | 0.048274 | 0.002095 | 0.054525 | 0.037602 | 0.0020574 | 0 | 7.7361e-05 | 7.7361e-05 | 0 | 0.0010508 | 0.0010508 | 0 | 0.0010508
[79 empty] | WLDFR | HFTD - Distribution - Tier 2 - 5QU CoRE ¦ 5QU LoRE | Non-Red Flag Warning - Small Fires | 2054 | 0 | 0.10489 | 0.048274 | 0.002095 | 0.054525 | 0.037602 | 0.0020574 | 0 | 7.7361e-05 | 7.7361e-05 | 0 | 0.0010508 | 0.0010508 | 0 | 0.0010508
[79 empty] | WLDFR | HFTD - Distribution - Tier 2 - 5QU CoRE ¦ 5QU LoRE | Non-Red Flag Warning - Small Fires | 2055 | 0 | 0.10489 | 0.048274 | 0.002095 | 0.054525 | 0.037602 | 0.0020574 | 0 | 7.7361e-05 | 7.7361e-05 | 0 | 0.0011032 | 0.0011032 | 0 | 0.0011032
[79 empty] | WLDFR | HFTD - Distribution - Tier 2 - 5QU CoRE ¦ 5QU LoRE | Red Flag Warning - Catastrophic Fires | 2026 | 0 | 14664.6376 | 233.2301 | 8896.516 | 5534.8915 | 3817.0051 | 5.9571e-07 | 0 | 0.0022738 | 0.0022738 | 0 | 0.0011032 | 0.0011032 | 0 | 0.0011032
[79 empty] | WLDFR | HFTD - Distribution - Tier 2 - 5QU CoRE ¦ 5QU LoRE | Red Flag Warning - Catastrophic Fires | 2027 | 0 | 14664.6376 | 233.2301 | 8896.516 | 5534.8915 | 3817.0051 | 5.9571e-07 | 0 | 0.0022738 | 0.0022738 | 0 | 0.0011032 | 0.0011032 | 0 | 0.0011032
[79 empty] | WLDFR | HFTD - Distribution - Tier 2 - 5QU CoRE ¦ 5QU LoRE | Red Flag Warning - Catastrophic Fires | 2028 | 0 | 15317.9909 | 247.273 | 9287.6491 | 5783.0689 | 3988.1546 | 5.9571e-07 | 0 | 0.0023758 | 0.0023758 | 0 | 0.0011032 | 0.0011032 | 0 | 0.0011032
[79 empty] | WLDFR | HFTD - Distribution - Tier 2 - 5QU CoRE ¦ 5QU LoRE | Red Flag Warning - Catastrophic Fires | 2029 | 0 | 15317.9909 | 247.273 | 9287.6491 | 5783.0689 | 3988.1546 | 5.9571e-07 | 0 | 0.0023758 | 0.0023758 | 0 | 0.0011032 | 0.0011032 | 0 | 0.0011032
[79 empty] | WLDFR | HFTD - Distribution - Tier 2 - 5QU CoRE ¦ 5QU LoRE | Red Flag Warning - Catastrophic Fires | 2030 | 0 | 15317.9909 | 247.273 | 9287.6491 | 5783.0689 | 3988.1546 | 5.9571e-07 | 0 | 0.0023758 | 0.0023758 | 0 | 0.0011581 | 0.0011581 | 0 | 0.0011581
[79 empty] | WLDFR | HFTD - Distribution - Tier 2 - 5QU CoRE ¦ 5QU LoRE | Red Flag Warning - Catastrophic Fires | 2031 | 0 | 15317.9909 | 247.273 | 9287.6491 | 5783.0689 | 3988.1546 | 5.9571e-07 | 0 | 0.0023758 | 0.0023758 | 0 | 0.0011581 | 0.0011581 | 0 | 0.0011581
[79 empty] | WLDFR | HFTD - Distribution - Tier 2 - 5QU CoRE ¦ 5QU LoRE | Red Flag Warning - Catastrophic Fires | 2032 | 0 | 15317.9909 | 247.273 | 9287.6491 | 5783.0689 | 3988.1546 | 5.9571e-07 | 0 | 0.0023758 | 0.0023758 | 0 | 0.0011581 | 0.0011581 | 0 | 0.0011581
[79 empty] | WLDFR | HFTD - Distribution - Tier 2 - 5QU CoRE ¦ 5QU LoRE | Red Flag Warning - Catastrophic Fires | 2033 | 0 | 16044.1264 | 263.1074 | 9721.74 | 6059.2791 | 4178.6364 | 5.9571e-07 | 0 | 0.0024892 | 0.0024892 | 0 | 0.0011581 | 0.0011581 | 0 | 0.0011581
[79 empty] | WLDFR | HFTD - Distribution - Tier 2 - 5QU CoRE ¦ 5QU LoRE | Red Flag Warning - Catastrophic Fires | 2034 | 0 | 16044.1264 | 263.1074 | 9721.74 | 6059.2791 | 4178.6364 | 5.9571e-07 | 0 | 0.0024892 | 0.0024892 | 0 | 0 | 0.0011581 | 0 | 0.0011581
[79 empty] | WLDFR | HFTD - Distribution - Tier 2 - 5QU CoRE ¦ 5QU LoRE | Red Flag Warning - Catastrophic Fires | 2035 | 0 | 16044.1264 | 263.1074 | 9721.74 | 6059.2791 | 4178.6364 | 5.9571e-07 | 0 | 0.0024892 | 0.0024892 | 0 | 9.627e-05 | 0 | 0 | 0
[79 empty] | WLDFR | HFTD - Distribution - Tier 2 - 5QU CoRE ¦ 5QU LoRE | Red Flag Warning - Catastrophic Fires | 2036 | 0 | 16044.1264 | 263.1074 | 9721.74 | 6059.2791 | 4178.6364 | 5.9571e-07 | 0 | 0.0024892 | 0.0024892 | 0 | 9.9787e-05 | 9.9787e-05 | 0 | 9.9787e-05
[79 empty] | WLDFR | HFTD - Distribution - Tier 2 - 5QU CoRE ¦ 5QU LoRE | Red Flag Warning - Catastrophic Fires | 2037 | 0 | 16044.1264 | 263.1074 | 9721.74 | 6059.2791 | 4178.6364 | 5.9571e-07 | 0 | 0.0024892 | 0.0024892 | 0 | 9.9787e-05 | 9.9787e-05 | 0 | 9.9787e-05
[79 empty] | WLDFR | HFTD - Distribution - Tier 2 - 5QU CoRE ¦ 5QU LoRE | Red Flag Warning - Catastrophic Fires | 2038 | 0 | 16832.3912 | 280.5544 | 10192.2718 | 6359.5651 | 4385.7214 | 5.9571e-07 | 0 | 0.0026126 | 0.0026126 | 0 | 9.9787e-05 | 9.9787e-05 | 0 | 9.9787e-05
[79 empty] | WLDFR | HFTD - Distribution - Tier 2 - 5QU CoRE ¦ 5QU LoRE | Red Flag Warning - Catastrophic Fires | 2039 | 0 | 16832.3912 | 280.5544 | 10192.2718 | 6359.5651 | 4385.7214 | 5.9571e-07 | 0 | 0.0026126 | 0.0026126 | 0 | 9.9787e-05 | 9.9787e-05 | 0 | 9.9787e-05
[79 empty] | WLDFR | HFTD - Distribution - Tier 2 - 5QU CoRE ¦ 5QU LoRE | Red Flag Warning - Catastrophic Fires | 2040 | 0 | 16832.3912 | 280.5544 | 10192.2718 | 6359.5651 | 4385.7214 | 5.9571e-07 | 0 | 0.0026126 | 0.0026126 | 0 | 9.9787e-05 | 9.9787e-05 | 0 | 9.9787e-05
[79 empty] | WLDFR | HFTD - Distribution - Tier 2 - 5QU CoRE ¦ 5QU LoRE | Red Flag Warning - Catastrophic Fires | 2041 | 0 | 16832.3912 | 280.5544 | 10192.2718 | 6359.5651 | 4385.7214 | 5.9571e-07 | 0 | 0.0026126 | 0.0026126 | 0 | 0.00010422 | 0.00010422 | 0 | 0.00010422
[79 empty] | WLDFR | HFTD - Distribution - Tier 2 - 5QU CoRE ¦ 5QU LoRE | Red Flag Warning - Catastrophic Fires | 2042 | 0 | 16832.3912 | 280.5544 | 10192.2718 | 6359.5651 | 4385.7214 | 5.9571e-07 | 0 | 0.0026126 | 0.0026126 | 0 | 0.00010422 | 0.00010422 | 0 | 0.00010422
[79 empty] | WLDFR | HFTD - Distribution - Tier 2 - 5QU CoRE ¦ 5QU LoRE | Red Flag Warning - Catastrophic Fires | 2043 | 0 | 17672.0852 | 299.42 | 10692.7362 | 6679.929 | 4606.6527 | 5.9571e-07 | 0 | 0.0027442 | 0.0027442 | 0 | 0.00010422 | 0.00010422 | 0 | 0.00010422
[79 empty] | WLDFR | HFTD - Distribution - Tier 2 - 5QU CoRE ¦ 5QU LoRE | Red Flag Warning - Catastrophic Fires | 2044 | 0 | 17672.0852 | 299.42 | 10692.7362 | 6679.929 | 4606.6527 | 5.9571e-07 | 0 | 0.0027442 | 0.0027442 | 0 | 0.00010422 | 0.00010422 | 0 | 0.00010422
[79 empty] | WLDFR | HFTD - Distribution - Tier 2 - 5QU CoRE ¦ 5QU LoRE | Red Flag Warning - Catastrophic Fires | 2045 | 0 | 17672.0852 | 299.42 | 10692.7362 | 6679.929 | 4606.6527 | 5.9571e-07 | 0 | 0.0027442 | 0.0027442 | 0 | 0.00010422 | 0.00010422 | 0 | 0.00010422
[79 empty] | WLDFR | HFTD - Distribution - Tier 2 - 5QU CoRE ¦ 5QU LoRE | Red Flag Warning - Catastrophic Fires | 2046 | 0 | 17672.0852 | 299.42 | 10692.7362 | 6679.929 | 4606.6527 | 5.9571e-07 | 0 | 0.0027442 | 0.0027442 | 0 | 0.00010913 | 0.00010913 | 0 | 0.00010913
[79 empty] | WLDFR | HFTD - Distribution - Tier 2 - 5QU CoRE ¦ 5QU LoRE | Red Flag Warning - Catastrophic Fires | 2047 | 0 | 17672.0852 | 299.42 | 10692.7362 | 6679.929 | 4606.6527 | 5.9571e-07 | 0 | 0.0027442 | 0.0027442 | 0 | 0.00010913 | 0.00010913 | 0 | 0.00010913
[79 empty] | WLDFR | HFTD - Distribution - Tier 2 - 5QU CoRE ¦ 5QU LoRE | Red Flag Warning - Catastrophic Fires | 2048 | 0 | 18552.3348 | 319.4911 | 11216.5626 | 7016.281 | 4838.6098 | 5.9571e-07 | 0 | 0.0028824 | 0.0028824 | 0 | 0.00010913 | 0.00010913 | 0 | 0.00010913
[79 empty] | WLDFR | HFTD - Distribution - Tier 2 - 5QU CoRE ¦ 5QU LoRE | Red Flag Warning - Catastrophic Fires | 2049 | 0 | 18552.3348 | 319.4911 | 11216.5626 | 7016.281 | 4838.6098 | 5.9571e-07 | 0 | 0.0028824 | 0.0028824 | 0 | 0.00010913 | 0.00010913 | 0 | 0.00010913
[79 empty] | WLDFR | HFTD - Distribution - Tier 2 - 5QU CoRE ¦ 5QU LoRE | Red Flag Warning - Catastrophic Fires | 2050 | 0 | 18552.3348 | 319.4911 | 11216.5626 | 7016.281 | 4838.6098 | 5.9571e-07 | 0 | 0.0028824 | 0.0028824 | 0 | 0.00010913 | 0.00010913 | 0 | 0.00010913
[79 empty] | WLDFR | HFTD - Distribution - Tier 2 - 5QU CoRE ¦ 5QU LoRE | Red Flag Warning - Catastrophic Fires | 2051 | 0 | 18552.3348 | 319.4911 | 11216.5626 | 7016.281 | 4838.6098 | 5.9571e-07 | 0 | 0.0028824 | 0.0028824 | 0 | 0.00011447 | 0.00011447 | 0 | 0.00011447
[79 empty] | WLDFR | HFTD - Distribution - Tier 2 - 5QU CoRE ¦ 5QU LoRE | Red Flag Warning - Catastrophic Fires | 2052 | 0 | 18552.3348 | 319.4911 | 11216.5626 | 7016.281 | 4838.6098 | 5.9571e-07 | 0 | 0.0028824 | 0.0028824 | 0 | 0.00011447 | 0.00011447 | 0 | 0.00011447
[79 empty] | WLDFR | HFTD - Distribution - Tier 2 - 5QU CoRE ¦ 5QU LoRE | Red Flag Warning - Catastrophic Fires | 2053 | 0 | 19462.1283 | 340.5356 | 11757.1413 | 7364.4514 | 5078.7171 | 5.9571e-07 | 0 | 0.0030254 | 0.0030254 | 0 | 0.00011447 | 0.00011447 | 0 | 0.00011447
[79 empty] | WLDFR | HFTD - Distribution - Tier 2 - 5QU CoRE ¦ 5QU LoRE | Red Flag Warning - Catastrophic Fires | 2054 | 0 | 19462.1283 | 340.5356 | 11757.1413 | 7364.4514 | 5078.7171 | 5.9571e-07 | 0 | 0.0030254 | 0.0030254 | 0 | 0.00011447 | 0.00011447 | 0 | 0.00011447
[79 empty] | WLDFR | HFTD - Distribution - Tier 2 - 5QU CoRE ¦ 5QU LoRE | Red Flag Warning - Catastrophic Fires | 2055 | 0 | 19462.1283 | 340.5356 | 11757.1413 | 7364.4514 | 5078.7171 | 5.9571e-07 | 0 | 0.0030254 | 0.0030254 | 0 | 0.00011447 | 0.00011447 | 0 | 0.00011447
[79 empty] | WLDFR | HFTD - Distribution - Tier 2 - 5QU CoRE ¦ 5QU LoRE | Red Flag Warning - Large Fires | 2026 | 0 | 5.475 | 0.71896 | 3.0715 | 1.6846 | 1.1617 | 9.5316e-06 | 0 | 1.1073e-05 | 1.1073e-05 | 0 | 0.00012014 | 0.00012014 | 0 | 0.00012014
[79 empty] | WLDFR | HFTD - Distribution - Tier 2 - 5QU CoRE ¦ 5QU LoRE | Red Flag Warning - Large Fires | 2027 | 0 | 5.475 | 0.71896 | 3.0715 | 1.6846 | 1.1617 | 9.5316e-06 | 0 | 1.1073e-05 | 1.1073e-05 | 0 | 0.00012014 | 0.00012014 | 0 | 0.00012014
[79 empty] | WLDFR | HFTD - Distribution - Tier 2 - 5QU CoRE ¦ 5QU LoRE | Red Flag Warning - Large Fires | 2028 | 0 | 5.777 | 0.74734 | 3.238 | 1.7917 | 1.2356 | 9.5316e-06 | 0 | 1.1777e-05 | 1.1777e-05 | 0 | 0.00012014 | 0.00012014 | 0 | 0.00012014
[79 empty] | WLDFR | HFTD - Distribution - Tier 2 - 5QU CoRE ¦ 5QU LoRE | Red Flag Warning - Large Fires | 2029 | 0 | 5.777 | 0.74734 | 3.238 | 1.7917 | 1.2356 | 9.5316e-06 | 0 | 1.1777e-05 | 1.1777e-05 | 0 | 0.00012014 | 0.00012014 | 0 | 0.00012014
[79 empty] | WLDFR | HFTD - Distribution - Tier 2 - 5QU CoRE ¦ 5QU LoRE | Red Flag Warning - Large Fires | 2030 | 0 | 5.777 | 0.74734 | 3.238 | 1.7917 | 1.2356 | 9.5316e-06 | 0 | 1.1777e-05 | 1.1777e-05 | 0 | 0.00012014 | 0.00012014 | 0 | 0.00012014
[79 empty] | WLDFR | HFTD - Distribution - Tier 2 - 5QU CoRE ¦ 5QU LoRE | Red Flag Warning - Large Fires | 2031 | 0 | 5.777 | 0.74734 | 3.238 | 1.7917 | 1.2356 | 9.5316e-06 | 0 | 1.1777e-05 | 1.1777e-05 | 0 | 0.00012609 | 0.00012609 | 0 | 0.00012609
[79 empty] | WLDFR | HFTD - Distribution - Tier 2 - 5QU CoRE ¦ 5QU LoRE | Red Flag Warning - Large Fires | 2032 | 0 | 5.777 | 0.74734 | 3.238 | 1.7917 | 1.2356 | 9.5316e-06 | 0 | 1.1777e-05 | 1.1777e-05 | 0 | 0.00012609 | 0.00012609 | 0 | 0.00012609
[79 empty] | WLDFR | HFTD - Distribution - Tier 2 - 5QU CoRE ¦ 5QU LoRE | Red Flag Warning - Large Fires | 2033 | 0 | 6.1205 | 0.77885 | 3.4265 | 1.9151 | 1.3207 | 9.5316e-06 | 0 | 1.2589e-05 | 1.2589e-05 | 0 | 0.00012609 | 0.00012609 | 0 | 0.00012609
[79 empty] | WLDFR | HFTD - Distribution - Tier 2 - 5QU CoRE ¦ 5QU LoRE | Red Flag Warning - Large Fires | 2034 | 0 | 6.1205 | 0.77885 | 3.4265 | 1.9151 | 1.3207 | 9.5316e-06 | 0 | 1.2589e-05 | 1.2589e-05 | 0 | 0.00012609 | 0.00012609 | 0 | 0.00012609
[79 empty] | WLDFR | HFTD - Distribution - Tier 2 - 5QU CoRE ¦ 5QU LoRE | Red Flag Warning - Large Fires | 2035 | 0 | 6.1205 | 0.77885 | 3.4265 | 1.9151 | 1.3207 | 9.5316e-06 | 0 | 1.2589e-05 | 1.2589e-05 | 0 | 0 | 0.00012609 | 0 | 0.00012609
[79 empty] | WLDFR | HFTD - Distribution - Tier 2 - 5QU CoRE ¦ 5QU LoRE | Red Flag Warning - Large Fires | 2036 | 0 | 6.1205 | 0.77885 | 3.4265 | 1.9151 | 1.3207 | 9.5316e-06 | 0 | 1.2589e-05 | 1.2589e-05 | 0 | 4.2099e-06 | 0 | 0 | 0
[79 empty] | WLDFR | HFTD - Distribution - Tier 2 - 5QU CoRE ¦ 5QU LoRE | Red Flag Warning - Large Fires | 2037 | 0 | 6.1205 | 0.77885 | 3.4265 | 1.9151 | 1.3207 | 9.5316e-06 | 0 | 1.2589e-05 | 1.2589e-05 | 0 | 4.3983e-06 | 4.3983e-06 | 0 | 4.3983e-06
[79 empty] | WLDFR | HFTD - Distribution - Tier 2 - 5QU CoRE ¦ 5QU LoRE | Red Flag Warning - Large Fires | 2038 | 0 | 6.5028 | 0.81304 | 3.6355 | 2.0543 | 1.4167 | 9.5316e-06 | 0 | 1.3503e-05 | 1.3503e-05 | 0 | 4.3983e-06 | 4.3983e-06 | 0 | 4.3983e-06
[79 empty] | WLDFR | HFTD - Distribution - Tier 2 - 5QU CoRE ¦ 5QU LoRE | Red Flag Warning - Large Fires | 2039 | 0 | 6.5028 | 0.81304 | 3.6355 | 2.0543 | 1.4167 | 9.5316e-06 | 0 | 1.3503e-05 | 1.3503e-05 | 0 | 4.3983e-06 | 4.3983e-06 | 0 | 4.3983e-06
[79 empty] | WLDFR | HFTD - Distribution - Tier 2 - 5QU CoRE ¦ 5QU LoRE | Red Flag Warning - Large Fires | 2040 | 0 | 6.5028 | 0.81304 | 3.6355 | 2.0543 | 1.4167 | 9.5316e-06 | 0 | 1.3503e-05 | 1.3503e-05 | 0 | 4.3983e-06 | 4.3983e-06 | 0 | 4.3983e-06
[79 empty] | WLDFR | HFTD - Distribution - Tier 2 - 5QU CoRE ¦ 5QU LoRE | Red Flag Warning - Large Fires | 2041 | 0 | 6.5028 | 0.81304 | 3.6355 | 2.0543 | 1.4167 | 9.5316e-06 | 0 | 1.3503e-05 | 1.3503e-05 | 0 | 4.3983e-06 | 4.3983e-06 | 0 | 4.3983e-06
[79 empty] | WLDFR | HFTD - Distribution - Tier 2 - 5QU CoRE ¦ 5QU LoRE | Red Flag Warning - Large Fires | 2042 | 0 | 6.5028 | 0.81304 | 3.6355 | 2.0543 | 1.4167 | 9.5316e-06 | 0 | 1.3503e-05 | 1.3503e-05 | 0 | 4.6409e-06 | 4.6409e-06 | 0 | 4.6409e-06
[79 empty] | WLDFR | HFTD - Distribution - Tier 2 - 5QU CoRE ¦ 5QU LoRE | Red Flag Warning - Large Fires | 2043 | 0 | 6.9209 | 0.84944 | 3.8632 | 2.2083 | 1.5229 | 9.5316e-06 | 0 | 1.4516e-05 | 1.4516e-05 | 0 | 4.6409e-06 | 4.6409e-06 | 0 | 4.6409e-06
[79 empty] | WLDFR | HFTD - Distribution - Tier 2 - 5QU CoRE ¦ 5QU LoRE | Red Flag Warning - Large Fires | 2044 | 0 | 6.9209 | 0.84944 | 3.8632 | 2.2083 | 1.5229 | 9.5316e-06 | 0 | 1.4516e-05 | 1.4516e-05 | 0 | 4.6409e-06 | 4.6409e-06 | 0 | 4.6409e-06
[79 empty] | WLDFR | HFTD - Distribution - Tier 2 - 5QU CoRE ¦ 5QU LoRE | Red Flag Warning - Large Fires | 2045 | 0 | 6.9209 | 0.84944 | 3.8632 | 2.2083 | 1.5229 | 9.5316e-06 | 0 | 1.4516e-05 | 1.4516e-05 | 0 | 4.6409e-06 | 4.6409e-06 | 0 | 4.6409e-06
[79 empty] | WLDFR | HFTD - Distribution - Tier 2 - 5QU CoRE ¦ 5QU LoRE | Red Flag Warning - Large Fires | 2046 | 0 | 6.9209 | 0.84944 | 3.8632 | 2.2083 | 1.5229 | 9.5316e-06 | 0 | 1.4516e-05 | 1.4516e-05 | 0 | 4.6409e-06 | 4.6409e-06 | 0 | 4.6409e-06
[79 empty] | WLDFR | HFTD - Distribution - Tier 2 - 5QU CoRE ¦ 5QU LoRE | Red Flag Warning - Large Fires | 2047 | 0 | 6.9209 | 0.84944 | 3.8632 | 2.2083 | 1.5229 | 9.5316e-06 | 0 | 1.4516e-05 | 1.4516e-05 | 0 | 4.9168e-06 | 4.9168e-06 | 0 | 4.9168e-06
[79 empty] | WLDFR | HFTD - Distribution - Tier 2 - 5QU CoRE ¦ 5QU LoRE | Red Flag Warning - Large Fires | 2048 | 0 | 7.3713 | 0.88759 | 4.1075 | 2.3763 | 1.6388 | 9.5316e-06 | 0 | 1.562e-05 | 1.562e-05 | 0 | 4.9168e-06 | 4.9168e-06 | 0 | 4.9168e-06
[79 empty] | WLDFR | HFTD - Distribution - Tier 2 - 5QU CoRE ¦ 5QU LoRE | Red Flag Warning - Large Fires | 2049 | 0 | 7.3713 | 0.88759 | 4.1075 | 2.3763 | 1.6388 | 9.5316e-06 | 0 | 1.562e-05 | 1.562e-05 | 0 | 4.9168e-06 | 4.9168e-06 | 0 | 4.9168e-06
[79 empty] | WLDFR | HFTD - Distribution - Tier 2 - 5QU CoRE ¦ 5QU LoRE | Red Flag Warning - Large Fires | 2050 | 0 | 7.3713 | 0.88759 | 4.1075 | 2.3763 | 1.6388 | 9.5316e-06 | 0 | 1.562e-05 | 1.562e-05 | 0 | 4.9168e-06 | 4.9168e-06 | 0 | 4.9168e-06
[79 empty] | WLDFR | HFTD - Distribution - Tier 2 - 5QU CoRE ¦ 5QU LoRE | Red Flag Warning - Large Fires | 2051 | 0 | 7.3713 | 0.88759 | 4.1075 | 2.3763 | 1.6388 | 9.5316e-06 | 0 | 1.562e-05 | 1.562e-05 | 0 | 4.9168e-06 | 4.9168e-06 | 0 | 4.9168e-06
[79 empty] | WLDFR | HFTD - Distribution - Tier 2 - 5QU CoRE ¦ 5QU LoRE | Red Flag Warning - Large Fires | 2052 | 0 | 7.3713 | 0.88759 | 4.1075 | 2.3763 | 1.6388 | 9.5316e-06 | 0 | 1.562e-05 | 1.562e-05 | 0 | 5.224e-06 | 5.224e-06 | 0 | 5.224e-06
[79 empty] | WLDFR | HFTD - Distribution - Tier 2 - 5QU CoRE ¦ 5QU LoRE | Red Flag Warning - Large Fires | 2053 | 0 | 7.8503 | 0.92702 | 4.3664 | 2.5569 | 1.7633 | 9.5316e-06 | 0 | 1.6807e-05 | 1.6807e-05 | 0 | 5.224e-06 | 5.224e-06 | 0 | 5.224e-06
[79 empty] | WLDFR | HFTD - Distribution - Tier 2 - 5QU CoRE ¦ 5QU LoRE | Red Flag Warning - Large Fires | 2054 | 0 | 7.8503 | 0.92702 | 4.3664 | 2.5569 | 1.7633 | 9.5316e-06 | 0 | 1.6807e-05 | 1.6807e-05 | 0 | 5.224e-06 | 5.224e-06 | 0 | 5.224e-06
[79 empty] | WLDFR | HFTD - Distribution - Tier 2 - 5QU CoRE ¦ 5QU LoRE | Red Flag Warning - Large Fires | 2055 | 0 | 7.8503 | 0.92702 | 4.3664 | 2.5569 | 1.7633 | 9.5316e-06 | 0 | 1.6807e-05 | 1.6807e-05 | 0 | 5.224e-06 | 5.224e-06 | 0 | 5.224e-06
[79 empty] | WLDFR | HFTD - Distribution - Tier 2 - 5QU CoRE ¦ 5QU LoRE | Red Flag Warning - Small Fires | 2026 | 0 | 0.080408 | 0.03759 | 0.0016314 | 0.041187 | 0.028403 | 0.00023219 | 0 | 6.5949e-06 | 6.5949e-06 | 0 | 5.224e-06 | 5.224e-06 | 0 | 5.224e-06
[79 empty] | WLDFR | HFTD - Distribution - Tier 2 - 5QU CoRE ¦ 5QU LoRE | Red Flag Warning - Small Fires | 2027 | 0 | 0.080408 | 0.03759 | 0.0016314 | 0.041187 | 0.028403 | 0.00023219 | 0 | 6.5949e-06 | 6.5949e-06 | 0 | 5.5598e-06 | 5.5598e-06 | 0 | 5.5598e-06
[79 empty] | WLDFR | HFTD - Distribution - Tier 2 - 5QU CoRE ¦ 5QU LoRE | Red Flag Warning - Small Fires | 2028 | 0 | 0.083606 | 0.039055 | 0.001695 | 0.042856 | 0.029555 | 0.00023219 | 0 | 6.8622e-06 | 6.8622e-06 | 0 | 5.5598e-06 | 5.5598e-06 | 0 | 5.5598e-06
[79 empty] | WLDFR | HFTD - Distribution - Tier 2 - 5QU CoRE ¦ 5QU LoRE | Red Flag Warning - Small Fires | 2029 | 0 | 0.083606 | 0.039055 | 0.001695 | 0.042856 | 0.029555 | 0.00023219 | 0 | 6.8622e-06 | 6.8622e-06 | 0 | 5.5598e-06 | 5.5598e-06 | 0 | 5.5598e-06
[79 empty] | WLDFR | HFTD - Distribution - Tier 2 - 5QU CoRE ¦ 5QU LoRE | Red Flag Warning - Small Fires | 2030 | 0 | 0.083606 | 0.039055 | 0.001695 | 0.042856 | 0.029555 | 0.00023219 | 0 | 6.8622e-06 | 6.8622e-06 | 0 | 5.5598e-06 | 5.5598e-06 | 0 | 5.5598e-06
[79 empty] | WLDFR | HFTD - Distribution - Tier 2 - 5QU CoRE ¦ 5QU LoRE | Red Flag Warning - Small Fires | 2031 | 0 | 0.083606 | 0.039055 | 0.001695 | 0.042856 | 0.029555 | 0.00023219 | 0 | 6.8622e-06 | 6.8622e-06 | 0 | 5.5598e-06 | 5.5598e-06 | 0 | 5.5598e-06
[79 empty] | WLDFR | HFTD - Distribution - Tier 2 - 5QU CoRE ¦ 5QU LoRE | Red Flag Warning - Small Fires | 2032 | 0 | 0.083606 | 0.039055 | 0.001695 | 0.042856 | 0.029555 | 0.00023219 | 0 | 6.8622e-06 | 6.8622e-06 | 0 | 5.9217e-06 | 5.9217e-06 | 0 | 5.9217e-06
[79 empty] | WLDFR | HFTD - Distribution - Tier 2 - 5QU CoRE ¦ 5QU LoRE | Red Flag Warning - Small Fires | 2033 | 0 | 0.087211 | 0.040679 | 0.0017655 | 0.044766 | 0.030872 | 0.00023219 | 0 | 7.1681e-06 | 7.1681e-06 | 0 | 5.9217e-06 | 5.9217e-06 | 0 | 5.9217e-06
[79 empty] | WLDFR | HFTD - Distribution - Tier 2 - 5QU CoRE ¦ 5QU LoRE | Red Flag Warning - Small Fires | 2034 | 0 | 0.087211 | 0.040679 | 0.0017655 | 0.044766 | 0.030872 | 0.00023219 | 0 | 7.1681e-06 | 7.1681e-06 | 0 | 5.9217e-06 | 5.9217e-06 | 0 | 5.9217e-06
[79 empty] | WLDFR | HFTD - Distribution - Tier 2 - 5QU CoRE ¦ 5QU LoRE | Red Flag Warning - Small Fires | 2035 | 0 | 0.087211 | 0.040679 | 0.0017655 | 0.044766 | 0.030872 | 0.00023219 | 0 | 7.1681e-06 | 7.1681e-06 | 0 | 5.9217e-06 | 5.9217e-06 | 0 | 5.9217e-06
[79 empty] | WLDFR | HFTD - Distribution - Tier 2 - 5QU CoRE ¦ 5QU LoRE | Red Flag Warning - Small Fires | 2036 | 0 | 0.087211 | 0.040679 | 0.0017655 | 0.044766 | 0.030872 | 0.00023219 | 0 | 7.1681e-06 | 7.1681e-06 | 0 | 0 | 5.9217e-06 | 0 | 5.9217e-06
[79 empty] | WLDFR | HFTD - Distribution - Tier 2 - 5QU CoRE ¦ 5QU LoRE | Red Flag Warning - Small Fires | 2037 | 0 | 0.087211 | 0.040679 | 0.0017655 | 0.044766 | 0.030872 | 0.00023219 | 0 | 7.1681e-06 | 7.1681e-06 | 0 | 1.3414e-06 | 0 | 0 | 0
[79 empty] | WLDFR | HFTD - Distribution - Tier 2 - 5QU CoRE ¦ 5QU LoRE | Red Flag Warning - Small Fires | 2038 | 0 | 0.091184 | 0.042438 | 0.0018418 | 0.046905 | 0.032347 | 0.00023219 | 0 | 7.5105e-06 | 7.5105e-06 | 0 | 1.3846e-06 | 1.3846e-06 | 0 | 1.3846e-06
[79 empty] | WLDFR | HFTD - Distribution - Tier 2 - 5QU CoRE ¦ 5QU LoRE | Red Flag Warning - Small Fires | 2039 | 0 | 0.091184 | 0.042438 | 0.0018418 | 0.046905 | 0.032347 | 0.00023219 | 0 | 7.5105e-06 | 7.5105e-06 | 0 | 1.3846e-06 | 1.3846e-06 | 0 | 1.3846e-06
[79 empty] | WLDFR | HFTD - Distribution - Tier 2 - 5QU CoRE ¦ 5QU LoRE | Red Flag Warning - Small Fires | 2040 | 0 | 0.091184 | 0.042438 | 0.0018418 | 0.046905 | 0.032347 | 0.00023219 | 0 | 7.5105e-06 | 7.5105e-06 | 0 | 1.3846e-06 | 1.3846e-06 | 0 | 1.3846e-06
[79 empty] | WLDFR | HFTD - Distribution - Tier 2 - 5QU CoRE ¦ 5QU LoRE | Red Flag Warning - Small Fires | 2041 | 0 | 0.091184 | 0.042438 | 0.0018418 | 0.046905 | 0.032347 | 0.00023219 | 0 | 7.5105e-06 | 7.5105e-06 | 0 | 1.3846e-06 | 1.3846e-06 | 0 | 1.3846e-06
[79 empty] | WLDFR | HFTD - Distribution - Tier 2 - 5QU CoRE ¦ 5QU LoRE | Red Flag Warning - Small Fires | 2042 | 0 | 0.091184 | 0.042438 | 0.0018418 | 0.046905 | 0.032347 | 0.00023219 | 0 | 7.5105e-06 | 7.5105e-06 | 0 | 1.3846e-06 | 1.3846e-06 | 0 | 1.3846e-06
[79 empty] | WLDFR | HFTD - Distribution - Tier 2 - 5QU CoRE ¦ 5QU LoRE | Red Flag Warning - Small Fires | 2043 | 0 | 0.095486 | 0.044306 | 0.0019228 | 0.049257 | 0.033969 | 0.00023219 | 0 | 7.8871e-06 | 7.8871e-06 | 0 | 1.4397e-06 | 1.4397e-06 | 0 | 1.4397e-06
[79 empty] | WLDFR | HFTD - Distribution - Tier 2 - 5QU CoRE ¦ 5QU LoRE | Red Flag Warning - Small Fires | 2044 | 0 | 0.095486 | 0.044306 | 0.0019228 | 0.049257 | 0.033969 | 0.00023219 | 0 | 7.8871e-06 | 7.8871e-06 | 0 | 1.4397e-06 | 1.4397e-06 | 0 | 1.4397e-06
[79 empty] | WLDFR | HFTD - Distribution - Tier 2 - 5QU CoRE ¦ 5QU LoRE | Red Flag Warning - Small Fires | 2045 | 0 | 0.095486 | 0.044306 | 0.0019228 | 0.049257 | 0.033969 | 0.00023219 | 0 | 7.8871e-06 | 7.8871e-06 | 0 | 1.4397e-06 | 1.4397e-06 | 0 | 1.4397e-06
[79 empty] | WLDFR | HFTD - Distribution - Tier 2 - 5QU CoRE ¦ 5QU LoRE | Red Flag Warning - Small Fires | 2046 | 0 | 0.095486 | 0.044306 | 0.0019228 | 0.049257 | 0.033969 | 0.00023219 | 0 | 7.8871e-06 | 7.8871e-06 | 0 | 1.4397e-06 | 1.4397e-06 | 0 | 1.4397e-06
[79 empty] | WLDFR | HFTD - Distribution - Tier 2 - 5QU CoRE ¦ 5QU LoRE | Red Flag Warning - Small Fires | 2047 | 0 | 0.095486 | 0.044306 | 0.0019228 | 0.049257 | 0.033969 | 0.00023219 | 0 | 7.8871e-06 | 7.8871e-06 | 0 | 1.4397e-06 | 1.4397e-06 | 0 | 1.4397e-06
[79 empty] | WLDFR | HFTD - Distribution - Tier 2 - 5QU CoRE ¦ 5QU LoRE | Red Flag Warning - Small Fires | 2048 | 0 | 0.10007 | 0.04626 | 0.0020076 | 0.051804 | 0.035726 | 0.00023219 | 0 | 8.295e-06 | 8.295e-06 | 0 | 1.5017e-06 | 1.5017e-06 | 0 | 1.5017e-06
[79 empty] | WLDFR | HFTD - Distribution - Tier 2 - 5QU CoRE ¦ 5QU LoRE | Red Flag Warning - Small Fires | 2049 | 0 | 0.10007 | 0.04626 | 0.0020076 | 0.051804 | 0.035726 | 0.00023219 | 0 | 8.295e-06 | 8.295e-06 | 0 | 1.5017e-06 | 1.5017e-06 | 0 | 1.5017e-06
[79 empty] | WLDFR | HFTD - Distribution - Tier 2 - 5QU CoRE ¦ 5QU LoRE | Red Flag Warning - Small Fires | 2050 | 0 | 0.10007 | 0.04626 | 0.0020076 | 0.051804 | 0.035726 | 0.00023219 | 0 | 8.295e-06 | 8.295e-06 | 0 | 1.5017e-06 | 1.5017e-06 | 0 | 1.5017e-06
[79 empty] | WLDFR | HFTD - Distribution - Tier 2 - 5QU CoRE ¦ 5QU LoRE | Red Flag Warning - Small Fires | 2051 | 0 | 0.10007 | 0.04626 | 0.0020076 | 0.051804 | 0.035726 | 0.00023219 | 0 | 8.295e-06 | 8.295e-06 | 0 | 1.5017e-06 | 1.5017e-06 | 0 | 1.5017e-06
[79 empty] | WLDFR | HFTD - Distribution - Tier 2 - 5QU CoRE ¦ 5QU LoRE | Red Flag Warning - Small Fires | 2052 | 0 | 0.10007 | 0.04626 | 0.0020076 | 0.051804 | 0.035726 | 0.00023219 | 0 | 8.295e-06 | 8.295e-06 | 0 | 1.5017e-06 | 1.5017e-06 | 0 | 1.5017e-06
[79 empty] | WLDFR | HFTD - Distribution - Tier 2 - 5QU CoRE ¦ 5QU LoRE | Red Flag Warning - Small Fires | 2053 | 0 | 0.10489 | 0.048274 | 0.002095 | 0.054525 | 0.037602 | 0.00023219 | 0 | 8.7307e-06 | 8.7307e-06 | 0 | 1.5702e-06 | 1.5702e-06 | 0 | 1.5702e-06
[79 empty] | WLDFR | HFTD - Distribution - Tier 2 - 5QU CoRE ¦ 5QU LoRE | Red Flag Warning - Small Fires | 2054 | 0 | 0.10489 | 0.048274 | 0.002095 | 0.054525 | 0.037602 | 0.00023219 | 0 | 8.7307e-06 | 8.7307e-06 | 0 | 1.5702e-06 | 1.5702e-06 | 0 | 1.5702e-06
[79 empty] | WLDFR | HFTD - Distribution - Tier 2 - 5QU CoRE ¦ 5QU LoRE | Red Flag Warning - Small Fires | 2055 | 0 | 0.10489 | 0.048274 | 0.002095 | 0.054525 | 0.037602 | 0.00023219 | 0 | 8.7307e-06 | 8.7307e-06 | 0 | 1.5702e-06 | 1.5702e-06 | 0 | 1.5702e-06
[79 empty] | WLDFR | HFTD - Distribution - Tier 2 - 5QU CoRE ¦ 5QU LoRE | Seismic - Non-Red Flag Warning - Catastrophic Fires | 2026 | 0 | 21835.9781 | 428.6023 | 13939.561 | 7467.8148 | 5149.9993 | 1.5915e-09 | 0 | 8.1963e-06 | 8.1963e-06 | 0 | 1.5702e-06 | 1.5702e-06 | 0 | 1.5702e-06
[79 empty] | WLDFR | HFTD - Distribution - Tier 2 - 5QU CoRE ¦ 5QU LoRE | Seismic - Non-Red Flag Warning - Catastrophic Fires | 2027 | 0 | 21835.9781 | 428.6023 | 13939.561 | 7467.8148 | 5149.9993 | 1.5915e-09 | 0 | 8.1963e-06 | 8.1963e-06 | 0 | 1.5702e-06 | 1.5702e-06 | 0 | 1.5702e-06
[79 empty] | WLDFR | HFTD - Distribution - Tier 2 - 5QU CoRE ¦ 5QU LoRE | Seismic - Non-Red Flag Warning - Catastrophic Fires | 2028 | 0 | 22783.187 | 453.261 | 14531.3357 | 7798.5904 | 5378.1107 | 1.5915e-09 | 0 | 8.5593e-06 | 8.5593e-06 | 0 | 1.6442e-06 | 1.6442e-06 | 0 | 1.6442e-06
[79 empty] | WLDFR | HFTD - Distribution - Tier 2 - 5QU CoRE ¦ 5QU LoRE | Seismic - Non-Red Flag Warning - Catastrophic Fires | 2029 | 0 | 22783.187 | 453.261 | 14531.3357 | 7798.5904 | 5378.1107 | 1.5915e-09 | 0 | 8.5593e-06 | 8.5593e-06 | 0 | 1.6442e-06 | 1.6442e-06 | 0 | 1.6442e-06
[79 empty] | WLDFR | HFTD - Distribution - Tier 2 - 5QU CoRE ¦ 5QU LoRE | Seismic - Non-Red Flag Warning - Catastrophic Fires | 2030 | 0 | 22783.187 | 453.261 | 14531.3357 | 7798.5904 | 5378.1107 | 1.5915e-09 | 0 | 8.5593e-06 | 8.5593e-06 | 0 | 1.6442e-06 | 1.6442e-06 | 0 | 1.6442e-06
[79 empty] | WLDFR | HFTD - Distribution - Tier 2 - 5QU CoRE ¦ 5QU LoRE | Seismic - Non-Red Flag Warning - Catastrophic Fires | 2031 | 0 | 22783.187 | 453.261 | 14531.3357 | 7798.5904 | 5378.1107 | 1.5915e-09 | 0 | 8.5593e-06 | 8.5593e-06 | 0 | 1.6442e-06 | 1.6442e-06 | 0 | 1.6442e-06
[79 empty] | WLDFR | HFTD - Distribution - Tier 2 - 5QU CoRE ¦ 5QU LoRE | Seismic - Non-Red Flag Warning - Catastrophic Fires | 2032 | 0 | 22783.187 | 453.261 | 14531.3357 | 7798.5904 | 5378.1107 | 1.5915e-09 | 0 | 8.5593e-06 | 8.5593e-06 | 0 | 1.6442e-06 | 1.6442e-06 | 0 | 1.6442e-06
[79 empty] | WLDFR | HFTD - Distribution - Tier 2 - 5QU CoRE ¦ 5QU LoRE | Seismic - Non-Red Flag Warning - Catastrophic Fires | 2033 | 0 | 23835.2641 | 480.9649 | 15187.7294 | 8166.5698 | 5631.8789 | 1.5915e-09 | 0 | 8.9632e-06 | 8.9632e-06 | 0 | 1.7232e-06 | 1.7232e-06 | 0 | 1.7232e-06
[79 empty] | WLDFR | HFTD - Distribution - Tier 2 - 5QU CoRE ¦ 5QU LoRE | Seismic - Non-Red Flag Warning - Catastrophic Fires | 2034 | 0 | 23835.2641 | 480.9649 | 15187.7294 | 8166.5698 | 5631.8789 | 1.5915e-09 | 0 | 8.9632e-06 | 8.9632e-06 | 0 | 1.7232e-06 | 1.7232e-06 | 0 | 1.7232e-06
[79 empty] | WLDFR | HFTD - Distribution - Tier 2 - 5QU CoRE ¦ 5QU LoRE | Seismic - Non-Red Flag Warning - Catastrophic Fires | 2035 | 0 | 23835.2641 | 480.9649 | 15187.7294 | 8166.5698 | 5631.8789 | 1.5915e-09 | 0 | 8.9632e-06 | 8.9632e-06 | 0 | 1.7232e-06 | 1.7232e-06 | 0 | 1.7232e-06
[79 empty] | WLDFR | HFTD - Distribution - Tier 2 - 5QU CoRE ¦ 5QU LoRE | Seismic - Non-Red Flag Warning - Catastrophic Fires | 2036 | 0 | 23835.2641 | 480.9649 | 15187.7294 | 8166.5698 | 5631.8789 | 1.5915e-09 | 0 | 8.9632e-06 | 8.9632e-06 | 0 | 1.7232e-06 | 1.7232e-06 | 0 | 1.7232e-06
[79 empty] | WLDFR | HFTD - Distribution - Tier 2 - 5QU CoRE ¦ 5QU LoRE | Seismic - Non-Red Flag Warning - Catastrophic Fires | 2037 | 0 | 23835.2641 | 480.9649 | 15187.7294 | 8166.5698 | 5631.8789 | 1.5915e-09 | 0 | 8.9632e-06 | 8.9632e-06 | 0 | 0 | 1.7232e-06 | 0 | 1.7232e-06
[79 empty] | WLDFR | HFTD - Distribution - Tier 2 - 5QU CoRE ¦ 5QU LoRE | Seismic - Non-Red Flag Warning - Catastrophic Fires | 2038 | 0 | 24976.6418 | 511.3745 | 15898.8237 | 8566.4437 | 5907.6423 | 1.5915e-09 | 0 | 9.402e-06 | 9.402e-06 | 0 | 1.0386e-05 | 0 | 0 | 0
[79 empty] | WLDFR | HFTD - Distribution - Tier 2 - 5QU CoRE ¦ 5QU LoRE | Seismic - Non-Red Flag Warning - Catastrophic Fires | 2039 | 0 | 24976.6418 | 511.3745 | 15898.8237 | 8566.4437 | 5907.6423 | 1.5915e-09 | 0 | 9.402e-06 | 9.402e-06 | 0 | 1.0767e-05 | 1.0767e-05 | 0 | 1.0767e-05
[79 empty] | WLDFR | HFTD - Distribution - Tier 2 - 5QU CoRE ¦ 5QU LoRE | Seismic - Non-Red Flag Warning - Catastrophic Fires | 2040 | 0 | 24976.6418 | 511.3745 | 15898.8237 | 8566.4437 | 5907.6423 | 1.5915e-09 | 0 | 9.402e-06 | 9.402e-06 | 0 | 1.0767e-05 | 1.0767e-05 | 0 | 1.0767e-05
[79 empty] | WLDFR | HFTD - Distribution - Tier 2 - 5QU CoRE ¦ 5QU LoRE | Seismic - Non-Red Flag Warning - Catastrophic Fires | 2041 | 0 | 24976.6418 | 511.3745 | 15898.8237 | 8566.4437 | 5907.6423 | 1.5915e-09 | 0 | 9.402e-06 | 9.402e-06 | 0 | 1.0767e-05 | 1.0767e-05 | 0 | 1.0767e-05
[79 empty] | WLDFR | HFTD - Distribution - Tier 2 - 5QU CoRE ¦ 5QU LoRE | Seismic - Non-Red Flag Warning - Catastrophic Fires | 2042 | 0 | 24976.6418 | 511.3745 | 15898.8237 | 8566.4437 | 5907.6423 | 1.5915e-09 | 0 | 9.402e-06 | 9.402e-06 | 0 | 1.0767e-05 | 1.0767e-05 | 0 | 1.0767e-05
[79 empty] | WLDFR | HFTD - Distribution - Tier 2 - 5QU CoRE ¦ 5QU LoRE | Seismic - Non-Red Flag Warning - Catastrophic Fires | 2043 | 0 | 26191.7278 | 544.1291 | 16654.7414 | 8992.8573 | 6201.7082 | 1.5915e-09 | 0 | 9.8701e-06 | 9.8701e-06 | 0 | 1.0767e-05 | 1.0767e-05 | 0 | 1.0767e-05
[79 empty] | WLDFR | HFTD - Distribution - Tier 2 - 5QU CoRE ¦ 5QU LoRE | Seismic - Non-Red Flag Warning - Catastrophic Fires | 2044 | 0 | 26191.7278 | 544.1291 | 16654.7414 | 8992.8573 | 6201.7082 | 1.5915e-09 | 0 | 9.8701e-06 | 9.8701e-06 | 0 | 1.1247e-05 | 1.1247e-05 | 0 | 1.1247e-05
[79 empty] | WLDFR | HFTD - Distribution - Tier 2 - 5QU CoRE ¦ 5QU LoRE | Seismic - Non-Red Flag Warning - Catastrophic Fires | 2045 | 0 | 26191.7278 | 544.1291 | 16654.7414 | 8992.8573 | 6201.7082 | 1.5915e-09 | 0 | 9.8701e-06 | 9.8701e-06 | 0 | 1.1247e-05 | 1.1247e-05 | 0 | 1.1247e-05
[79 empty] | WLDFR | HFTD - Distribution - Tier 2 - 5QU CoRE ¦ 5QU LoRE | Seismic - Non-Red Flag Warning - Catastrophic Fires | 2046 | 0 | 26191.7278 | 544.1291 | 16654.7414 | 8992.8573 | 6201.7082 | 1.5915e-09 | 0 | 9.8701e-06 | 9.8701e-06 | 0 | 1.1247e-05 | 1.1247e-05 | 0 | 1.1247e-05
[79 empty] | WLDFR | HFTD - Distribution - Tier 2 - 5QU CoRE ¦ 5QU LoRE | Seismic - Non-Red Flag Warning - Catastrophic Fires | 2047 | 0 | 26191.7278 | 544.1291 | 16654.7414 | 8992.8573 | 6201.7082 | 1.5915e-09 | 0 | 9.8701e-06 | 9.8701e-06 | 0 | 1.1247e-05 | 1.1247e-05 | 0 | 1.1247e-05
[79 empty] | WLDFR | HFTD - Distribution - Tier 2 - 5QU CoRE ¦ 5QU LoRE | Seismic - Non-Red Flag Warning - Catastrophic Fires | 2048 | 0 | 27464.7227 | 578.8407 | 17445.538 | 9440.3441 | 6510.3067 | 1.5915e-09 | 0 | 1.0361e-05 | 1.0361e-05 | 0 | 1.1247e-05 | 1.1247e-05 | 0 | 1.1247e-05
[79 empty] | WLDFR | HFTD - Distribution - Tier 2 - 5QU CoRE ¦ 5QU LoRE | Seismic - Non-Red Flag Warning - Catastrophic Fires | 2049 | 0 | 27464.7227 | 578.8407 | 17445.538 | 9440.3441 | 6510.3067 | 1.5915e-09 | 0 | 1.0361e-05 | 1.0361e-05 | 0 | 1.178e-05 | 1.178e-05 | 0 | 1.178e-05
[79 empty] | WLDFR | HFTD - Distribution - Tier 2 - 5QU CoRE ¦ 5QU LoRE | Seismic - Non-Red Flag Warning - Catastrophic Fires | 2050 | 0 | 27464.7227 | 578.8407 | 17445.538 | 9440.3441 | 6510.3067 | 1.5915e-09 | 0 | 1.0361e-05 | 1.0361e-05 | 0 | 1.178e-05 | 1.178e-05 | 0 | 1.178e-05
[79 empty] | WLDFR | HFTD - Distribution - Tier 2 - 5QU CoRE ¦ 5QU LoRE | Seismic - Non-Red Flag Warning - Catastrophic Fires | 2051 | 0 | 27464.7227 | 578.8407 | 17445.538 | 9440.3441 | 6510.3067 | 1.5915e-09 | 0 | 1.0361e-05 | 1.0361e-05 | 0 | 1.178e-05 | 1.178e-05 | 0 | 1.178e-05
[79 empty] | WLDFR | HFTD - Distribution - Tier 2 - 5QU CoRE ¦ 5QU LoRE | Seismic - Non-Red Flag Warning - Catastrophic Fires | 2052 | 0 | 27464.7227 | 578.8407 | 17445.538 | 9440.3441 | 6510.3067 | 1.5915e-09 | 0 | 1.0361e-05 | 1.0361e-05 | 0 | 1.178e-05 | 1.178e-05 | 0 | 1.178e-05
[79 empty] | WLDFR | HFTD - Distribution - Tier 2 - 5QU CoRE ¦ 5QU LoRE | Seismic - Non-Red Flag Warning - Catastrophic Fires | 2053 | 0 | 28779.6694 | 615.0952 | 18261.2327 | 9903.3415 | 6829.6018 | 1.5915e-09 | 0 | 1.0869e-05 | 1.0869e-05 | 0 | 1.178e-05 | 1.178e-05 | 0 | 1.178e-05
[79 empty] | WLDFR | HFTD - Distribution - Tier 2 - 5QU CoRE ¦ 5QU LoRE | Seismic - Non-Red Flag Warning - Catastrophic Fires | 2054 | 0 | 28779.6694 | 615.0952 | 18261.2327 | 9903.3415 | 6829.6018 | 1.5915e-09 | 0 | 1.0869e-05 | 1.0869e-05 | 0 | 1.2359e-05 | 1.2359e-05 | 0 | 1.2359e-05
[79 empty] | WLDFR | HFTD - Distribution - Tier 2 - 5QU CoRE ¦ 5QU LoRE | Seismic - Non-Red Flag Warning - Catastrophic Fires | 2055 | 0 | 28779.6694 | 615.0952 | 18261.2327 | 9903.3415 | 6829.6018 | 1.5915e-09 | 0 | 1.0869e-05 | 1.0869e-05 | 0 | 1.2359e-05 | 1.2359e-05 | 0 | 1.2359e-05
[79 empty] | WLDFR | HFTD - Distribution - Tier 2 - 5QU CoRE ¦ 5QU LoRE | Seismic - Red Flag Warning - Catastrophic Fires | 2026 | 0 | 21835.9781 | 428.6023 | 13939.561 | 7467.8148 | 5149.9993 | 6.8625e-08 | 0 | 0.00035342 | 0.00035342 | 0 | 1.2359e-05 | 1.2359e-05 | 0 | 1.2359e-05
[79 empty] | WLDFR | HFTD - Distribution - Tier 2 - 5QU CoRE ¦ 5QU LoRE | Seismic - Red Flag Warning - Catastrophic Fires | 2027 | 0 | 21835.9781 | 428.6023 | 13939.561 | 7467.8148 | 5149.9993 | 6.8625e-08 | 0 | 0.00035342 | 0.00035342 | 0 | 1.2359e-05 | 1.2359e-05 | 0 | 1.2359e-05
[79 empty] | WLDFR | HFTD - Distribution - Tier 2 - 5QU CoRE ¦ 5QU LoRE | Seismic - Red Flag Warning - Catastrophic Fires | 2028 | 0 | 22783.187 | 453.261 | 14531.3357 | 7798.5904 | 5378.1107 | 6.8625e-08 | 0 | 0.00036907 | 0.00036907 | 0 | 1.2359e-05 | 1.2359e-05 | 0 | 1.2359e-05
[79 empty] | WLDFR | HFTD - Distribution - Tier 2 - 5QU CoRE ¦ 5QU LoRE | Seismic - Red Flag Warning - Catastrophic Fires | 2029 | 0 | 22783.187 | 453.261 | 14531.3357 | 7798.5904 | 5378.1107 | 6.8625e-08 | 0 | 0.00036907 | 0.00036907 | 0 | 1.2975e-05 | 1.2975e-05 | 0 | 1.2975e-05
[79 empty] | WLDFR | HFTD - Distribution - Tier 2 - 5QU CoRE ¦ 5QU LoRE | Seismic - Red Flag Warning - Catastrophic Fires | 2030 | 0 | 22783.187 | 453.261 | 14531.3357 | 7798.5904 | 5378.1107 | 6.8625e-08 | 0 | 0.00036907 | 0.00036907 | 0 | 1.2975e-05 | 1.2975e-05 | 0 | 1.2975e-05
[79 empty] | WLDFR | HFTD - Distribution - Tier 2 - 5QU CoRE ¦ 5QU LoRE | Seismic - Red Flag Warning - Catastrophic Fires | 2031 | 0 | 22783.187 | 453.261 | 14531.3357 | 7798.5904 | 5378.1107 | 6.8625e-08 | 0 | 0.00036907 | 0.00036907 | 0 | 1.2975e-05 | 1.2975e-05 | 0 | 1.2975e-05
[79 empty] | WLDFR | HFTD - Distribution - Tier 2 - 5QU CoRE ¦ 5QU LoRE | Seismic - Red Flag Warning - Catastrophic Fires | 2032 | 0 | 22783.187 | 453.261 | 14531.3357 | 7798.5904 | 5378.1107 | 6.8625e-08 | 0 | 0.00036907 | 0.00036907 | 0 | 1.2975e-05 | 1.2975e-05 | 0 | 1.2975e-05
[79 empty] | WLDFR | HFTD - Distribution - Tier 2 - 5QU CoRE ¦ 5QU LoRE | Seismic - Red Flag Warning - Catastrophic Fires | 2033 | 0 | 23835.2641 | 480.9649 | 15187.7294 | 8166.5698 | 5631.8789 | 6.8625e-08 | 0 | 0.00038649 | 0.00038649 | 0 | 1.2975e-05 | 1.2975e-05 | 0 | 1.2975e-05
[79 empty] | WLDFR | HFTD - Distribution - Tier 2 - 5QU CoRE ¦ 5QU LoRE | Seismic - Red Flag Warning - Catastrophic Fires | 2034 | 0 | 23835.2641 | 480.9649 | 15187.7294 | 8166.5698 | 5631.8789 | 6.8625e-08 | 0 | 0.00038649 | 0.00038649 | 0 | 1.3622e-05 | 1.3622e-05 | 0 | 1.3622e-05
[79 empty] | WLDFR | HFTD - Distribution - Tier 2 - 5QU CoRE ¦ 5QU LoRE | Seismic - Red Flag Warning - Catastrophic Fires | 2035 | 0 | 23835.2641 | 480.9649 | 15187.7294 | 8166.5698 | 5631.8789 | 6.8625e-08 | 0 | 0.00038649 | 0.00038649 | 0 | 1.3622e-05 | 1.3622e-05 | 0 | 1.3622e-05
[79 empty] | WLDFR | HFTD - Distribution - Tier 2 - 5QU CoRE ¦ 5QU LoRE | Seismic - Red Flag Warning - Catastrophic Fires | 2036 | 0 | 23835.2641 | 480.9649 | 15187.7294 | 8166.5698 | 5631.8789 | 6.8625e-08 | 0 | 0.00038649 | 0.00038649 | 0 | 1.3622e-05 | 1.3622e-05 | 0 | 1.3622e-05
[79 empty] | WLDFR | HFTD - Distribution - Tier 2 - 5QU CoRE ¦ 5QU LoRE | Seismic - Red Flag Warning - Catastrophic Fires | 2037 | 0 | 23835.2641 | 480.9649 | 15187.7294 | 8166.5698 | 5631.8789 | 6.8625e-08 | 0 | 0.00038649 | 0.00038649 | 0 | 1.3622e-05 | 1.3622e-05 | 0 | 1.3622e-05
[79 empty] | WLDFR | HFTD - Distribution - Tier 2 - 5QU CoRE ¦ 5QU LoRE | Seismic - Red Flag Warning - Catastrophic Fires | 2038 | 0 | 24976.6418 | 511.3745 | 15898.8237 | 8566.4437 | 5907.6423 | 6.8625e-08 | 0 | 0.00040541 | 0.00040541 | 0 | 0 | 1.3622e-05 | 0 | 1.3622e-05
[79 empty] | WLDFR | HFTD - Distribution - Tier 2 - 5QU CoRE ¦ 5QU LoRE | Seismic - Red Flag Warning - Catastrophic Fires | 2039 | 0 | 24976.6418 | 511.3745 | 15898.8237 | 8566.4437 | 5907.6423 | 6.8625e-08 | 0 | 0.00040541 | 0.00040541 | 0 | 1.1208e-05 | 0 | 0 | 0
[79 empty] | WLDFR | HFTD - Distribution - Tier 2 - 5QU CoRE ¦ 5QU LoRE | Seismic - Red Flag Warning - Catastrophic Fires | 2040 | 0 | 24976.6418 | 511.3745 | 15898.8237 | 8566.4437 | 5907.6423 | 6.8625e-08 | 0 | 0.00040541 | 0.00040541 | 0 | 1.1618e-05 | 1.1618e-05 | 0 | 1.1618e-05
[79 empty] | WLDFR | HFTD - Distribution - Tier 2 - 5QU CoRE ¦ 5QU LoRE | Seismic - Red Flag Warning - Catastrophic Fires | 2041 | 0 | 24976.6418 | 511.3745 | 15898.8237 | 8566.4437 | 5907.6423 | 6.8625e-08 | 0 | 0.00040541 | 0.00040541 | 0 | 1.1618e-05 | 1.1618e-05 | 0 | 1.1618e-05
[79 empty] | WLDFR | HFTD - Distribution - Tier 2 - 5QU CoRE ¦ 5QU LoRE | Seismic - Red Flag Warning - Catastrophic Fires | 2042 | 0 | 24976.6418 | 511.3745 | 15898.8237 | 8566.4437 | 5907.6423 | 6.8625e-08 | 0 | 0.00040541 | 0.00040541 | 0 | 1.1618e-05 | 1.1618e-05 | 0 | 1.1618e-05
[79 empty] | WLDFR | HFTD - Distribution - Tier 2 - 5QU CoRE ¦ 5QU LoRE | Seismic - Red Flag Warning - Catastrophic Fires | 2043 | 0 | 26191.7278 | 544.1291 | 16654.7414 | 8992.8573 | 6201.7082 | 6.8625e-08 | 0 | 0.00042559 | 0.00042559 | 0 | 1.1618e-05 | 1.1618e-05 | 0 | 1.1618e-05
[79 empty] | WLDFR | HFTD - Distribution - Tier 2 - 5QU CoRE ¦ 5QU LoRE | Seismic - Red Flag Warning - Catastrophic Fires | 2044 | 0 | 26191.7278 | 544.1291 | 16654.7414 | 8992.8573 | 6201.7082 | 6.8625e-08 | 0 | 0.00042559 | 0.00042559 | 0 | 1.1618e-05 | 1.1618e-05 | 0 | 1.1618e-05
[79 empty] | WLDFR | HFTD - Distribution - Tier 2 - 5QU CoRE ¦ 5QU LoRE | Seismic - Red Flag Warning - Catastrophic Fires | 2045 | 0 | 26191.7278 | 544.1291 | 16654.7414 | 8992.8573 | 6201.7082 | 6.8625e-08 | 0 | 0.00042559 | 0.00042559 | 0 | 1.2134e-05 | 1.2134e-05 | 0 | 1.2134e-05
[79 empty] | WLDFR | HFTD - Distribution - Tier 2 - 5QU CoRE ¦ 5QU LoRE | Seismic - Red Flag Warning - Catastrophic Fires | 2046 | 0 | 26191.7278 | 544.1291 | 16654.7414 | 8992.8573 | 6201.7082 | 6.8625e-08 | 0 | 0.00042559 | 0.00042559 | 0 | 1.2134e-05 | 1.2134e-05 | 0 | 1.2134e-05
[79 empty] | WLDFR | HFTD - Distribution - Tier 2 - 5QU CoRE ¦ 5QU LoRE | Seismic - Red Flag Warning - Catastrophic Fires | 2047 | 0 | 26191.7278 | 544.1291 | 16654.7414 | 8992.8573 | 6201.7082 | 6.8625e-08 | 0 | 0.00042559 | 0.00042559 | 0 | 1.2134e-05 | 1.2134e-05 | 0 | 1.2134e-05
[79 empty] | WLDFR | HFTD - Distribution - Tier 2 - 5QU CoRE ¦ 5QU LoRE | Seismic - Red Flag Warning - Catastrophic Fires | 2048 | 0 | 27464.7227 | 578.8407 | 17445.538 | 9440.3441 | 6510.3067 | 6.8625e-08 | 0 | 0.00044677 | 0.00044677 | 0 | 1.2134e-05 | 1.2134e-05 | 0 | 1.2134e-05
[79 empty] | WLDFR | HFTD - Distribution - Tier 2 - 5QU CoRE ¦ 5QU LoRE | Seismic - Red Flag Warning - Catastrophic Fires | 2049 | 0 | 27464.7227 | 578.8407 | 17445.538 | 9440.3441 | 6510.3067 | 6.8625e-08 | 0 | 0.00044677 | 0.00044677 | 0 | 1.2134e-05 | 1.2134e-05 | 0 | 1.2134e-05
[79 empty] | WLDFR | HFTD - Distribution - Tier 2 - 5QU CoRE ¦ 5QU LoRE | Seismic - Red Flag Warning - Catastrophic Fires | 2050 | 0 | 27464.7227 | 578.8407 | 17445.538 | 9440.3441 | 6510.3067 | 6.8625e-08 | 0 | 0.00044677 | 0.00044677 | 0 | 1.2706e-05 | 1.2706e-05 | 0 | 1.2706e-05
[79 empty] | WLDFR | HFTD - Distribution - Tier 2 - 5QU CoRE ¦ 5QU LoRE | Seismic - Red Flag Warning - Catastrophic Fires | 2051 | 0 | 27464.7227 | 578.8407 | 17445.538 | 9440.3441 | 6510.3067 | 6.8625e-08 | 0 | 0.00044677 | 0.00044677 | 0 | 1.2706e-05 | 1.2706e-05 | 0 | 1.2706e-05
[79 empty] | WLDFR | HFTD - Distribution - Tier 2 - 5QU CoRE ¦ 5QU LoRE | Seismic - Red Flag Warning - Catastrophic Fires | 2052 | 0 | 27464.7227 | 578.8407 | 17445.538 | 9440.3441 | 6510.3067 | 6.8625e-08 | 0 | 0.00044677 | 0.00044677 | 0 | 1.2706e-05 | 1.2706e-05 | 0 | 1.2706e-05
[79 empty] | WLDFR | HFTD - Distribution - Tier 2 - 5QU CoRE ¦ 5QU LoRE | Seismic - Red Flag Warning - Catastrophic Fires | 2053 | 0 | 28779.6694 | 615.0952 | 18261.2327 | 9903.3415 | 6829.6018 | 6.8625e-08 | 0 | 0.00046868 | 0.00046868 | 0 | 1.2706e-05 | 1.2706e-05 | 0 | 1.2706e-05
[79 empty] | WLDFR | HFTD - Distribution - Tier 2 - 5QU CoRE ¦ 5QU LoRE | Seismic - Red Flag Warning - Catastrophic Fires | 2054 | 0 | 28779.6694 | 615.0952 | 18261.2327 | 9903.3415 | 6829.6018 | 6.8625e-08 | 0 | 0.00046868 | 0.00046868 | 0 | 1.2706e-05 | 1.2706e-05 | 0 | 1.2706e-05
[79 empty] | WLDFR | HFTD - Distribution - Tier 2 - 5QU CoRE ¦ 5QU LoRE | Seismic - Red Flag Warning - Catastrophic Fires | 2055 | 0 | 28779.6694 | 615.0952 | 18261.2327 | 9903.3415 | 6829.6018 | 6.8625e-08 | 0 | 0.00046868 | 0.00046868 | 0 | 1.3327e-05 | 1.3327e-05 | 0 | 1.3327e-05
[79 empty] | WLDFR | HFTD - Distribution - Tier 3 - 1QU CoRE ¦ 1QU LoRE | Non-Red Flag Warning - Catastrophic Fires | 2026 | 0 | 14664.6376 | 233.2301 | 8896.516 | 5534.8915 | 3817.0051 | 2.3313e-05 | 0 | 0.088984 | 0.088984 | 0 | 1.3327e-05 | 1.3327e-05 | 0 | 1.3327e-05
[79 empty] | WLDFR | HFTD - Distribution - Tier 3 - 1QU CoRE ¦ 1QU LoRE | Non-Red Flag Warning - Catastrophic Fires | 2027 | 0 | 14664.6376 | 233.2301 | 8896.516 | 5534.8915 | 3817.0051 | 2.3313e-05 | 0 | 0.088984 | 0.088984 | 0 | 1.3327e-05 | 1.3327e-05 | 0 | 1.3327e-05
[79 empty] | WLDFR | HFTD - Distribution - Tier 3 - 1QU CoRE ¦ 1QU LoRE | Non-Red Flag Warning - Catastrophic Fires | 2028 | 0 | 15317.9909 | 247.273 | 9287.6491 | 5783.0689 | 3988.1546 | 2.3313e-05 | 0 | 0.092974 | 0.092974 | 0 | 1.3327e-05 | 1.3327e-05 | 0 | 1.3327e-05
[79 empty] | WLDFR | HFTD - Distribution - Tier 3 - 1QU CoRE ¦ 1QU LoRE | Non-Red Flag Warning - Catastrophic Fires | 2029 | 0 | 15317.9909 | 247.273 | 9287.6491 | 5783.0689 | 3988.1546 | 2.3313e-05 | 0 | 0.092974 | 0.092974 | 0 | 1.3327e-05 | 1.3327e-05 | 0 | 1.3327e-05
[79 empty] | WLDFR | HFTD - Distribution - Tier 3 - 1QU CoRE ¦ 1QU LoRE | Non-Red Flag Warning - Catastrophic Fires | 2030 | 0 | 15317.9909 | 247.273 | 9287.6491 | 5783.0689 | 3988.1546 | 2.3313e-05 | 0 | 0.092974 | 0.092974 | 0 | 1.3988e-05 | 1.3988e-05 | 0 | 1.3988e-05
[79 empty] | WLDFR | HFTD - Distribution - Tier 3 - 1QU CoRE ¦ 1QU LoRE | Non-Red Flag Warning - Catastrophic Fires | 2031 | 0 | 15317.9909 | 247.273 | 9287.6491 | 5783.0689 | 3988.1546 | 2.3313e-05 | 0 | 0.092974 | 0.092974 | 0 | 1.3988e-05 | 1.3988e-05 | 0 | 1.3988e-05
[79 empty] | WLDFR | HFTD - Distribution - Tier 3 - 1QU CoRE ¦ 1QU LoRE | Non-Red Flag Warning - Catastrophic Fires | 2032 | 0 | 15317.9909 | 247.273 | 9287.6491 | 5783.0689 | 3988.1546 | 2.3313e-05 | 0 | 0.092974 | 0.092974 | 0 | 1.3988e-05 | 1.3988e-05 | 0 | 1.3988e-05
[79 empty] | WLDFR | HFTD - Distribution - Tier 3 - 1QU CoRE ¦ 1QU LoRE | Non-Red Flag Warning - Catastrophic Fires | 2033 | 0 | 16044.1264 | 263.1074 | 9721.74 | 6059.2791 | 4178.6364 | 2.3313e-05 | 0 | 0.097415 | 0.097415 | 0 | 1.3988e-05 | 1.3988e-05 | 0 | 1.3988e-05
[79 empty] | WLDFR | HFTD - Distribution - Tier 3 - 1QU CoRE ¦ 1QU LoRE | Non-Red Flag Warning - Catastrophic Fires | 2034 | 0 | 16044.1264 | 263.1074 | 9721.74 | 6059.2791 | 4178.6364 | 2.3313e-05 | 0 | 0.097415 | 0.097415 | 0 | 1.3988e-05 | 1.3988e-05 | 0 | 1.3988e-05
[79 empty] | WLDFR | HFTD - Distribution - Tier 3 - 1QU CoRE ¦ 1QU LoRE | Non-Red Flag Warning - Catastrophic Fires | 2035 | 0 | 16044.1264 | 263.1074 | 9721.74 | 6059.2791 | 4178.6364 | 2.3313e-05 | 0 | 0.097415 | 0.097415 | 0 | 1.468e-05 | 1.468e-05 | 0 | 1.468e-05
[79 empty] | WLDFR | HFTD - Distribution - Tier 3 - 1QU CoRE ¦ 1QU LoRE | Non-Red Flag Warning - Catastrophic Fires | 2036 | 0 | 16044.1264 | 263.1074 | 9721.74 | 6059.2791 | 4178.6364 | 2.3313e-05 | 0 | 0.097415 | 0.097415 | 0 | 1.468e-05 | 1.468e-05 | 0 | 1.468e-05
[79 empty] | WLDFR | HFTD - Distribution - Tier 3 - 1QU CoRE ¦ 1QU LoRE | Non-Red Flag Warning - Catastrophic Fires | 2037 | 0 | 16044.1264 | 263.1074 | 9721.74 | 6059.2791 | 4178.6364 | 2.3313e-05 | 0 | 0.097415 | 0.097415 | 0 | 1.468e-05 | 1.468e-05 | 0 | 1.468e-05
[79 empty] | WLDFR | HFTD - Distribution - Tier 3 - 1QU CoRE ¦ 1QU LoRE | Non-Red Flag Warning - Catastrophic Fires | 2038 | 0 | 16832.3912 | 280.5544 | 10192.2718 | 6359.5651 | 4385.7214 | 2.3313e-05 | 0 | 0.10224 | 0.10224 | 0 | 1.468e-05 | 1.468e-05 | 0 | 1.468e-05
[79 empty] | WLDFR | HFTD - Distribution - Tier 3 - 1QU CoRE ¦ 1QU LoRE | Non-Red Flag Warning - Catastrophic Fires | 2039 | 0 | 16832.3912 | 280.5544 | 10192.2718 | 6359.5651 | 4385.7214 | 2.3313e-05 | 0 | 0.10224 | 0.10224 | 0 | 0 | 1.468e-05 | 0 | 1.468e-05
[79 empty] | WLDFR | HFTD - Distribution - Tier 3 - 1QU CoRE ¦ 1QU LoRE | Non-Red Flag Warning - Catastrophic Fires | 2040 | 0 | 16832.3912 | 280.5544 | 10192.2718 | 6359.5651 | 4385.7214 | 2.3313e-05 | 0 | 0.10224 | 0.10224 | 0 | 1.0635e-06 | 0 | 0 | 0
[79 empty] | WLDFR | HFTD - Distribution - Tier 3 - 1QU CoRE ¦ 1QU LoRE | Non-Red Flag Warning - Catastrophic Fires | 2041 | 0 | 16832.3912 | 280.5544 | 10192.2718 | 6359.5651 | 4385.7214 | 2.3313e-05 | 0 | 0.10224 | 0.10224 | 0 | 1.1111e-06 | 1.1111e-06 | 0 | 1.1111e-06
[79 empty] | WLDFR | HFTD - Distribution - Tier 3 - 1QU CoRE ¦ 1QU LoRE | Non-Red Flag Warning - Catastrophic Fires | 2042 | 0 | 16832.3912 | 280.5544 | 10192.2718 | 6359.5651 | 4385.7214 | 2.3313e-05 | 0 | 0.10224 | 0.10224 | 0 | 1.1111e-06 | 1.1111e-06 | 0 | 1.1111e-06
[79 empty] | WLDFR | HFTD - Distribution - Tier 3 - 1QU CoRE ¦ 1QU LoRE | Non-Red Flag Warning - Catastrophic Fires | 2043 | 0 | 17672.0852 | 299.42 | 10692.7362 | 6679.929 | 4606.6527 | 2.3313e-05 | 0 | 0.10739 | 0.10739 | 0 | 1.1111e-06 | 1.1111e-06 | 0 | 1.1111e-06
[79 empty] | WLDFR | HFTD - Distribution - Tier 3 - 1QU CoRE ¦ 1QU LoRE | Non-Red Flag Warning - Catastrophic Fires | 2044 | 0 | 17672.0852 | 299.42 | 10692.7362 | 6679.929 | 4606.6527 | 2.3313e-05 | 0 | 0.10739 | 0.10739 | 0 | 1.1111e-06 | 1.1111e-06 | 0 | 1.1111e-06
[79 empty] | WLDFR | HFTD - Distribution - Tier 3 - 1QU CoRE ¦ 1QU LoRE | Non-Red Flag Warning - Catastrophic Fires | 2045 | 0 | 17672.0852 | 299.42 | 10692.7362 | 6679.929 | 4606.6527 | 2.3313e-05 | 0 | 0.10739 | 0.10739 | 0 | 1.1111e-06 | 1.1111e-06 | 0 | 1.1111e-06
[79 empty] | WLDFR | HFTD - Distribution - Tier 3 - 1QU CoRE ¦ 1QU LoRE | Non-Red Flag Warning - Catastrophic Fires | 2046 | 0 | 17672.0852 | 299.42 | 10692.7362 | 6679.929 | 4606.6527 | 2.3313e-05 | 0 | 0.10739 | 0.10739 | 0 | 1.1724e-06 | 1.1724e-06 | 0 | 1.1724e-06
[79 empty] | WLDFR | HFTD - Distribution - Tier 3 - 1QU CoRE ¦ 1QU LoRE | Non-Red Flag Warning - Catastrophic Fires | 2047 | 0 | 17672.0852 | 299.42 | 10692.7362 | 6679.929 | 4606.6527 | 2.3313e-05 | 0 | 0.10739 | 0.10739 | 0 | 1.1724e-06 | 1.1724e-06 | 0 | 1.1724e-06
[79 empty] | WLDFR | HFTD - Distribution - Tier 3 - 1QU CoRE ¦ 1QU LoRE | Non-Red Flag Warning - Catastrophic Fires | 2048 | 0 | 18552.3348 | 319.4911 | 11216.5626 | 7016.281 | 4838.6098 | 2.3313e-05 | 0 | 0.1128 | 0.1128 | 0 | 1.1724e-06 | 1.1724e-06 | 0 | 1.1724e-06
[79 empty] | WLDFR | HFTD - Distribution - Tier 3 - 1QU CoRE ¦ 1QU LoRE | Non-Red Flag Warning - Catastrophic Fires | 2049 | 0 | 18552.3348 | 319.4911 | 11216.5626 | 7016.281 | 4838.6098 | 2.3313e-05 | 0 | 0.1128 | 0.1128 | 0 | 1.1724e-06 | 1.1724e-06 | 0 | 1.1724e-06
[79 empty] | WLDFR | HFTD - Distribution - Tier 3 - 1QU CoRE ¦ 1QU LoRE | Non-Red Flag Warning - Catastrophic Fires | 2050 | 0 | 18552.3348 | 319.4911 | 11216.5626 | 7016.281 | 4838.6098 | 2.3313e-05 | 0 | 0.1128 | 0.1128 | 0 | 1.1724e-06 | 1.1724e-06 | 0 | 1.1724e-06
[79 empty] | WLDFR | HFTD - Distribution - Tier 3 - 1QU CoRE ¦ 1QU LoRE | Non-Red Flag Warning - Catastrophic Fires | 2051 | 0 | 18552.3348 | 319.4911 | 11216.5626 | 7016.281 | 4838.6098 | 2.3313e-05 | 0 | 0.1128 | 0.1128 | 0 | 1.2421e-06 | 1.2421e-06 | 0 | 1.2421e-06
[79 empty] | WLDFR | HFTD - Distribution - Tier 3 - 1QU CoRE ¦ 1QU LoRE | Non-Red Flag Warning - Catastrophic Fires | 2052 | 0 | 18552.3348 | 319.4911 | 11216.5626 | 7016.281 | 4838.6098 | 2.3313e-05 | 0 | 0.1128 | 0.1128 | 0 | 1.2421e-06 | 1.2421e-06 | 0 | 1.2421e-06
[79 empty] | WLDFR | HFTD - Distribution - Tier 3 - 1QU CoRE ¦ 1QU LoRE | Non-Red Flag Warning - Catastrophic Fires | 2053 | 0 | 19462.1283 | 340.5356 | 11757.1413 | 7364.4514 | 5078.7171 | 2.3313e-05 | 0 | 0.1184 | 0.1184 | 0 | 1.2421e-06 | 1.2421e-06 | 0 | 1.2421e-06
[79 empty] | WLDFR | HFTD - Distribution - Tier 3 - 1QU CoRE ¦ 1QU LoRE | Non-Red Flag Warning - Catastrophic Fires | 2054 | 0 | 19462.1283 | 340.5356 | 11757.1413 | 7364.4514 | 5078.7171 | 2.3313e-05 | 0 | 0.1184 | 0.1184 | 0 | 1.2421e-06 | 1.2421e-06 | 0 | 1.2421e-06
[79 empty] | WLDFR | HFTD - Distribution - Tier 3 - 1QU CoRE ¦ 1QU LoRE | Non-Red Flag Warning - Catastrophic Fires | 2055 | 0 | 19462.1283 | 340.5356 | 11757.1413 | 7364.4514 | 5078.7171 | 2.3313e-05 | 0 | 0.1184 | 0.1184 | 0 | 1.2421e-06 | 1.2421e-06 | 0 | 1.2421e-06
[79 empty] | WLDFR | HFTD - Distribution - Tier 3 - 1QU CoRE ¦ 1QU LoRE | Non-Red Flag Warning - Large Fires | 2026 | 0 | 5.475 | 0.71896 | 3.0715 | 1.6846 | 1.1617 | 9.5743e-05 | 0 | 0.00011123 | 0.00011123 | 0 | 1.3197e-06 | 1.3197e-06 | 0 | 1.3197e-06
[79 empty] | WLDFR | HFTD - Distribution - Tier 3 - 1QU CoRE ¦ 1QU LoRE | Non-Red Flag Warning - Large Fires | 2027 | 0 | 5.475 | 0.71896 | 3.0715 | 1.6846 | 1.1617 | 9.5743e-05 | 0 | 0.00011123 | 0.00011123 | 0 | 1.3197e-06 | 1.3197e-06 | 0 | 1.3197e-06
[79 empty] | WLDFR | HFTD - Distribution - Tier 3 - 1QU CoRE ¦ 1QU LoRE | Non-Red Flag Warning - Large Fires | 2028 | 0 | 5.777 | 0.74734 | 3.238 | 1.7917 | 1.2356 | 9.5743e-05 | 0 | 0.0001183 | 0.0001183 | 0 | 1.3197e-06 | 1.3197e-06 | 0 | 1.3197e-06
[79 empty] | WLDFR | HFTD - Distribution - Tier 3 - 1QU CoRE ¦ 1QU LoRE | Non-Red Flag Warning - Large Fires | 2029 | 0 | 5.777 | 0.74734 | 3.238 | 1.7917 | 1.2356 | 9.5743e-05 | 0 | 0.0001183 | 0.0001183 | 0 | 1.3197e-06 | 1.3197e-06 | 0 | 1.3197e-06
[79 empty] | WLDFR | HFTD - Distribution - Tier 3 - 1QU CoRE ¦ 1QU LoRE | Non-Red Flag Warning - Large Fires | 2030 | 0 | 5.777 | 0.74734 | 3.238 | 1.7917 | 1.2356 | 9.5743e-05 | 0 | 0.0001183 | 0.0001183 | 0 | 1.3197e-06 | 1.3197e-06 | 0 | 1.3197e-06
[79 empty] | WLDFR | HFTD - Distribution - Tier 3 - 1QU CoRE ¦ 1QU LoRE | Non-Red Flag Warning - Large Fires | 2031 | 0 | 5.777 | 0.74734 | 3.238 | 1.7917 | 1.2356 | 9.5743e-05 | 0 | 0.0001183 | 0.0001183 | 0 | 1.4045e-06 | 1.4045e-06 | 0 | 1.4045e-06
[79 empty] | WLDFR | HFTD - Distribution - Tier 3 - 1QU CoRE ¦ 1QU LoRE | Non-Red Flag Warning - Large Fires | 2032 | 0 | 5.777 | 0.74734 | 3.238 | 1.7917 | 1.2356 | 9.5743e-05 | 0 | 0.0001183 | 0.0001183 | 0 | 1.4045e-06 | 1.4045e-06 | 0 | 1.4045e-06
[79 empty] | WLDFR | HFTD - Distribution - Tier 3 - 1QU CoRE ¦ 1QU LoRE | Non-Red Flag Warning - Large Fires | 2033 | 0 | 6.1205 | 0.77885 | 3.4265 | 1.9151 | 1.3207 | 9.5743e-05 | 0 | 0.00012645 | 0.00012645 | 0 | 1.4045e-06 | 1.4045e-06 | 0 | 1.4045e-06
[79 empty] | WLDFR | HFTD - Distribution - Tier 3 - 1QU CoRE ¦ 1QU LoRE | Non-Red Flag Warning - Large Fires | 2034 | 0 | 6.1205 | 0.77885 | 3.4265 | 1.9151 | 1.3207 | 9.5743e-05 | 0 | 0.00012645 | 0.00012645 | 0 | 1.4045e-06 | 1.4045e-06 | 0 | 1.4045e-06
[79 empty] | WLDFR | HFTD - Distribution - Tier 3 - 1QU CoRE ¦ 1QU LoRE | Non-Red Flag Warning - Large Fires | 2035 | 0 | 6.1205 | 0.77885 | 3.4265 | 1.9151 | 1.3207 | 9.5743e-05 | 0 | 0.00012645 | 0.00012645 | 0 | 1.4045e-06 | 1.4045e-06 | 0 | 1.4045e-06
[79 empty] | WLDFR | HFTD - Distribution - Tier 3 - 1QU CoRE ¦ 1QU LoRE | Non-Red Flag Warning - Large Fires | 2036 | 0 | 6.1205 | 0.77885 | 3.4265 | 1.9151 | 1.3207 | 9.5743e-05 | 0 | 0.00012645 | 0.00012645 | 0 | 1.4959e-06 | 1.4959e-06 | 0 | 1.4959e-06
[79 empty] | WLDFR | HFTD - Distribution - Tier 3 - 1QU CoRE ¦ 1QU LoRE | Non-Red Flag Warning - Large Fires | 2037 | 0 | 6.1205 | 0.77885 | 3.4265 | 1.9151 | 1.3207 | 9.5743e-05 | 0 | 0.00012645 | 0.00012645 | 0 | 1.4959e-06 | 1.4959e-06 | 0 | 1.4959e-06
[79 empty] | WLDFR | HFTD - Distribution - Tier 3 - 1QU CoRE ¦ 1QU LoRE | Non-Red Flag Warning - Large Fires | 2038 | 0 | 6.5028 | 0.81304 | 3.6355 | 2.0543 | 1.4167 | 9.5743e-05 | 0 | 0.00013564 | 0.00013564 | 0 | 1.4959e-06 | 1.4959e-06 | 0 | 1.4959e-06
[79 empty] | WLDFR | HFTD - Distribution - Tier 3 - 1QU CoRE ¦ 1QU LoRE | Non-Red Flag Warning - Large Fires | 2039 | 0 | 6.5028 | 0.81304 | 3.6355 | 2.0543 | 1.4167 | 9.5743e-05 | 0 | 0.00013564 | 0.00013564 | 0 | 1.4959e-06 | 1.4959e-06 | 0 | 1.4959e-06
[79 empty] | WLDFR | HFTD - Distribution - Tier 3 - 1QU CoRE ¦ 1QU LoRE | Non-Red Flag Warning - Large Fires | 2040 | 0 | 6.5028 | 0.81304 | 3.6355 | 2.0543 | 1.4167 | 9.5743e-05 | 0 | 0.00013564 | 0.00013564 | 0 | 0 | 1.4959e-06 | 0 | 1.4959e-06
[79 empty] | WLDFR | HFTD - Distribution - Tier 3 - 1QU CoRE ¦ 1QU LoRE | Non-Red Flag Warning - Large Fires | 2041 | 0 | 6.5028 | 0.81304 | 3.6355 | 2.0543 | 1.4167 | 9.5743e-05 | 0 | 0.00013564 | 0.00013564 | 0 | 9.2685e-06 | 0 | 0 | 0
[79 empty] | WLDFR | HFTD - Distribution - Tier 3 - 1QU CoRE ¦ 1QU LoRE | Non-Red Flag Warning - Large Fires | 2042 | 0 | 6.5028 | 0.81304 | 3.6355 | 2.0543 | 1.4167 | 9.5743e-05 | 0 | 0.00013564 | 0.00013564 | 0 | 9.5668e-06 | 9.5668e-06 | 0 | 9.5668e-06
[79 empty] | WLDFR | HFTD - Distribution - Tier 3 - 1QU CoRE ¦ 1QU LoRE | Non-Red Flag Warning - Large Fires | 2043 | 0 | 6.9209 | 0.84944 | 3.8632 | 2.2083 | 1.5229 | 9.5743e-05 | 0 | 0.00014581 | 0.00014581 | 0 | 9.5668e-06 | 9.5668e-06 | 0 | 9.5668e-06
[79 empty] | WLDFR | HFTD - Distribution - Tier 3 - 1QU CoRE ¦ 1QU LoRE | Non-Red Flag Warning - Large Fires | 2044 | 0 | 6.9209 | 0.84944 | 3.8632 | 2.2083 | 1.5229 | 9.5743e-05 | 0 | 0.00014581 | 0.00014581 | 0 | 9.5668e-06 | 9.5668e-06 | 0 | 9.5668e-06
[79 empty] | WLDFR | HFTD - Distribution - Tier 3 - 1QU CoRE ¦ 1QU LoRE | Non-Red Flag Warning - Large Fires | 2045 | 0 | 6.9209 | 0.84944 | 3.8632 | 2.2083 | 1.5229 | 9.5743e-05 | 0 | 0.00014581 | 0.00014581 | 0 | 9.5668e-06 | 9.5668e-06 | 0 | 9.5668e-06
[79 empty] | WLDFR | HFTD - Distribution - Tier 3 - 1QU CoRE ¦ 1QU LoRE | Non-Red Flag Warning - Large Fires | 2046 | 0 | 6.9209 | 0.84944 | 3.8632 | 2.2083 | 1.5229 | 9.5743e-05 | 0 | 0.00014581 | 0.00014581 | 0 | 9.5668e-06 | 9.5668e-06 | 0 | 9.5668e-06
[79 empty] | WLDFR | HFTD - Distribution - Tier 3 - 1QU CoRE ¦ 1QU LoRE | Non-Red Flag Warning - Large Fires | 2047 | 0 | 6.9209 | 0.84944 | 3.8632 | 2.2083 | 1.5229 | 9.5743e-05 | 0 | 0.00014581 | 0.00014581 | 0 | 9.9473e-06 | 9.9473e-06 | 0 | 9.9473e-06
[79 empty] | WLDFR | HFTD - Distribution - Tier 3 - 1QU CoRE ¦ 1QU LoRE | Non-Red Flag Warning - Large Fires | 2048 | 0 | 7.3713 | 0.88759 | 4.1075 | 2.3763 | 1.6388 | 9.5743e-05 | 0 | 0.0001569 | 0.0001569 | 0 | 9.9473e-06 | 9.9473e-06 | 0 | 9.9473e-06
[79 empty] | WLDFR | HFTD - Distribution - Tier 3 - 1QU CoRE ¦ 1QU LoRE | Non-Red Flag Warning - Large Fires | 2049 | 0 | 7.3713 | 0.88759 | 4.1075 | 2.3763 | 1.6388 | 9.5743e-05 | 0 | 0.0001569 | 0.0001569 | 0 | 9.9473e-06 | 9.9473e-06 | 0 | 9.9473e-06
[79 empty] | WLDFR | HFTD - Distribution - Tier 3 - 1QU CoRE ¦ 1QU LoRE | Non-Red Flag Warning - Large Fires | 2050 | 0 | 7.3713 | 0.88759 | 4.1075 | 2.3763 | 1.6388 | 9.5743e-05 | 0 | 0.0001569 | 0.0001569 | 0 | 9.9473e-06 | 9.9473e-06 | 0 | 9.9473e-06
[79 empty] | WLDFR | HFTD - Distribution - Tier 3 - 1QU CoRE ¦ 1QU LoRE | Non-Red Flag Warning - Large Fires | 2051 | 0 | 7.3713 | 0.88759 | 4.1075 | 2.3763 | 1.6388 | 9.5743e-05 | 0 | 0.0001569 | 0.0001569 | 0 | 9.9473e-06 | 9.9473e-06 | 0 | 9.9473e-06
[79 empty] | WLDFR | HFTD - Distribution - Tier 3 - 1QU CoRE ¦ 1QU LoRE | Non-Red Flag Warning - Large Fires | 2052 | 0 | 7.3713 | 0.88759 | 4.1075 | 2.3763 | 1.6388 | 9.5743e-05 | 0 | 0.0001569 | 0.0001569 | 0 | 1.0376e-05 | 1.0376e-05 | 0 | 1.0376e-05
[79 empty] | WLDFR | HFTD - Distribution - Tier 3 - 1QU CoRE ¦ 1QU LoRE | Non-Red Flag Warning - Large Fires | 2053 | 0 | 7.8503 | 0.92702 | 4.3664 | 2.5569 | 1.7633 | 9.5743e-05 | 0 | 0.00016882 | 0.00016882 | 0 | 1.0376e-05 | 1.0376e-05 | 0 | 1.0376e-05
[79 empty] | WLDFR | HFTD - Distribution - Tier 3 - 1QU CoRE ¦ 1QU LoRE | Non-Red Flag Warning - Large Fires | 2054 | 0 | 7.8503 | 0.92702 | 4.3664 | 2.5569 | 1.7633 | 9.5743e-05 | 0 | 0.00016882 | 0.00016882 | 0 | 1.0376e-05 | 1.0376e-05 | 0 | 1.0376e-05
[79 empty] | WLDFR | HFTD - Distribution - Tier 3 - 1QU CoRE ¦ 1QU LoRE | Non-Red Flag Warning - Large Fires | 2055 | 0 | 7.8503 | 0.92702 | 4.3664 | 2.5569 | 1.7633 | 9.5743e-05 | 0 | 0.00016882 | 0.00016882 | 0 | 1.0376e-05 | 1.0376e-05 | 0 | 1.0376e-05
[79 empty] | WLDFR | HFTD - Distribution - Tier 3 - 1QU CoRE ¦ 1QU LoRE | Non-Red Flag Warning - Small Fires | 2026 | 0 | 0.080408 | 0.03759 | 0.0016314 | 0.041187 | 0.028403 | 0.0076681 | 0 | 0.0002178 | 0.0002178 | 0 | 1.0376e-05 | 1.0376e-05 | 0 | 1.0376e-05
[79 empty] | WLDFR | HFTD - Distribution - Tier 3 - 1QU CoRE ¦ 1QU LoRE | Non-Red Flag Warning - Small Fires | 2027 | 0 | 0.080408 | 0.03759 | 0.0016314 | 0.041187 | 0.028403 | 0.0076681 | 0 | 0.0002178 | 0.0002178 | 0 | 1.0849e-05 | 1.0849e-05 | 0 | 1.0849e-05
[79 empty] | WLDFR | HFTD - Distribution - Tier 3 - 1QU CoRE ¦ 1QU LoRE | Non-Red Flag Warning - Small Fires | 2028 | 0 | 0.083606 | 0.039055 | 0.001695 | 0.042856 | 0.029555 | 0.0076681 | 0 | 0.00022663 | 0.00022663 | 0 | 1.0849e-05 | 1.0849e-05 | 0 | 1.0849e-05
[79 empty] | WLDFR | HFTD - Distribution - Tier 3 - 1QU CoRE ¦ 1QU LoRE | Non-Red Flag Warning - Small Fires | 2029 | 0 | 0.083606 | 0.039055 | 0.001695 | 0.042856 | 0.029555 | 0.0076681 | 0 | 0.00022663 | 0.00022663 | 0 | 1.0849e-05 | 1.0849e-05 | 0 | 1.0849e-05
[79 empty] | WLDFR | HFTD - Distribution - Tier 3 - 1QU CoRE ¦ 1QU LoRE | Non-Red Flag Warning - Small Fires | 2030 | 0 | 0.083606 | 0.039055 | 0.001695 | 0.042856 | 0.029555 | 0.0076681 | 0 | 0.00022663 | 0.00022663 | 0 | 1.0849e-05 | 1.0849e-05 | 0 | 1.0849e-05
[79 empty] | WLDFR | HFTD - Distribution - Tier 3 - 1QU CoRE ¦ 1QU LoRE | Non-Red Flag Warning - Small Fires | 2031 | 0 | 0.083606 | 0.039055 | 0.001695 | 0.042856 | 0.029555 | 0.0076681 | 0 | 0.00022663 | 0.00022663 | 0 | 1.0849e-05 | 1.0849e-05 | 0 | 1.0849e-05
[79 empty] | WLDFR | HFTD - Distribution - Tier 3 - 1QU CoRE ¦ 1QU LoRE | Non-Red Flag Warning - Small Fires | 2032 | 0 | 0.083606 | 0.039055 | 0.001695 | 0.042856 | 0.029555 | 0.0076681 | 0 | 0.00022663 | 0.00022663 | 0 | 1.1361e-05 | 1.1361e-05 | 0 | 1.1361e-05
[79 empty] | WLDFR | HFTD - Distribution - Tier 3 - 1QU CoRE ¦ 1QU LoRE | Non-Red Flag Warning - Small Fires | 2033 | 0 | 0.087211 | 0.040679 | 0.0017655 | 0.044766 | 0.030872 | 0.0076681 | 0 | 0.00023673 | 0.00023673 | 0 | 1.1361e-05 | 1.1361e-05 | 0 | 1.1361e-05
[79 empty] | WLDFR | HFTD - Distribution - Tier 3 - 1QU CoRE ¦ 1QU LoRE | Non-Red Flag Warning - Small Fires | 2034 | 0 | 0.087211 | 0.040679 | 0.0017655 | 0.044766 | 0.030872 | 0.0076681 | 0 | 0.00023673 | 0.00023673 | 0 | 1.1361e-05 | 1.1361e-05 | 0 | 1.1361e-05
[79 empty] | WLDFR | HFTD - Distribution - Tier 3 - 1QU CoRE ¦ 1QU LoRE | Non-Red Flag Warning - Small Fires | 2035 | 0 | 0.087211 | 0.040679 | 0.0017655 | 0.044766 | 0.030872 | 0.0076681 | 0 | 0.00023673 | 0.00023673 | 0 | 1.1361e-05 | 1.1361e-05 | 0 | 1.1361e-05
[79 empty] | WLDFR | HFTD - Distribution - Tier 3 - 1QU CoRE ¦ 1QU LoRE | Non-Red Flag Warning - Small Fires | 2036 | 0 | 0.087211 | 0.040679 | 0.0017655 | 0.044766 | 0.030872 | 0.0076681 | 0 | 0.00023673 | 0.00023673 | 0 | 1.1361e-05 | 1.1361e-05 | 0 | 1.1361e-05
[79 empty] | WLDFR | HFTD - Distribution - Tier 3 - 1QU CoRE ¦ 1QU LoRE | Non-Red Flag Warning - Small Fires | 2037 | 0 | 0.087211 | 0.040679 | 0.0017655 | 0.044766 | 0.030872 | 0.0076681 | 0 | 0.00023673 | 0.00023673 | 0 | 1.1906e-05 | 1.1906e-05 | 0 | 1.1906e-05
[79 empty] | WLDFR | HFTD - Distribution - Tier 3 - 1QU CoRE ¦ 1QU LoRE | Non-Red Flag Warning - Small Fires | 2038 | 0 | 0.091184 | 0.042438 | 0.0018418 | 0.046905 | 0.032347 | 0.0076681 | 0 | 0.00024804 | 0.00024804 | 0 | 1.1906e-05 | 1.1906e-05 | 0 | 1.1906e-05
[79 empty] | WLDFR | HFTD - Distribution - Tier 3 - 1QU CoRE ¦ 1QU LoRE | Non-Red Flag Warning - Small Fires | 2039 | 0 | 0.091184 | 0.042438 | 0.0018418 | 0.046905 | 0.032347 | 0.0076681 | 0 | 0.00024804 | 0.00024804 | 0 | 1.1906e-05 | 1.1906e-05 | 0 | 1.1906e-05
[79 empty] | WLDFR | HFTD - Distribution - Tier 3 - 1QU CoRE ¦ 1QU LoRE | Non-Red Flag Warning - Small Fires | 2040 | 0 | 0.091184 | 0.042438 | 0.0018418 | 0.046905 | 0.032347 | 0.0076681 | 0 | 0.00024804 | 0.00024804 | 0 | 1.1906e-05 | 1.1906e-05 | 0 | 1.1906e-05
[79 empty] | WLDFR | HFTD - Distribution - Tier 3 - 1QU CoRE ¦ 1QU LoRE | Non-Red Flag Warning - Small Fires | 2041 | 0 | 0.091184 | 0.042438 | 0.0018418 | 0.046905 | 0.032347 | 0.0076681 | 0 | 0.00024804 | 0.00024804 | 0 | 0 | 1.1906e-05 | 0 | 1.1906e-05
[79 empty] | WLDFR | HFTD - Distribution - Tier 3 - 1QU CoRE ¦ 1QU LoRE | Non-Red Flag Warning - Small Fires | 2042 | 0 | 0.091184 | 0.042438 | 0.0018418 | 0.046905 | 0.032347 | 0.0076681 | 0 | 0.00024804 | 0.00024804 | 0 | 0.00036348 | 0 | 0 | 0
[79 empty] | WLDFR | HFTD - Distribution - Tier 3 - 1QU CoRE ¦ 1QU LoRE | Non-Red Flag Warning - Small Fires | 2043 | 0 | 0.095486 | 0.044306 | 0.0019228 | 0.049257 | 0.033969 | 0.0076681 | 0 | 0.00026048 | 0.00026048 | 0 | 0.0003768 | 0.0003768 | 0 | 0.0003768
[79 empty] | WLDFR | HFTD - Distribution - Tier 3 - 1QU CoRE ¦ 1QU LoRE | Non-Red Flag Warning - Small Fires | 2044 | 0 | 0.095486 | 0.044306 | 0.0019228 | 0.049257 | 0.033969 | 0.0076681 | 0 | 0.00026048 | 0.00026048 | 0 | 0.0003768 | 0.0003768 | 0 | 0.0003768
[79 empty] | WLDFR | HFTD - Distribution - Tier 3 - 1QU CoRE ¦ 1QU LoRE | Non-Red Flag Warning - Small Fires | 2045 | 0 | 0.095486 | 0.044306 | 0.0019228 | 0.049257 | 0.033969 | 0.0076681 | 0 | 0.00026048 | 0.00026048 | 0 | 0.0003768 | 0.0003768 | 0 | 0.0003768
[79 empty] | WLDFR | HFTD - Distribution - Tier 3 - 1QU CoRE ¦ 1QU LoRE | Non-Red Flag Warning - Small Fires | 2046 | 0 | 0.095486 | 0.044306 | 0.0019228 | 0.049257 | 0.033969 | 0.0076681 | 0 | 0.00026048 | 0.00026048 | 0 | 0.0003768 | 0.0003768 | 0 | 0.0003768
[79 empty] | WLDFR | HFTD - Distribution - Tier 3 - 1QU CoRE ¦ 1QU LoRE | Non-Red Flag Warning - Small Fires | 2047 | 0 | 0.095486 | 0.044306 | 0.0019228 | 0.049257 | 0.033969 | 0.0076681 | 0 | 0.00026048 | 0.00026048 | 0 | 0.0003768 | 0.0003768 | 0 | 0.0003768
[79 empty] | WLDFR | HFTD - Distribution - Tier 3 - 1QU CoRE ¦ 1QU LoRE | Non-Red Flag Warning - Small Fires | 2048 | 0 | 0.10007 | 0.04626 | 0.0020076 | 0.051804 | 0.035726 | 0.0076681 | 0 | 0.00027395 | 0.00027395 | 0 | 0.00039359 | 0.00039359 | 0 | 0.00039359
[79 empty] | WLDFR | HFTD - Distribution - Tier 3 - 1QU CoRE ¦ 1QU LoRE | Non-Red Flag Warning - Small Fires | 2049 | 0 | 0.10007 | 0.04626 | 0.0020076 | 0.051804 | 0.035726 | 0.0076681 | 0 | 0.00027395 | 0.00027395 | 0 | 0.00039359 | 0.00039359 | 0 | 0.00039359
[79 empty] | WLDFR | HFTD - Distribution - Tier 3 - 1QU CoRE ¦ 1QU LoRE | Non-Red Flag Warning - Small Fires | 2050 | 0 | 0.10007 | 0.04626 | 0.0020076 | 0.051804 | 0.035726 | 0.0076681 | 0 | 0.00027395 | 0.00027395 | 0 | 0.00039359 | 0.00039359 | 0 | 0.00039359
[79 empty] | WLDFR | HFTD - Distribution - Tier 3 - 1QU CoRE ¦ 1QU LoRE | Non-Red Flag Warning - Small Fires | 2051 | 0 | 0.10007 | 0.04626 | 0.0020076 | 0.051804 | 0.035726 | 0.0076681 | 0 | 0.00027395 | 0.00027395 | 0 | 0.00039359 | 0.00039359 | 0 | 0.00039359
[79 empty] | WLDFR | HFTD - Distribution - Tier 3 - 1QU CoRE ¦ 1QU LoRE | Non-Red Flag Warning - Small Fires | 2052 | 0 | 0.10007 | 0.04626 | 0.0020076 | 0.051804 | 0.035726 | 0.0076681 | 0 | 0.00027395 | 0.00027395 | 0 | 0.00039359 | 0.00039359 | 0 | 0.00039359
[79 empty] | WLDFR | HFTD - Distribution - Tier 3 - 1QU CoRE ¦ 1QU LoRE | Non-Red Flag Warning - Small Fires | 2053 | 0 | 0.10489 | 0.048274 | 0.002095 | 0.054525 | 0.037602 | 0.0076681 | 0 | 0.00028833 | 0.00028833 | 0 | 0.00041225 | 0.00041225 | 0 | 0.00041225
[79 empty] | WLDFR | HFTD - Distribution - Tier 3 - 1QU CoRE ¦ 1QU LoRE | Non-Red Flag Warning - Small Fires | 2054 | 0 | 0.10489 | 0.048274 | 0.002095 | 0.054525 | 0.037602 | 0.0076681 | 0 | 0.00028833 | 0.00028833 | 0 | 0.00041225 | 0.00041225 | 0 | 0.00041225
[79 empty] | WLDFR | HFTD - Distribution - Tier 3 - 1QU CoRE ¦ 1QU LoRE | Non-Red Flag Warning - Small Fires | 2055 | 0 | 0.10489 | 0.048274 | 0.002095 | 0.054525 | 0.037602 | 0.0076681 | 0 | 0.00028833 | 0.00028833 | 0 | 0.00041225 | 0.00041225 | 0 | 0.00041225
[79 empty] | WLDFR | HFTD - Distribution - Tier 3 - 1QU CoRE ¦ 1QU LoRE | Red Flag Warning - Catastrophic Fires | 2026 | 0 | 14664.6376 | 233.2301 | 8896.516 | 5534.8915 | 3817.0051 | 0.00030739 | 0 | 1.1733 | 1.1733 | 0 | 0.00041225 | 0.00041225 | 0 | 0.00041225
[79 empty] | WLDFR | HFTD - Distribution - Tier 3 - 1QU CoRE ¦ 1QU LoRE | Red Flag Warning - Catastrophic Fires | 2027 | 0 | 14664.6376 | 233.2301 | 8896.516 | 5534.8915 | 3817.0051 | 0.00030739 | 0 | 1.1733 | 1.1733 | 0 | 0.00041225 | 0.00041225 | 0 | 0.00041225
[79 empty] | WLDFR | HFTD - Distribution - Tier 3 - 1QU CoRE ¦ 1QU LoRE | Red Flag Warning - Catastrophic Fires | 2028 | 0 | 15317.9909 | 247.273 | 9287.6491 | 5783.0689 | 3988.1546 | 0.00030739 | 0 | 1.2259 | 1.2259 | 0 | 0.0004325 | 0.0004325 | 0 | 0.0004325
[79 empty] | WLDFR | HFTD - Distribution - Tier 3 - 1QU CoRE ¦ 1QU LoRE | Red Flag Warning - Catastrophic Fires | 2029 | 0 | 15317.9909 | 247.273 | 9287.6491 | 5783.0689 | 3988.1546 | 0.00030739 | 0 | 1.2259 | 1.2259 | 0 | 0.0004325 | 0.0004325 | 0 | 0.0004325
[79 empty] | WLDFR | HFTD - Distribution - Tier 3 - 1QU CoRE ¦ 1QU LoRE | Red Flag Warning - Catastrophic Fires | 2030 | 0 | 15317.9909 | 247.273 | 9287.6491 | 5783.0689 | 3988.1546 | 0.00030739 | 0 | 1.2259 | 1.2259 | 0 | 0.0004325 | 0.0004325 | 0 | 0.0004325
[79 empty] | WLDFR | HFTD - Distribution - Tier 3 - 1QU CoRE ¦ 1QU LoRE | Red Flag Warning - Catastrophic Fires | 2031 | 0 | 15317.9909 | 247.273 | 9287.6491 | 5783.0689 | 3988.1546 | 0.00030739 | 0 | 1.2259 | 1.2259 | 0 | 0.0004325 | 0.0004325 | 0 | 0.0004325
[79 empty] | WLDFR | HFTD - Distribution - Tier 3 - 1QU CoRE ¦ 1QU LoRE | Red Flag Warning - Catastrophic Fires | 2032 | 0 | 15317.9909 | 247.273 | 9287.6491 | 5783.0689 | 3988.1546 | 0.00030739 | 0 | 1.2259 | 1.2259 | 0 | 0.0004325 | 0.0004325 | 0 | 0.0004325
[79 empty] | WLDFR | HFTD - Distribution - Tier 3 - 1QU CoRE ¦ 1QU LoRE | Red Flag Warning - Catastrophic Fires | 2033 | 0 | 16044.1264 | 263.1074 | 9721.74 | 6059.2791 | 4178.6364 | 0.00030739 | 0 | 1.2845 | 1.2845 | 0 | 0.00045408 | 0.00045408 | 0 | 0.00045408
[79 empty] | WLDFR | HFTD - Distribution - Tier 3 - 1QU CoRE ¦ 1QU LoRE | Red Flag Warning - Catastrophic Fires | 2034 | 0 | 16044.1264 | 263.1074 | 9721.74 | 6059.2791 | 4178.6364 | 0.00030739 | 0 | 1.2845 | 1.2845 | 0 | 0.00045408 | 0.00045408 | 0 | 0.00045408
[79 empty] | WLDFR | HFTD - Distribution - Tier 3 - 1QU CoRE ¦ 1QU LoRE | Red Flag Warning - Catastrophic Fires | 2035 | 0 | 16044.1264 | 263.1074 | 9721.74 | 6059.2791 | 4178.6364 | 0.00030739 | 0 | 1.2845 | 1.2845 | 0 | 0.00045408 | 0.00045408 | 0 | 0.00045408
[79 empty] | WLDFR | HFTD - Distribution - Tier 3 - 1QU CoRE ¦ 1QU LoRE | Red Flag Warning - Catastrophic Fires | 2036 | 0 | 16044.1264 | 263.1074 | 9721.74 | 6059.2791 | 4178.6364 | 0.00030739 | 0 | 1.2845 | 1.2845 | 0 | 0.00045408 | 0.00045408 | 0 | 0.00045408
[79 empty] | WLDFR | HFTD - Distribution - Tier 3 - 1QU CoRE ¦ 1QU LoRE | Red Flag Warning - Catastrophic Fires | 2037 | 0 | 16044.1264 | 263.1074 | 9721.74 | 6059.2791 | 4178.6364 | 0.00030739 | 0 | 1.2845 | 1.2845 | 0 | 0.00045408 | 0.00045408 | 0 | 0.00045408
[79 empty] | WLDFR | HFTD - Distribution - Tier 3 - 1QU CoRE ¦ 1QU LoRE | Red Flag Warning - Catastrophic Fires | 2038 | 0 | 16832.3912 | 280.5544 | 10192.2718 | 6359.5651 | 4385.7214 | 0.00030739 | 0 | 1.3481 | 1.3481 | 0 | 0.0004767 | 0.0004767 | 0 | 0.0004767
[79 empty] | WLDFR | HFTD - Distribution - Tier 3 - 1QU CoRE ¦ 1QU LoRE | Red Flag Warning - Catastrophic Fires | 2039 | 0 | 16832.3912 | 280.5544 | 10192.2718 | 6359.5651 | 4385.7214 | 0.00030739 | 0 | 1.3481 | 1.3481 | 0 | 0.0004767 | 0.0004767 | 0 | 0.0004767
[79 empty] | WLDFR | HFTD - Distribution - Tier 3 - 1QU CoRE ¦ 1QU LoRE | Red Flag Warning - Catastrophic Fires | 2040 | 0 | 16832.3912 | 280.5544 | 10192.2718 | 6359.5651 | 4385.7214 | 0.00030739 | 0 | 1.3481 | 1.3481 | 0 | 0.0004767 | 0.0004767 | 0 | 0.0004767
[79 empty] | WLDFR | HFTD - Distribution - Tier 3 - 1QU CoRE ¦ 1QU LoRE | Red Flag Warning - Catastrophic Fires | 2041 | 0 | 16832.3912 | 280.5544 | 10192.2718 | 6359.5651 | 4385.7214 | 0.00030739 | 0 | 1.3481 | 1.3481 | 0 | 0.0004767 | 0.0004767 | 0 | 0.0004767
[79 empty] | WLDFR | HFTD - Distribution - Tier 3 - 1QU CoRE ¦ 1QU LoRE | Red Flag Warning - Catastrophic Fires | 2042 | 0 | 16832.3912 | 280.5544 | 10192.2718 | 6359.5651 | 4385.7214 | 0.00030739 | 0 | 1.3481 | 1.3481 | 0 | 0 | 0.0004767 | 0 | 0.0004767
[79 empty] | WLDFR | HFTD - Distribution - Tier 3 - 1QU CoRE ¦ 1QU LoRE | Red Flag Warning - Catastrophic Fires | 2043 | 0 | 17672.0852 | 299.42 | 10692.7362 | 6679.929 | 4606.6527 | 0.00030739 | 0 | 1.416 | 1.416 | 0 | 4.093e-05 | 0 | 0 | 0
[79 empty] | WLDFR | HFTD - Distribution - Tier 3 - 1QU CoRE ¦ 1QU LoRE | Red Flag Warning - Catastrophic Fires | 2044 | 0 | 17672.0852 | 299.42 | 10692.7362 | 6679.929 | 4606.6527 | 0.00030739 | 0 | 1.416 | 1.416 | 0 | 4.2426e-05 | 4.2426e-05 | 0 | 4.2426e-05
[79 empty] | WLDFR | HFTD - Distribution - Tier 3 - 1QU CoRE ¦ 1QU LoRE | Red Flag Warning - Catastrophic Fires | 2045 | 0 | 17672.0852 | 299.42 | 10692.7362 | 6679.929 | 4606.6527 | 0.00030739 | 0 | 1.416 | 1.416 | 0 | 4.2426e-05 | 4.2426e-05 | 0 | 4.2426e-05
[79 empty] | WLDFR | HFTD - Distribution - Tier 3 - 1QU CoRE ¦ 1QU LoRE | Red Flag Warning - Catastrophic Fires | 2046 | 0 | 17672.0852 | 299.42 | 10692.7362 | 6679.929 | 4606.6527 | 0.00030739 | 0 | 1.416 | 1.416 | 0 | 4.2426e-05 | 4.2426e-05 | 0 | 4.2426e-05
[79 empty] | WLDFR | HFTD - Distribution - Tier 3 - 1QU CoRE ¦ 1QU LoRE | Red Flag Warning - Catastrophic Fires | 2047 | 0 | 17672.0852 | 299.42 | 10692.7362 | 6679.929 | 4606.6527 | 0.00030739 | 0 | 1.416 | 1.416 | 0 | 4.2426e-05 | 4.2426e-05 | 0 | 4.2426e-05
[79 empty] | WLDFR | HFTD - Distribution - Tier 3 - 1QU CoRE ¦ 1QU LoRE | Red Flag Warning - Catastrophic Fires | 2048 | 0 | 18552.3348 | 319.4911 | 11216.5626 | 7016.281 | 4838.6098 | 0.00030739 | 0 | 1.4873 | 1.4873 | 0 | 4.2426e-05 | 4.2426e-05 | 0 | 4.2426e-05
[79 empty] | WLDFR | HFTD - Distribution - Tier 3 - 1QU CoRE ¦ 1QU LoRE | Red Flag Warning - Catastrophic Fires | 2049 | 0 | 18552.3348 | 319.4911 | 11216.5626 | 7016.281 | 4838.6098 | 0.00030739 | 0 | 1.4873 | 1.4873 | 0 | 4.4308e-05 | 4.4308e-05 | 0 | 4.4308e-05
[79 empty] | WLDFR | HFTD - Distribution - Tier 3 - 1QU CoRE ¦ 1QU LoRE | Red Flag Warning - Catastrophic Fires | 2050 | 0 | 18552.3348 | 319.4911 | 11216.5626 | 7016.281 | 4838.6098 | 0.00030739 | 0 | 1.4873 | 1.4873 | 0 | 4.4308e-05 | 4.4308e-05 | 0 | 4.4308e-05
[79 empty] | WLDFR | HFTD - Distribution - Tier 3 - 1QU CoRE ¦ 1QU LoRE | Red Flag Warning - Catastrophic Fires | 2051 | 0 | 18552.3348 | 319.4911 | 11216.5626 | 7016.281 | 4838.6098 | 0.00030739 | 0 | 1.4873 | 1.4873 | 0 | 4.4308e-05 | 4.4308e-05 | 0 | 4.4308e-05
[79 empty] | WLDFR | HFTD - Distribution - Tier 3 - 1QU CoRE ¦ 1QU LoRE | Red Flag Warning - Catastrophic Fires | 2052 | 0 | 18552.3348 | 319.4911 | 11216.5626 | 7016.281 | 4838.6098 | 0.00030739 | 0 | 1.4873 | 1.4873 | 0 | 4.4308e-05 | 4.4308e-05 | 0 | 4.4308e-05
[79 empty] | WLDFR | HFTD - Distribution - Tier 3 - 1QU CoRE ¦ 1QU LoRE | Red Flag Warning - Catastrophic Fires | 2053 | 0 | 19462.1283 | 340.5356 | 11757.1413 | 7364.4514 | 5078.7171 | 0.00030739 | 0 | 1.5611 | 1.5611 | 0 | 4.4308e-05 | 4.4308e-05 | 0 | 4.4308e-05
[79 empty] | WLDFR | HFTD - Distribution - Tier 3 - 1QU CoRE ¦ 1QU LoRE | Red Flag Warning - Catastrophic Fires | 2054 | 0 | 19462.1283 | 340.5356 | 11757.1413 | 7364.4514 | 5078.7171 | 0.00030739 | 0 | 1.5611 | 1.5611 | 0 | 4.6399e-05 | 4.6399e-05 | 0 | 4.6399e-05
[79 empty] | WLDFR | HFTD - Distribution - Tier 3 - 1QU CoRE ¦ 1QU LoRE | Red Flag Warning - Catastrophic Fires | 2055 | 0 | 19462.1283 | 340.5356 | 11757.1413 | 7364.4514 | 5078.7171 | 0.00030739 | 0 | 1.5611 | 1.5611 | 0 | 4.6399e-05 | 4.6399e-05 | 0 | 4.6399e-05
[79 empty] | WLDFR | HFTD - Distribution - Tier 3 - 1QU CoRE ¦ 1QU LoRE | Red Flag Warning - Large Fires | 2026 | 0 | 5.475 | 0.71896 | 3.0715 | 1.6846 | 1.1617 | 0.00013733 | 0 | 0.00015954 | 0.00015954 | 0 | 4.6399e-05 | 4.6399e-05 | 0 | 4.6399e-05
[79 empty] | WLDFR | HFTD - Distribution - Tier 3 - 1QU CoRE ¦ 1QU LoRE | Red Flag Warning - Large Fires | 2027 | 0 | 5.475 | 0.71896 | 3.0715 | 1.6846 | 1.1617 | 0.00013733 | 0 | 0.00015954 | 0.00015954 | 0 | 4.6399e-05 | 4.6399e-05 | 0 | 4.6399e-05
[79 empty] | WLDFR | HFTD - Distribution - Tier 3 - 1QU CoRE ¦ 1QU LoRE | Red Flag Warning - Large Fires | 2028 | 0 | 5.777 | 0.74734 | 3.238 | 1.7917 | 1.2356 | 0.00013733 | 0 | 0.00016968 | 0.00016968 | 0 | 4.6399e-05 | 4.6399e-05 | 0 | 4.6399e-05
[79 empty] | WLDFR | HFTD - Distribution - Tier 3 - 1QU CoRE ¦ 1QU LoRE | Red Flag Warning - Large Fires | 2029 | 0 | 5.777 | 0.74734 | 3.238 | 1.7917 | 1.2356 | 0.00013733 | 0 | 0.00016968 | 0.00016968 | 0 | 4.8667e-05 | 4.8667e-05 | 0 | 4.8667e-05
[79 empty] | WLDFR | HFTD - Distribution - Tier 3 - 1QU CoRE ¦ 1QU LoRE | Red Flag Warning - Large Fires | 2030 | 0 | 5.777 | 0.74734 | 3.238 | 1.7917 | 1.2356 | 0.00013733 | 0 | 0.00016968 | 0.00016968 | 0 | 4.8667e-05 | 4.8667e-05 | 0 | 4.8667e-05
[79 empty] | WLDFR | HFTD - Distribution - Tier 3 - 1QU CoRE ¦ 1QU LoRE | Red Flag Warning - Large Fires | 2031 | 0 | 5.777 | 0.74734 | 3.238 | 1.7917 | 1.2356 | 0.00013733 | 0 | 0.00016968 | 0.00016968 | 0 | 4.8667e-05 | 4.8667e-05 | 0 | 4.8667e-05
[79 empty] | WLDFR | HFTD - Distribution - Tier 3 - 1QU CoRE ¦ 1QU LoRE | Red Flag Warning - Large Fires | 2032 | 0 | 5.777 | 0.74734 | 3.238 | 1.7917 | 1.2356 | 0.00013733 | 0 | 0.00016968 | 0.00016968 | 0 | 4.8667e-05 | 4.8667e-05 | 0 | 4.8667e-05
[79 empty] | WLDFR | HFTD - Distribution - Tier 3 - 1QU CoRE ¦ 1QU LoRE | Red Flag Warning - Large Fires | 2033 | 0 | 6.1205 | 0.77885 | 3.4265 | 1.9151 | 1.3207 | 0.00013733 | 0 | 0.00018137 | 0.00018137 | 0 | 4.8667e-05 | 4.8667e-05 | 0 | 4.8667e-05
[79 empty] | WLDFR | HFTD - Distribution - Tier 3 - 1QU CoRE ¦ 1QU LoRE | Red Flag Warning - Large Fires | 2034 | 0 | 6.1205 | 0.77885 | 3.4265 | 1.9151 | 1.3207 | 0.00013733 | 0 | 0.00018137 | 0.00018137 | 0 | 5.108e-05 | 5.108e-05 | 0 | 5.108e-05
[79 empty] | WLDFR | HFTD - Distribution - Tier 3 - 1QU CoRE ¦ 1QU LoRE | Red Flag Warning - Large Fires | 2035 | 0 | 6.1205 | 0.77885 | 3.4265 | 1.9151 | 1.3207 | 0.00013733 | 0 | 0.00018137 | 0.00018137 | 0 | 5.108e-05 | 5.108e-05 | 0 | 5.108e-05
[79 empty] | WLDFR | HFTD - Distribution - Tier 3 - 1QU CoRE ¦ 1QU LoRE | Red Flag Warning - Large Fires | 2036 | 0 | 6.1205 | 0.77885 | 3.4265 | 1.9151 | 1.3207 | 0.00013733 | 0 | 0.00018137 | 0.00018137 | 0 | 5.108e-05 | 5.108e-05 | 0 | 5.108e-05
[79 empty] | WLDFR | HFTD - Distribution - Tier 3 - 1QU CoRE ¦ 1QU LoRE | Red Flag Warning - Large Fires | 2037 | 0 | 6.1205 | 0.77885 | 3.4265 | 1.9151 | 1.3207 | 0.00013733 | 0 | 0.00018137 | 0.00018137 | 0 | 5.108e-05 | 5.108e-05 | 0 | 5.108e-05
[79 empty] | WLDFR | HFTD - Distribution - Tier 3 - 1QU CoRE ¦ 1QU LoRE | Red Flag Warning - Large Fires | 2038 | 0 | 6.5028 | 0.81304 | 3.6355 | 2.0543 | 1.4167 | 0.00013733 | 0 | 0.00019455 | 0.00019455 | 0 | 5.108e-05 | 5.108e-05 | 0 | 5.108e-05
[79 empty] | WLDFR | HFTD - Distribution - Tier 3 - 1QU CoRE ¦ 1QU LoRE | Red Flag Warning - Large Fires | 2039 | 0 | 6.5028 | 0.81304 | 3.6355 | 2.0543 | 1.4167 | 0.00013733 | 0 | 0.00019455 | 0.00019455 | 0 | 5.3608e-05 | 5.3608e-05 | 0 | 5.3608e-05
[79 empty] | WLDFR | HFTD - Distribution - Tier 3 - 1QU CoRE ¦ 1QU LoRE | Red Flag Warning - Large Fires | 2040 | 0 | 6.5028 | 0.81304 | 3.6355 | 2.0543 | 1.4167 | 0.00013733 | 0 | 0.00019455 | 0.00019455 | 0 | 5.3608e-05 | 5.3608e-05 | 0 | 5.3608e-05
[79 empty] | WLDFR | HFTD - Distribution - Tier 3 - 1QU CoRE ¦ 1QU LoRE | Red Flag Warning - Large Fires | 2041 | 0 | 6.5028 | 0.81304 | 3.6355 | 2.0543 | 1.4167 | 0.00013733 | 0 | 0.00019455 | 0.00019455 | 0 | 5.3608e-05 | 5.3608e-05 | 0 | 5.3608e-05
[79 empty] | WLDFR | HFTD - Distribution - Tier 3 - 1QU CoRE ¦ 1QU LoRE | Red Flag Warning - Large Fires | 2042 | 0 | 6.5028 | 0.81304 | 3.6355 | 2.0543 | 1.4167 | 0.00013733 | 0 | 0.00019455 | 0.00019455 | 0 | 5.3608e-05 | 5.3608e-05 | 0 | 5.3608e-05
[79 empty] | WLDFR | HFTD - Distribution - Tier 3 - 1QU CoRE ¦ 1QU LoRE | Red Flag Warning - Large Fires | 2043 | 0 | 6.9209 | 0.84944 | 3.8632 | 2.2083 | 1.5229 | 0.00013733 | 0 | 0.00020914 | 0.00020914 | 0 | 0 | 5.3608e-05 | 0 | 5.3608e-05
[79 empty] | WLDFR | HFTD - Distribution - Tier 3 - 1QU CoRE ¦ 1QU LoRE | Red Flag Warning - Large Fires | 2044 | 0 | 6.9209 | 0.84944 | 3.8632 | 2.2083 | 1.5229 | 0.00013733 | 0 | 0.00020914 | 0.00020914 | 0 | 2.439e-06 | 0 | 0 | 0
[79 empty] | WLDFR | HFTD - Distribution - Tier 3 - 1QU CoRE ¦ 1QU LoRE | Red Flag Warning - Large Fires | 2045 | 0 | 6.9209 | 0.84944 | 3.8632 | 2.2083 | 1.5229 | 0.00013733 | 0 | 0.00020914 | 0.00020914 | 0 | 2.5481e-06 | 2.5481e-06 | 0 | 2.5481e-06
[79 empty] | WLDFR | HFTD - Distribution - Tier 3 - 1QU CoRE ¦ 1QU LoRE | Red Flag Warning - Large Fires | 2046 | 0 | 6.9209 | 0.84944 | 3.8632 | 2.2083 | 1.5229 | 0.00013733 | 0 | 0.00020914 | 0.00020914 | 0 | 2.5481e-06 | 2.5481e-06 | 0 | 2.5481e-06
[79 empty] | WLDFR | HFTD - Distribution - Tier 3 - 1QU CoRE ¦ 1QU LoRE | Red Flag Warning - Large Fires | 2047 | 0 | 6.9209 | 0.84944 | 3.8632 | 2.2083 | 1.5229 | 0.00013733 | 0 | 0.00020914 | 0.00020914 | 0 | 2.5481e-06 | 2.5481e-06 | 0 | 2.5481e-06
[79 empty] | WLDFR | HFTD - Distribution - Tier 3 - 1QU CoRE ¦ 1QU LoRE | Red Flag Warning - Large Fires | 2048 | 0 | 7.3713 | 0.88759 | 4.1075 | 2.3763 | 1.6388 | 0.00013733 | 0 | 0.00022505 | 0.00022505 | 0 | 2.5481e-06 | 2.5481e-06 | 0 | 2.5481e-06
[79 empty] | WLDFR | HFTD - Distribution - Tier 3 - 1QU CoRE ¦ 1QU LoRE | Red Flag Warning - Large Fires | 2049 | 0 | 7.3713 | 0.88759 | 4.1075 | 2.3763 | 1.6388 | 0.00013733 | 0 | 0.00022505 | 0.00022505 | 0 | 2.5481e-06 | 2.5481e-06 | 0 | 2.5481e-06
[79 empty] | WLDFR | HFTD - Distribution - Tier 3 - 1QU CoRE ¦ 1QU LoRE | Red Flag Warning - Large Fires | 2050 | 0 | 7.3713 | 0.88759 | 4.1075 | 2.3763 | 1.6388 | 0.00013733 | 0 | 0.00022505 | 0.00022505 | 0 | 2.6887e-06 | 2.6887e-06 | 0 | 2.6887e-06
[79 empty] | WLDFR | HFTD - Distribution - Tier 3 - 1QU CoRE ¦ 1QU LoRE | Red Flag Warning - Large Fires | 2051 | 0 | 7.3713 | 0.88759 | 4.1075 | 2.3763 | 1.6388 | 0.00013733 | 0 | 0.00022505 | 0.00022505 | 0 | 2.6887e-06 | 2.6887e-06 | 0 | 2.6887e-06
[79 empty] | WLDFR | HFTD - Distribution - Tier 3 - 1QU CoRE ¦ 1QU LoRE | Red Flag Warning - Large Fires | 2052 | 0 | 7.3713 | 0.88759 | 4.1075 | 2.3763 | 1.6388 | 0.00013733 | 0 | 0.00022505 | 0.00022505 | 0 | 2.6887e-06 | 2.6887e-06 | 0 | 2.6887e-06
[79 empty] | WLDFR | HFTD - Distribution - Tier 3 - 1QU CoRE ¦ 1QU LoRE | Red Flag Warning - Large Fires | 2053 | 0 | 7.8503 | 0.92702 | 4.3664 | 2.5569 | 1.7633 | 0.00013733 | 0 | 0.00024215 | 0.00024215 | 0 | 2.6887e-06 | 2.6887e-06 | 0 | 2.6887e-06
[79 empty] | WLDFR | HFTD - Distribution - Tier 3 - 1QU CoRE ¦ 1QU LoRE | Red Flag Warning - Large Fires | 2054 | 0 | 7.8503 | 0.92702 | 4.3664 | 2.5569 | 1.7633 | 0.00013733 | 0 | 0.00024215 | 0.00024215 | 0 | 2.6887e-06 | 2.6887e-06 | 0 | 2.6887e-06
[79 empty] | WLDFR | HFTD - Distribution - Tier 3 - 1QU CoRE ¦ 1QU LoRE | Red Flag Warning - Large Fires | 2055 | 0 | 7.8503 | 0.92702 | 4.3664 | 2.5569 | 1.7633 | 0.00013733 | 0 | 0.00024215 | 0.00024215 | 0 | 2.8486e-06 | 2.8486e-06 | 0 | 2.8486e-06
[79 empty] | WLDFR | HFTD - Distribution - Tier 3 - 1QU CoRE ¦ 1QU LoRE | Red Flag Warning - Small Fires | 2026 | 0 | 0.080408 | 0.03759 | 0.0016314 | 0.041187 | 0.028403 | 0.0010076 | 0 | 2.8619e-05 | 2.8619e-05 | 0 | 2.8486e-06 | 2.8486e-06 | 0 | 2.8486e-06
[79 empty] | WLDFR | HFTD - Distribution - Tier 3 - 1QU CoRE ¦ 1QU LoRE | Red Flag Warning - Small Fires | 2027 | 0 | 0.080408 | 0.03759 | 0.0016314 | 0.041187 | 0.028403 | 0.0010076 | 0 | 2.8619e-05 | 2.8619e-05 | 0 | 2.8486e-06 | 2.8486e-06 | 0 | 2.8486e-06
[79 empty] | WLDFR | HFTD - Distribution - Tier 3 - 1QU CoRE ¦ 1QU LoRE | Red Flag Warning - Small Fires | 2028 | 0 | 0.083606 | 0.039055 | 0.001695 | 0.042856 | 0.029555 | 0.0010076 | 0 | 2.9779e-05 | 2.9779e-05 | 0 | 2.8486e-06 | 2.8486e-06 | 0 | 2.8486e-06
[79 empty] | WLDFR | HFTD - Distribution - Tier 3 - 1QU CoRE ¦ 1QU LoRE | Red Flag Warning - Small Fires | 2029 | 0 | 0.083606 | 0.039055 | 0.001695 | 0.042856 | 0.029555 | 0.0010076 | 0 | 2.9779e-05 | 2.9779e-05 | 0 | 2.8486e-06 | 2.8486e-06 | 0 | 2.8486e-06
[79 empty] | WLDFR | HFTD - Distribution - Tier 3 - 1QU CoRE ¦ 1QU LoRE | Red Flag Warning - Small Fires | 2030 | 0 | 0.083606 | 0.039055 | 0.001695 | 0.042856 | 0.029555 | 0.0010076 | 0 | 2.9779e-05 | 2.9779e-05 | 0 | 3.0265e-06 | 3.0265e-06 | 0 | 3.0265e-06
[79 empty] | WLDFR | HFTD - Distribution - Tier 3 - 1QU CoRE ¦ 1QU LoRE | Red Flag Warning - Small Fires | 2031 | 0 | 0.083606 | 0.039055 | 0.001695 | 0.042856 | 0.029555 | 0.0010076 | 0 | 2.9779e-05 | 2.9779e-05 | 0 | 3.0265e-06 | 3.0265e-06 | 0 | 3.0265e-06
[79 empty] | WLDFR | HFTD - Distribution - Tier 3 - 1QU CoRE ¦ 1QU LoRE | Red Flag Warning - Small Fires | 2032 | 0 | 0.083606 | 0.039055 | 0.001695 | 0.042856 | 0.029555 | 0.0010076 | 0 | 2.9779e-05 | 2.9779e-05 | 0 | 3.0265e-06 | 3.0265e-06 | 0 | 3.0265e-06
[79 empty] | WLDFR | HFTD - Distribution - Tier 3 - 1QU CoRE ¦ 1QU LoRE | Red Flag Warning - Small Fires | 2033 | 0 | 0.087211 | 0.040679 | 0.0017655 | 0.044766 | 0.030872 | 0.0010076 | 0 | 3.1106e-05 | 3.1106e-05 | 0 | 3.0265e-06 | 3.0265e-06 | 0 | 3.0265e-06
[79 empty] | WLDFR | HFTD - Distribution - Tier 3 - 1QU CoRE ¦ 1QU LoRE | Red Flag Warning - Small Fires | 2034 | 0 | 0.087211 | 0.040679 | 0.0017655 | 0.044766 | 0.030872 | 0.0010076 | 0 | 3.1106e-05 | 3.1106e-05 | 0 | 3.0265e-06 | 3.0265e-06 | 0 | 3.0265e-06
[79 empty] | WLDFR | HFTD - Distribution - Tier 3 - 1QU CoRE ¦ 1QU LoRE | Red Flag Warning - Small Fires | 2035 | 0 | 0.087211 | 0.040679 | 0.0017655 | 0.044766 | 0.030872 | 0.0010076 | 0 | 3.1106e-05 | 3.1106e-05 | 0 | 3.2211e-06 | 3.2211e-06 | 0 | 3.2211e-06
[79 empty] | WLDFR | HFTD - Distribution - Tier 3 - 1QU CoRE ¦ 1QU LoRE | Red Flag Warning - Small Fires | 2036 | 0 | 0.087211 | 0.040679 | 0.0017655 | 0.044766 | 0.030872 | 0.0010076 | 0 | 3.1106e-05 | 3.1106e-05 | 0 | 3.2211e-06 | 3.2211e-06 | 0 | 3.2211e-06
[79 empty] | WLDFR | HFTD - Distribution - Tier 3 - 1QU CoRE ¦ 1QU LoRE | Red Flag Warning - Small Fires | 2037 | 0 | 0.087211 | 0.040679 | 0.0017655 | 0.044766 | 0.030872 | 0.0010076 | 0 | 3.1106e-05 | 3.1106e-05 | 0 | 3.2211e-06 | 3.2211e-06 | 0 | 3.2211e-06
[79 empty] | WLDFR | HFTD - Distribution - Tier 3 - 1QU CoRE ¦ 1QU LoRE | Red Flag Warning - Small Fires | 2038 | 0 | 0.091184 | 0.042438 | 0.0018418 | 0.046905 | 0.032347 | 0.0010076 | 0 | 3.2592e-05 | 3.2592e-05 | 0 | 3.2211e-06 | 3.2211e-06 | 0 | 3.2211e-06
[79 empty] | WLDFR | HFTD - Distribution - Tier 3 - 1QU CoRE ¦ 1QU LoRE | Red Flag Warning - Small Fires | 2039 | 0 | 0.091184 | 0.042438 | 0.0018418 | 0.046905 | 0.032347 | 0.0010076 | 0 | 3.2592e-05 | 3.2592e-05 | 0 | 3.2211e-06 | 3.2211e-06 | 0 | 3.2211e-06
[79 empty] | WLDFR | HFTD - Distribution - Tier 3 - 1QU CoRE ¦ 1QU LoRE | Red Flag Warning - Small Fires | 2040 | 0 | 0.091184 | 0.042438 | 0.0018418 | 0.046905 | 0.032347 | 0.0010076 | 0 | 3.2592e-05 | 3.2592e-05 | 0 | 3.4307e-06 | 3.4307e-06 | 0 | 3.4307e-06
[79 empty] | WLDFR | HFTD - Distribution - Tier 3 - 1QU CoRE ¦ 1QU LoRE | Red Flag Warning - Small Fires | 2041 | 0 | 0.091184 | 0.042438 | 0.0018418 | 0.046905 | 0.032347 | 0.0010076 | 0 | 3.2592e-05 | 3.2592e-05 | 0 | 3.4307e-06 | 3.4307e-06 | 0 | 3.4307e-06
[79 empty] | WLDFR | HFTD - Distribution - Tier 3 - 1QU CoRE ¦ 1QU LoRE | Red Flag Warning - Small Fires | 2042 | 0 | 0.091184 | 0.042438 | 0.0018418 | 0.046905 | 0.032347 | 0.0010076 | 0 | 3.2592e-05 | 3.2592e-05 | 0 | 3.4307e-06 | 3.4307e-06 | 0 | 3.4307e-06
[79 empty] | WLDFR | HFTD - Distribution - Tier 3 - 1QU CoRE ¦ 1QU LoRE | Red Flag Warning - Small Fires | 2043 | 0 | 0.095486 | 0.044306 | 0.0019228 | 0.049257 | 0.033969 | 0.0010076 | 0 | 3.4226e-05 | 3.4226e-05 | 0 | 3.4307e-06 | 3.4307e-06 | 0 | 3.4307e-06
[79 empty] | WLDFR | HFTD - Distribution - Tier 3 - 1QU CoRE ¦ 1QU LoRE | Red Flag Warning - Small Fires | 2044 | 0 | 0.095486 | 0.044306 | 0.0019228 | 0.049257 | 0.033969 | 0.0010076 | 0 | 3.4226e-05 | 3.4226e-05 | 0 | 0 | 3.4307e-06 | 0 | 3.4307e-06
[79 empty] | WLDFR | HFTD - Distribution - Tier 3 - 1QU CoRE ¦ 1QU LoRE | Red Flag Warning - Small Fires | 2045 | 0 | 0.095486 | 0.044306 | 0.0019228 | 0.049257 | 0.033969 | 0.0010076 | 0 | 3.4226e-05 | 3.4226e-05 | 0 | 7.355e-07 | 0 | 0 | 0
[79 empty] | WLDFR | HFTD - Distribution - Tier 3 - 1QU CoRE ¦ 1QU LoRE | Red Flag Warning - Small Fires | 2046 | 0 | 0.095486 | 0.044306 | 0.0019228 | 0.049257 | 0.033969 | 0.0010076 | 0 | 3.4226e-05 | 3.4226e-05 | 0 | 7.5918e-07 | 7.5918e-07 | 0 | 7.5918e-07
[79 empty] | WLDFR | HFTD - Distribution - Tier 3 - 1QU CoRE ¦ 1QU LoRE | Red Flag Warning - Small Fires | 2047 | 0 | 0.095486 | 0.044306 | 0.0019228 | 0.049257 | 0.033969 | 0.0010076 | 0 | 3.4226e-05 | 3.4226e-05 | 0 | 7.5918e-07 | 7.5918e-07 | 0 | 7.5918e-07
[79 empty] | WLDFR | HFTD - Distribution - Tier 3 - 1QU CoRE ¦ 1QU LoRE | Red Flag Warning - Small Fires | 2048 | 0 | 0.10007 | 0.04626 | 0.0020076 | 0.051804 | 0.035726 | 0.0010076 | 0 | 3.5997e-05 | 3.5997e-05 | 0 | 7.5918e-07 | 7.5918e-07 | 0 | 7.5918e-07
[79 empty] | WLDFR | HFTD - Distribution - Tier 3 - 1QU CoRE ¦ 1QU LoRE | Red Flag Warning - Small Fires | 2049 | 0 | 0.10007 | 0.04626 | 0.0020076 | 0.051804 | 0.035726 | 0.0010076 | 0 | 3.5997e-05 | 3.5997e-05 | 0 | 7.5918e-07 | 7.5918e-07 | 0 | 7.5918e-07
[79 empty] | WLDFR | HFTD - Distribution - Tier 3 - 1QU CoRE ¦ 1QU LoRE | Red Flag Warning - Small Fires | 2050 | 0 | 0.10007 | 0.04626 | 0.0020076 | 0.051804 | 0.035726 | 0.0010076 | 0 | 3.5997e-05 | 3.5997e-05 | 0 | 7.5918e-07 | 7.5918e-07 | 0 | 7.5918e-07
[79 empty] | WLDFR | HFTD - Distribution - Tier 3 - 1QU CoRE ¦ 1QU LoRE | Red Flag Warning - Small Fires | 2051 | 0 | 0.10007 | 0.04626 | 0.0020076 | 0.051804 | 0.035726 | 0.0010076 | 0 | 3.5997e-05 | 3.5997e-05 | 0 | 7.8938e-07 | 7.8938e-07 | 0 | 7.8938e-07
[79 empty] | WLDFR | HFTD - Distribution - Tier 3 - 1QU CoRE ¦ 1QU LoRE | Red Flag Warning - Small Fires | 2052 | 0 | 0.10007 | 0.04626 | 0.0020076 | 0.051804 | 0.035726 | 0.0010076 | 0 | 3.5997e-05 | 3.5997e-05 | 0 | 7.8938e-07 | 7.8938e-07 | 0 | 7.8938e-07
[79 empty] | WLDFR | HFTD - Distribution - Tier 3 - 1QU CoRE ¦ 1QU LoRE | Red Flag Warning - Small Fires | 2053 | 0 | 0.10489 | 0.048274 | 0.002095 | 0.054525 | 0.037602 | 0.0010076 | 0 | 3.7887e-05 | 3.7887e-05 | 0 | 7.8938e-07 | 7.8938e-07 | 0 | 7.8938e-07
[79 empty] | WLDFR | HFTD - Distribution - Tier 3 - 1QU CoRE ¦ 1QU LoRE | Red Flag Warning - Small Fires | 2054 | 0 | 0.10489 | 0.048274 | 0.002095 | 0.054525 | 0.037602 | 0.0010076 | 0 | 3.7887e-05 | 3.7887e-05 | 0 | 7.8938e-07 | 7.8938e-07 | 0 | 7.8938e-07
[79 empty] | WLDFR | HFTD - Distribution - Tier 3 - 1QU CoRE ¦ 1QU LoRE | Red Flag Warning - Small Fires | 2055 | 0 | 0.10489 | 0.048274 | 0.002095 | 0.054525 | 0.037602 | 0.0010076 | 0 | 3.7887e-05 | 3.7887e-05 | 0 | 7.8938e-07 | 7.8938e-07 | 0 | 7.8938e-07
[79 empty] | WLDFR | HFTD - Distribution - Tier 3 - 1QU CoRE ¦ 1QU LoRE | Seismic - Non-Red Flag Warning - Catastrophic Fires | 2026 | 0 | 21835.9781 | 428.6023 | 13939.561 | 7467.8148 | 5149.9993 | 4.7229e-10 | 0 | 2.4323e-06 | 2.4323e-06 | 0 | 8.2341e-07 | 8.2341e-07 | 0 | 8.2341e-07
[79 empty] | WLDFR | HFTD - Distribution - Tier 3 - 1QU CoRE ¦ 1QU LoRE | Seismic - Non-Red Flag Warning - Catastrophic Fires | 2027 | 0 | 21835.9781 | 428.6023 | 13939.561 | 7467.8148 | 5149.9993 | 4.7229e-10 | 0 | 2.4323e-06 | 2.4323e-06 | 0 | 8.2341e-07 | 8.2341e-07 | 0 | 8.2341e-07
[79 empty] | WLDFR | HFTD - Distribution - Tier 3 - 1QU CoRE ¦ 1QU LoRE | Seismic - Non-Red Flag Warning - Catastrophic Fires | 2028 | 0 | 22783.187 | 453.261 | 14531.3357 | 7798.5904 | 5378.1107 | 4.7229e-10 | 0 | 2.54e-06 | 2.54e-06 | 0 | 8.2341e-07 | 8.2341e-07 | 0 | 8.2341e-07
[79 empty] | WLDFR | HFTD - Distribution - Tier 3 - 1QU CoRE ¦ 1QU LoRE | Seismic - Non-Red Flag Warning - Catastrophic Fires | 2029 | 0 | 22783.187 | 453.261 | 14531.3357 | 7798.5904 | 5378.1107 | 4.7229e-10 | 0 | 2.54e-06 | 2.54e-06 | 0 | 8.2341e-07 | 8.2341e-07 | 0 | 8.2341e-07
[79 empty] | WLDFR | HFTD - Distribution - Tier 3 - 1QU CoRE ¦ 1QU LoRE | Seismic - Non-Red Flag Warning - Catastrophic Fires | 2030 | 0 | 22783.187 | 453.261 | 14531.3357 | 7798.5904 | 5378.1107 | 4.7229e-10 | 0 | 2.54e-06 | 2.54e-06 | 0 | 8.2341e-07 | 8.2341e-07 | 0 | 8.2341e-07
[79 empty] | WLDFR | HFTD - Distribution - Tier 3 - 1QU CoRE ¦ 1QU LoRE | Seismic - Non-Red Flag Warning - Catastrophic Fires | 2031 | 0 | 22783.187 | 453.261 | 14531.3357 | 7798.5904 | 5378.1107 | 4.7229e-10 | 0 | 2.54e-06 | 2.54e-06 | 0 | 8.6092e-07 | 8.6092e-07 | 0 | 8.6092e-07
[79 empty] | WLDFR | HFTD - Distribution - Tier 3 - 1QU CoRE ¦ 1QU LoRE | Seismic - Non-Red Flag Warning - Catastrophic Fires | 2032 | 0 | 22783.187 | 453.261 | 14531.3357 | 7798.5904 | 5378.1107 | 4.7229e-10 | 0 | 2.54e-06 | 2.54e-06 | 0 | 8.6092e-07 | 8.6092e-07 | 0 | 8.6092e-07
[79 empty] | WLDFR | HFTD - Distribution - Tier 3 - 1QU CoRE ¦ 1QU LoRE | Seismic - Non-Red Flag Warning - Catastrophic Fires | 2033 | 0 | 23835.2641 | 480.9649 | 15187.7294 | 8166.5698 | 5631.8789 | 4.7229e-10 | 0 | 2.6599e-06 | 2.6599e-06 | 0 | 8.6092e-07 | 8.6092e-07 | 0 | 8.6092e-07
[79 empty] | WLDFR | HFTD - Distribution - Tier 3 - 1QU CoRE ¦ 1QU LoRE | Seismic - Non-Red Flag Warning - Catastrophic Fires | 2034 | 0 | 23835.2641 | 480.9649 | 15187.7294 | 8166.5698 | 5631.8789 | 4.7229e-10 | 0 | 2.6599e-06 | 2.6599e-06 | 0 | 8.6092e-07 | 8.6092e-07 | 0 | 8.6092e-07
[79 empty] | WLDFR | HFTD - Distribution - Tier 3 - 1QU CoRE ¦ 1QU LoRE | Seismic - Non-Red Flag Warning - Catastrophic Fires | 2035 | 0 | 23835.2641 | 480.9649 | 15187.7294 | 8166.5698 | 5631.8789 | 4.7229e-10 | 0 | 2.6599e-06 | 2.6599e-06 | 0 | 8.6092e-07 | 8.6092e-07 | 0 | 8.6092e-07
[79 empty] | WLDFR | HFTD - Distribution - Tier 3 - 1QU CoRE ¦ 1QU LoRE | Seismic - Non-Red Flag Warning - Catastrophic Fires | 2036 | 0 | 23835.2641 | 480.9649 | 15187.7294 | 8166.5698 | 5631.8789 | 4.7229e-10 | 0 | 2.6599e-06 | 2.6599e-06 | 0 | 9.0153e-07 | 9.0153e-07 | 0 | 9.0153e-07
[79 empty] | WLDFR | HFTD - Distribution - Tier 3 - 1QU CoRE ¦ 1QU LoRE | Seismic - Non-Red Flag Warning - Catastrophic Fires | 2037 | 0 | 23835.2641 | 480.9649 | 15187.7294 | 8166.5698 | 5631.8789 | 4.7229e-10 | 0 | 2.6599e-06 | 2.6599e-06 | 0 | 9.0153e-07 | 9.0153e-07 | 0 | 9.0153e-07
[79 empty] | WLDFR | HFTD - Distribution - Tier 3 - 1QU CoRE ¦ 1QU LoRE | Seismic - Non-Red Flag Warning - Catastrophic Fires | 2038 | 0 | 24976.6418 | 511.3745 | 15898.8237 | 8566.4437 | 5907.6423 | 4.7229e-10 | 0 | 2.7901e-06 | 2.7901e-06 | 0 | 9.0153e-07 | 9.0153e-07 | 0 | 9.0153e-07
[79 empty] | WLDFR | HFTD - Distribution - Tier 3 - 1QU CoRE ¦ 1QU LoRE | Seismic - Non-Red Flag Warning - Catastrophic Fires | 2039 | 0 | 24976.6418 | 511.3745 | 15898.8237 | 8566.4437 | 5907.6423 | 4.7229e-10 | 0 | 2.7901e-06 | 2.7901e-06 | 0 | 9.0153e-07 | 9.0153e-07 | 0 | 9.0153e-07
[79 empty] | WLDFR | HFTD - Distribution - Tier 3 - 1QU CoRE ¦ 1QU LoRE | Seismic - Non-Red Flag Warning - Catastrophic Fires | 2040 | 0 | 24976.6418 | 511.3745 | 15898.8237 | 8566.4437 | 5907.6423 | 4.7229e-10 | 0 | 2.7901e-06 | 2.7901e-06 | 0 | 9.0153e-07 | 9.0153e-07 | 0 | 9.0153e-07
[79 empty] | WLDFR | HFTD - Distribution - Tier 3 - 1QU CoRE ¦ 1QU LoRE | Seismic - Non-Red Flag Warning - Catastrophic Fires | 2041 | 0 | 24976.6418 | 511.3745 | 15898.8237 | 8566.4437 | 5907.6423 | 4.7229e-10 | 0 | 2.7901e-06 | 2.7901e-06 | 0 | 9.4483e-07 | 9.4483e-07 | 0 | 9.4483e-07
[79 empty] | WLDFR | HFTD - Distribution - Tier 3 - 1QU CoRE ¦ 1QU LoRE | Seismic - Non-Red Flag Warning - Catastrophic Fires | 2042 | 0 | 24976.6418 | 511.3745 | 15898.8237 | 8566.4437 | 5907.6423 | 4.7229e-10 | 0 | 2.7901e-06 | 2.7901e-06 | 0 | 9.4483e-07 | 9.4483e-07 | 0 | 9.4483e-07
[79 empty] | WLDFR | HFTD - Distribution - Tier 3 - 1QU CoRE ¦ 1QU LoRE | Seismic - Non-Red Flag Warning - Catastrophic Fires | 2043 | 0 | 26191.7278 | 544.1291 | 16654.7414 | 8992.8573 | 6201.7082 | 4.7229e-10 | 0 | 2.929e-06 | 2.929e-06 | 0 | 9.4483e-07 | 9.4483e-07 | 0 | 9.4483e-07
[79 empty] | WLDFR | HFTD - Distribution - Tier 3 - 1QU CoRE ¦ 1QU LoRE | Seismic - Non-Red Flag Warning - Catastrophic Fires | 2044 | 0 | 26191.7278 | 544.1291 | 16654.7414 | 8992.8573 | 6201.7082 | 4.7229e-10 | 0 | 2.929e-06 | 2.929e-06 | 0 | 9.4483e-07 | 9.4483e-07 | 0 | 9.4483e-07
[79 empty] | WLDFR | HFTD - Distribution - Tier 3 - 1QU CoRE ¦ 1QU LoRE | Seismic - Non-Red Flag Warning - Catastrophic Fires | 2045 | 0 | 26191.7278 | 544.1291 | 16654.7414 | 8992.8573 | 6201.7082 | 4.7229e-10 | 0 | 2.929e-06 | 2.929e-06 | 0 | 0 | 9.4483e-07 | 0 | 9.4483e-07
[79 empty] | WLDFR | HFTD - Distribution - Tier 3 - 1QU CoRE ¦ 1QU LoRE | Seismic - Non-Red Flag Warning - Catastrophic Fires | 2046 | 0 | 26191.7278 | 544.1291 | 16654.7414 | 8992.8573 | 6201.7082 | 4.7229e-10 | 0 | 2.929e-06 | 2.929e-06 | 0 | 0.0031183 | 0 | 0 | 0
[79 empty] | WLDFR | HFTD - Distribution - Tier 3 - 1QU CoRE ¦ 1QU LoRE | Seismic - Non-Red Flag Warning - Catastrophic Fires | 2047 | 0 | 26191.7278 | 544.1291 | 16654.7414 | 8992.8573 | 6201.7082 | 4.7229e-10 | 0 | 2.929e-06 | 2.929e-06 | 0 | 0.0032326 | 0.0032326 | 0 | 0.0032326
[79 empty] | WLDFR | HFTD - Distribution - Tier 3 - 1QU CoRE ¦ 1QU LoRE | Seismic - Non-Red Flag Warning - Catastrophic Fires | 2048 | 0 | 27464.7227 | 578.8407 | 17445.538 | 9440.3441 | 6510.3067 | 4.7229e-10 | 0 | 3.0747e-06 | 3.0747e-06 | 0 | 0.0032326 | 0.0032326 | 0 | 0.0032326
[79 empty] | WLDFR | HFTD - Distribution - Tier 3 - 1QU CoRE ¦ 1QU LoRE | Seismic - Non-Red Flag Warning - Catastrophic Fires | 2049 | 0 | 27464.7227 | 578.8407 | 17445.538 | 9440.3441 | 6510.3067 | 4.7229e-10 | 0 | 3.0747e-06 | 3.0747e-06 | 0 | 0.0032326 | 0.0032326 | 0 | 0.0032326
[79 empty] | WLDFR | HFTD - Distribution - Tier 3 - 1QU CoRE ¦ 1QU LoRE | Seismic - Non-Red Flag Warning - Catastrophic Fires | 2050 | 0 | 27464.7227 | 578.8407 | 17445.538 | 9440.3441 | 6510.3067 | 4.7229e-10 | 0 | 3.0747e-06 | 3.0747e-06 | 0 | 0.0032326 | 0.0032326 | 0 | 0.0032326
[79 empty] | WLDFR | HFTD - Distribution - Tier 3 - 1QU CoRE ¦ 1QU LoRE | Seismic - Non-Red Flag Warning - Catastrophic Fires | 2051 | 0 | 27464.7227 | 578.8407 | 17445.538 | 9440.3441 | 6510.3067 | 4.7229e-10 | 0 | 3.0747e-06 | 3.0747e-06 | 0 | 0.0032326 | 0.0032326 | 0 | 0.0032326
[79 empty] | WLDFR | HFTD - Distribution - Tier 3 - 1QU CoRE ¦ 1QU LoRE | Seismic - Non-Red Flag Warning - Catastrophic Fires | 2052 | 0 | 27464.7227 | 578.8407 | 17445.538 | 9440.3441 | 6510.3067 | 4.7229e-10 | 0 | 3.0747e-06 | 3.0747e-06 | 0 | 0.0033766 | 0.0033766 | 0 | 0.0033766
[79 empty] | WLDFR | HFTD - Distribution - Tier 3 - 1QU CoRE ¦ 1QU LoRE | Seismic - Non-Red Flag Warning - Catastrophic Fires | 2053 | 0 | 28779.6694 | 615.0952 | 18261.2327 | 9903.3415 | 6829.6018 | 4.7229e-10 | 0 | 3.2255e-06 | 3.2255e-06 | 0 | 0.0033766 | 0.0033766 | 0 | 0.0033766
[79 empty] | WLDFR | HFTD - Distribution - Tier 3 - 1QU CoRE ¦ 1QU LoRE | Seismic - Non-Red Flag Warning - Catastrophic Fires | 2054 | 0 | 28779.6694 | 615.0952 | 18261.2327 | 9903.3415 | 6829.6018 | 4.7229e-10 | 0 | 3.2255e-06 | 3.2255e-06 | 0 | 0.0033766 | 0.0033766 | 0 | 0.0033766
[79 empty] | WLDFR | HFTD - Distribution - Tier 3 - 1QU CoRE ¦ 1QU LoRE | Seismic - Non-Red Flag Warning - Catastrophic Fires | 2055 | 0 | 28779.6694 | 615.0952 | 18261.2327 | 9903.3415 | 6829.6018 | 4.7229e-10 | 0 | 3.2255e-06 | 3.2255e-06 | 0 | 0.0033766 | 0.0033766 | 0 | 0.0033766
[79 empty] | WLDFR | HFTD - Distribution - Tier 3 - 1QU CoRE ¦ 1QU LoRE | Seismic - Red Flag Warning - Catastrophic Fires | 2026 | 0 | 21835.9781 | 428.6023 | 13939.561 | 7467.8148 | 5149.9993 | 2.0365e-08 | 0 | 0.00010488 | 0.00010488 | 0 | 0.0033766 | 0.0033766 | 0 | 0.0033766
[79 empty] | WLDFR | HFTD - Distribution - Tier 3 - 1QU CoRE ¦ 1QU LoRE | Seismic - Red Flag Warning - Catastrophic Fires | 2027 | 0 | 21835.9781 | 428.6023 | 13939.561 | 7467.8148 | 5149.9993 | 2.0365e-08 | 0 | 0.00010488 | 0.00010488 | 0 | 0.0035366 | 0.0035366 | 0 | 0.0035366
[79 empty] | WLDFR | HFTD - Distribution - Tier 3 - 1QU CoRE ¦ 1QU LoRE | Seismic - Red Flag Warning - Catastrophic Fires | 2028 | 0 | 22783.187 | 453.261 | 14531.3357 | 7798.5904 | 5378.1107 | 2.0365e-08 | 0 | 0.00010952 | 0.00010952 | 0 | 0.0035366 | 0.0035366 | 0 | 0.0035366
[79 empty] | WLDFR | HFTD - Distribution - Tier 3 - 1QU CoRE ¦ 1QU LoRE | Seismic - Red Flag Warning - Catastrophic Fires | 2029 | 0 | 22783.187 | 453.261 | 14531.3357 | 7798.5904 | 5378.1107 | 2.0365e-08 | 0 | 0.00010952 | 0.00010952 | 0 | 0.0035366 | 0.0035366 | 0 | 0.0035366
[79 empty] | WLDFR | HFTD - Distribution - Tier 3 - 1QU CoRE ¦ 1QU LoRE | Seismic - Red Flag Warning - Catastrophic Fires | 2030 | 0 | 22783.187 | 453.261 | 14531.3357 | 7798.5904 | 5378.1107 | 2.0365e-08 | 0 | 0.00010952 | 0.00010952 | 0 | 0.0035366 | 0.0035366 | 0 | 0.0035366
[79 empty] | WLDFR | HFTD - Distribution - Tier 3 - 1QU CoRE ¦ 1QU LoRE | Seismic - Red Flag Warning - Catastrophic Fires | 2031 | 0 | 22783.187 | 453.261 | 14531.3357 | 7798.5904 | 5378.1107 | 2.0365e-08 | 0 | 0.00010952 | 0.00010952 | 0 | 0.0035366 | 0.0035366 | 0 | 0.0035366
[79 empty] | WLDFR | HFTD - Distribution - Tier 3 - 1QU CoRE ¦ 1QU LoRE | Seismic - Red Flag Warning - Catastrophic Fires | 2032 | 0 | 22783.187 | 453.261 | 14531.3357 | 7798.5904 | 5378.1107 | 2.0365e-08 | 0 | 0.00010952 | 0.00010952 | 0 | 0.0037104 | 0.0037104 | 0 | 0.0037104
[79 empty] | WLDFR | HFTD - Distribution - Tier 3 - 1QU CoRE ¦ 1QU LoRE | Seismic - Red Flag Warning - Catastrophic Fires | 2033 | 0 | 23835.2641 | 480.9649 | 15187.7294 | 8166.5698 | 5631.8789 | 2.0365e-08 | 0 | 0.00011469 | 0.00011469 | 0 | 0.0037104 | 0.0037104 | 0 | 0.0037104
[79 empty] | WLDFR | HFTD - Distribution - Tier 3 - 1QU CoRE ¦ 1QU LoRE | Seismic - Red Flag Warning - Catastrophic Fires | 2034 | 0 | 23835.2641 | 480.9649 | 15187.7294 | 8166.5698 | 5631.8789 | 2.0365e-08 | 0 | 0.00011469 | 0.00011469 | 0 | 0.0037104 | 0.0037104 | 0 | 0.0037104
[79 empty] | WLDFR | HFTD - Distribution - Tier 3 - 1QU CoRE ¦ 1QU LoRE | Seismic - Red Flag Warning - Catastrophic Fires | 2035 | 0 | 23835.2641 | 480.9649 | 15187.7294 | 8166.5698 | 5631.8789 | 2.0365e-08 | 0 | 0.00011469 | 0.00011469 | 0 | 0.0037104 | 0.0037104 | 0 | 0.0037104
[79 empty] | WLDFR | HFTD - Distribution - Tier 3 - 1QU CoRE ¦ 1QU LoRE | Seismic - Red Flag Warning - Catastrophic Fires | 2036 | 0 | 23835.2641 | 480.9649 | 15187.7294 | 8166.5698 | 5631.8789 | 2.0365e-08 | 0 | 0.00011469 | 0.00011469 | 0 | 0.0037104 | 0.0037104 | 0 | 0.0037104
[79 empty] | WLDFR | HFTD - Distribution - Tier 3 - 1QU CoRE ¦ 1QU LoRE | Seismic - Red Flag Warning - Catastrophic Fires | 2037 | 0 | 23835.2641 | 480.9649 | 15187.7294 | 8166.5698 | 5631.8789 | 2.0365e-08 | 0 | 0.00011469 | 0.00011469 | 0 | 0.0038955 | 0.0038955 | 0 | 0.0038955
[79 empty] | WLDFR | HFTD - Distribution - Tier 3 - 1QU CoRE ¦ 1QU LoRE | Seismic - Red Flag Warning - Catastrophic Fires | 2038 | 0 | 24976.6418 | 511.3745 | 15898.8237 | 8566.4437 | 5907.6423 | 2.0365e-08 | 0 | 0.00012031 | 0.00012031 | 0 | 0.0038955 | 0.0038955 | 0 | 0.0038955
[79 empty] | WLDFR | HFTD - Distribution - Tier 3 - 1QU CoRE ¦ 1QU LoRE | Seismic - Red Flag Warning - Catastrophic Fires | 2039 | 0 | 24976.6418 | 511.3745 | 15898.8237 | 8566.4437 | 5907.6423 | 2.0365e-08 | 0 | 0.00012031 | 0.00012031 | 0 | 0.0038955 | 0.0038955 | 0 | 0.0038955
[79 empty] | WLDFR | HFTD - Distribution - Tier 3 - 1QU CoRE ¦ 1QU LoRE | Seismic - Red Flag Warning - Catastrophic Fires | 2040 | 0 | 24976.6418 | 511.3745 | 15898.8237 | 8566.4437 | 5907.6423 | 2.0365e-08 | 0 | 0.00012031 | 0.00012031 | 0 | 0.0038955 | 0.0038955 | 0 | 0.0038955
[79 empty] | WLDFR | HFTD - Distribution - Tier 3 - 1QU CoRE ¦ 1QU LoRE | Seismic - Red Flag Warning - Catastrophic Fires | 2041 | 0 | 24976.6418 | 511.3745 | 15898.8237 | 8566.4437 | 5907.6423 | 2.0365e-08 | 0 | 0.00012031 | 0.00012031 | 0 | 0.0038955 | 0.0038955 | 0 | 0.0038955
[79 empty] | WLDFR | HFTD - Distribution - Tier 3 - 1QU CoRE ¦ 1QU LoRE | Seismic - Red Flag Warning - Catastrophic Fires | 2042 | 0 | 24976.6418 | 511.3745 | 15898.8237 | 8566.4437 | 5907.6423 | 2.0365e-08 | 0 | 0.00012031 | 0.00012031 | 0 | 0.0040895 | 0.0040895 | 0 | 0.0040895
[79 empty] | WLDFR | HFTD - Distribution - Tier 3 - 1QU CoRE ¦ 1QU LoRE | Seismic - Red Flag Warning - Catastrophic Fires | 2043 | 0 | 26191.7278 | 544.1291 | 16654.7414 | 8992.8573 | 6201.7082 | 2.0365e-08 | 0 | 0.0001263 | 0.0001263 | 0 | 0.0040895 | 0.0040895 | 0 | 0.0040895
[79 empty] | WLDFR | HFTD - Distribution - Tier 3 - 1QU CoRE ¦ 1QU LoRE | Seismic - Red Flag Warning - Catastrophic Fires | 2044 | 0 | 26191.7278 | 544.1291 | 16654.7414 | 8992.8573 | 6201.7082 | 2.0365e-08 | 0 | 0.0001263 | 0.0001263 | 0 | 0.0040895 | 0.0040895 | 0 | 0.0040895
[79 empty] | WLDFR | HFTD - Distribution - Tier 3 - 1QU CoRE ¦ 1QU LoRE | Seismic - Red Flag Warning - Catastrophic Fires | 2045 | 0 | 26191.7278 | 544.1291 | 16654.7414 | 8992.8573 | 6201.7082 | 2.0365e-08 | 0 | 0.0001263 | 0.0001263 | 0 | 0.0040895 | 0.0040895 | 0 | 0.0040895
[79 empty] | WLDFR | HFTD - Distribution - Tier 3 - 1QU CoRE ¦ 1QU LoRE | Seismic - Red Flag Warning - Catastrophic Fires | 2046 | 0 | 26191.7278 | 544.1291 | 16654.7414 | 8992.8573 | 6201.7082 | 2.0365e-08 | 0 | 0.0001263 | 0.0001263 | 0 | 0 | 0.0040895 | 0 | 0.0040895
[79 empty] | WLDFR | HFTD - Distribution - Tier 3 - 1QU CoRE ¦ 1QU LoRE | Seismic - Red Flag Warning - Catastrophic Fires | 2047 | 0 | 26191.7278 | 544.1291 | 16654.7414 | 8992.8573 | 6201.7082 | 2.0365e-08 | 0 | 0.0001263 | 0.0001263 | 0 | 0.0031894 | 0 | 0 | 0
[79 empty] | WLDFR | HFTD - Distribution - Tier 3 - 1QU CoRE ¦ 1QU LoRE | Seismic - Red Flag Warning - Catastrophic Fires | 2048 | 0 | 27464.7227 | 578.8407 | 17445.538 | 9440.3441 | 6510.3067 | 2.0365e-08 | 0 | 0.00013258 | 0.00013258 | 0 | 0.003306 | 0.003306 | 0 | 0.003306
[79 empty] | WLDFR | HFTD - Distribution - Tier 3 - 1QU CoRE ¦ 1QU LoRE | Seismic - Red Flag Warning - Catastrophic Fires | 2049 | 0 | 27464.7227 | 578.8407 | 17445.538 | 9440.3441 | 6510.3067 | 2.0365e-08 | 0 | 0.00013258 | 0.00013258 | 0 | 0.003306 | 0.003306 | 0 | 0.003306
[79 empty] | WLDFR | HFTD - Distribution - Tier 3 - 1QU CoRE ¦ 1QU LoRE | Seismic - Red Flag Warning - Catastrophic Fires | 2050 | 0 | 27464.7227 | 578.8407 | 17445.538 | 9440.3441 | 6510.3067 | 2.0365e-08 | 0 | 0.00013258 | 0.00013258 | 0 | 0.003306 | 0.003306 | 0 | 0.003306
[79 empty] | WLDFR | HFTD - Distribution - Tier 3 - 1QU CoRE ¦ 1QU LoRE | Seismic - Red Flag Warning - Catastrophic Fires | 2051 | 0 | 27464.7227 | 578.8407 | 17445.538 | 9440.3441 | 6510.3067 | 2.0365e-08 | 0 | 0.00013258 | 0.00013258 | 0 | 0.003306 | 0.003306 | 0 | 0.003306
[79 empty] | WLDFR | HFTD - Distribution - Tier 3 - 1QU CoRE ¦ 1QU LoRE | Seismic - Red Flag Warning - Catastrophic Fires | 2052 | 0 | 27464.7227 | 578.8407 | 17445.538 | 9440.3441 | 6510.3067 | 2.0365e-08 | 0 | 0.00013258 | 0.00013258 | 0 | 0.003306 | 0.003306 | 0 | 0.003306
[79 empty] | WLDFR | HFTD - Distribution - Tier 3 - 1QU CoRE ¦ 1QU LoRE | Seismic - Red Flag Warning - Catastrophic Fires | 2053 | 0 | 28779.6694 | 615.0952 | 18261.2327 | 9903.3415 | 6829.6018 | 2.0365e-08 | 0 | 0.00013908 | 0.00013908 | 0 | 0.0034527 | 0.0034527 | 0 | 0.0034527
[79 empty] | WLDFR | HFTD - Distribution - Tier 3 - 1QU CoRE ¦ 1QU LoRE | Seismic - Red Flag Warning - Catastrophic Fires | 2054 | 0 | 28779.6694 | 615.0952 | 18261.2327 | 9903.3415 | 6829.6018 | 2.0365e-08 | 0 | 0.00013908 | 0.00013908 | 0 | 0.0034527 | 0.0034527 | 0 | 0.0034527
[79 empty] | WLDFR | HFTD - Distribution - Tier 3 - 1QU CoRE ¦ 1QU LoRE | Seismic - Red Flag Warning - Catastrophic Fires | 2055 | 0 | 28779.6694 | 615.0952 | 18261.2327 | 9903.3415 | 6829.6018 | 2.0365e-08 | 0 | 0.00013908 | 0.00013908 | 0 | 0.0034527 | 0.0034527 | 0 | 0.0034527
[79 empty] | WLDFR | HFTD - Distribution - Tier 3 - 1QU CoRE ¦ 2QU LoRE | Non-Red Flag Warning - Catastrophic Fires | 2026 | 0 | 14664.6376 | 233.2301 | 8896.516 | 5534.8915 | 3817.0051 | 7.5856e-06 | 0 | 0.028954 | 0.028954 | 0 | 0.0034527 | 0.0034527 | 0 | 0.0034527
[79 empty] | WLDFR | HFTD - Distribution - Tier 3 - 1QU CoRE ¦ 2QU LoRE | Non-Red Flag Warning - Catastrophic Fires | 2027 | 0 | 14664.6376 | 233.2301 | 8896.516 | 5534.8915 | 3817.0051 | 7.5856e-06 | 0 | 0.028954 | 0.028954 | 0 | 0.0034527 | 0.0034527 | 0 | 0.0034527
[79 empty] | WLDFR | HFTD - Distribution - Tier 3 - 1QU CoRE ¦ 2QU LoRE | Non-Red Flag Warning - Catastrophic Fires | 2028 | 0 | 15317.9909 | 247.273 | 9287.6491 | 5783.0689 | 3988.1546 | 7.5856e-06 | 0 | 0.030253 | 0.030253 | 0 | 0.0036156 | 0.0036156 | 0 | 0.0036156
[79 empty] | WLDFR | HFTD - Distribution - Tier 3 - 1QU CoRE ¦ 2QU LoRE | Non-Red Flag Warning - Catastrophic Fires | 2029 | 0 | 15317.9909 | 247.273 | 9287.6491 | 5783.0689 | 3988.1546 | 7.5856e-06 | 0 | 0.030253 | 0.030253 | 0 | 0.0036156 | 0.0036156 | 0 | 0.0036156
[79 empty] | WLDFR | HFTD - Distribution - Tier 3 - 1QU CoRE ¦ 2QU LoRE | Non-Red Flag Warning - Catastrophic Fires | 2030 | 0 | 15317.9909 | 247.273 | 9287.6491 | 5783.0689 | 3988.1546 | 7.5856e-06 | 0 | 0.030253 | 0.030253 | 0 | 0.0036156 | 0.0036156 | 0 | 0.0036156
[79 empty] | WLDFR | HFTD - Distribution - Tier 3 - 1QU CoRE ¦ 2QU LoRE | Non-Red Flag Warning - Catastrophic Fires | 2031 | 0 | 15317.9909 | 247.273 | 9287.6491 | 5783.0689 | 3988.1546 | 7.5856e-06 | 0 | 0.030253 | 0.030253 | 0 | 0.0036156 | 0.0036156 | 0 | 0.0036156
[79 empty] | WLDFR | HFTD - Distribution - Tier 3 - 1QU CoRE ¦ 2QU LoRE | Non-Red Flag Warning - Catastrophic Fires | 2032 | 0 | 15317.9909 | 247.273 | 9287.6491 | 5783.0689 | 3988.1546 | 7.5856e-06 | 0 | 0.030253 | 0.030253 | 0 | 0.0036156 | 0.0036156 | 0 | 0.0036156
[79 empty] | WLDFR | HFTD - Distribution - Tier 3 - 1QU CoRE ¦ 2QU LoRE | Non-Red Flag Warning - Catastrophic Fires | 2033 | 0 | 16044.1264 | 263.1074 | 9721.74 | 6059.2791 | 4178.6364 | 7.5856e-06 | 0 | 0.031698 | 0.031698 | 0 | 0.0037923 | 0.0037923 | 0 | 0.0037923
[79 empty] | WLDFR | HFTD - Distribution - Tier 3 - 1QU CoRE ¦ 2QU LoRE | Non-Red Flag Warning - Catastrophic Fires | 2034 | 0 | 16044.1264 | 263.1074 | 9721.74 | 6059.2791 | 4178.6364 | 7.5856e-06 | 0 | 0.031698 | 0.031698 | 0 | 0.0037923 | 0.0037923 | 0 | 0.0037923
[79 empty] | WLDFR | HFTD - Distribution - Tier 3 - 1QU CoRE ¦ 2QU LoRE | Non-Red Flag Warning - Catastrophic Fires | 2035 | 0 | 16044.1264 | 263.1074 | 9721.74 | 6059.2791 | 4178.6364 | 7.5856e-06 | 0 | 0.031698 | 0.031698 | 0 | 0.0037923 | 0.0037923 | 0 | 0.0037923
[79 empty] | WLDFR | HFTD - Distribution - Tier 3 - 1QU CoRE ¦ 2QU LoRE | Non-Red Flag Warning - Catastrophic Fires | 2036 | 0 | 16044.1264 | 263.1074 | 9721.74 | 6059.2791 | 4178.6364 | 7.5856e-06 | 0 | 0.031698 | 0.031698 | 0 | 0.0037923 | 0.0037923 | 0 | 0.0037923
[79 empty] | WLDFR | HFTD - Distribution - Tier 3 - 1QU CoRE ¦ 2QU LoRE | Non-Red Flag Warning - Catastrophic Fires | 2037 | 0 | 16044.1264 | 263.1074 | 9721.74 | 6059.2791 | 4178.6364 | 7.5856e-06 | 0 | 0.031698 | 0.031698 | 0 | 0.0037923 | 0.0037923 | 0 | 0.0037923
[79 empty] | WLDFR | HFTD - Distribution - Tier 3 - 1QU CoRE ¦ 2QU LoRE | Non-Red Flag Warning - Catastrophic Fires | 2038 | 0 | 16832.3912 | 280.5544 | 10192.2718 | 6359.5651 | 4385.7214 | 7.5856e-06 | 0 | 0.033269 | 0.033269 | 0 | 0.0039803 | 0.0039803 | 0 | 0.0039803
[79 empty] | WLDFR | HFTD - Distribution - Tier 3 - 1QU CoRE ¦ 2QU LoRE | Non-Red Flag Warning - Catastrophic Fires | 2039 | 0 | 16832.3912 | 280.5544 | 10192.2718 | 6359.5651 | 4385.7214 | 7.5856e-06 | 0 | 0.033269 | 0.033269 | 0 | 0.0039803 | 0.0039803 | 0 | 0.0039803
[79 empty] | WLDFR | HFTD - Distribution - Tier 3 - 1QU CoRE ¦ 2QU LoRE | Non-Red Flag Warning - Catastrophic Fires | 2040 | 0 | 16832.3912 | 280.5544 | 10192.2718 | 6359.5651 | 4385.7214 | 7.5856e-06 | 0 | 0.033269 | 0.033269 | 0 | 0.0039803 | 0.0039803 | 0 | 0.0039803
[79 empty] | WLDFR | HFTD - Distribution - Tier 3 - 1QU CoRE ¦ 2QU LoRE | Non-Red Flag Warning - Catastrophic Fires | 2041 | 0 | 16832.3912 | 280.5544 | 10192.2718 | 6359.5651 | 4385.7214 | 7.5856e-06 | 0 | 0.033269 | 0.033269 | 0 | 0.0039803 | 0.0039803 | 0 | 0.0039803
[79 empty] | WLDFR | HFTD - Distribution - Tier 3 - 1QU CoRE ¦ 2QU LoRE | Non-Red Flag Warning - Catastrophic Fires | 2042 | 0 | 16832.3912 | 280.5544 | 10192.2718 | 6359.5651 | 4385.7214 | 7.5856e-06 | 0 | 0.033269 | 0.033269 | 0 | 0.0039803 | 0.0039803 | 0 | 0.0039803
[79 empty] | WLDFR | HFTD - Distribution - Tier 3 - 1QU CoRE ¦ 2QU LoRE | Non-Red Flag Warning - Catastrophic Fires | 2043 | 0 | 17672.0852 | 299.42 | 10692.7362 | 6679.929 | 4606.6527 | 7.5856e-06 | 0 | 0.034944 | 0.034944 | 0 | 0.0041773 | 0.0041773 | 0 | 0.0041773
[79 empty] | WLDFR | HFTD - Distribution - Tier 3 - 1QU CoRE ¦ 2QU LoRE | Non-Red Flag Warning - Catastrophic Fires | 2044 | 0 | 17672.0852 | 299.42 | 10692.7362 | 6679.929 | 4606.6527 | 7.5856e-06 | 0 | 0.034944 | 0.034944 | 0 | 0.0041773 | 0.0041773 | 0 | 0.0041773
[79 empty] | WLDFR | HFTD - Distribution - Tier 3 - 1QU CoRE ¦ 2QU LoRE | Non-Red Flag Warning - Catastrophic Fires | 2045 | 0 | 17672.0852 | 299.42 | 10692.7362 | 6679.929 | 4606.6527 | 7.5856e-06 | 0 | 0.034944 | 0.034944 | 0 | 0.0041773 | 0.0041773 | 0 | 0.0041773
[79 empty] | WLDFR | HFTD - Distribution - Tier 3 - 1QU CoRE ¦ 2QU LoRE | Non-Red Flag Warning - Catastrophic Fires | 2046 | 0 | 17672.0852 | 299.42 | 10692.7362 | 6679.929 | 4606.6527 | 7.5856e-06 | 0 | 0.034944 | 0.034944 | 0 | 0.0041773 | 0.0041773 | 0 | 0.0041773
[79 empty] | WLDFR | HFTD - Distribution - Tier 3 - 1QU CoRE ¦ 2QU LoRE | Non-Red Flag Warning - Catastrophic Fires | 2047 | 0 | 17672.0852 | 299.42 | 10692.7362 | 6679.929 | 4606.6527 | 7.5856e-06 | 0 | 0.034944 | 0.034944 | 0 | 0 | 0.0041773 | 0 | 0.0041773
[79 empty] | WLDFR | HFTD - Distribution - Tier 3 - 1QU CoRE ¦ 2QU LoRE | Non-Red Flag Warning - Catastrophic Fires | 2048 | 0 | 18552.3348 | 319.4911 | 11216.5626 | 7016.281 | 4838.6098 | 7.5856e-06 | 0 | 0.036704 | 0.036704 | 0 | 1.2561e-05 | 0 | 0 | 0
[79 empty] | WLDFR | HFTD - Distribution - Tier 3 - 1QU CoRE ¦ 2QU LoRE | Non-Red Flag Warning - Catastrophic Fires | 2049 | 0 | 18552.3348 | 319.4911 | 11216.5626 | 7016.281 | 4838.6098 | 7.5856e-06 | 0 | 0.036704 | 0.036704 | 0 | 1.3123e-05 | 1.3123e-05 | 0 | 1.3123e-05
[79 empty] | WLDFR | HFTD - Distribution - Tier 3 - 1QU CoRE ¦ 2QU LoRE | Non-Red Flag Warning - Catastrophic Fires | 2050 | 0 | 18552.3348 | 319.4911 | 11216.5626 | 7016.281 | 4838.6098 | 7.5856e-06 | 0 | 0.036704 | 0.036704 | 0 | 1.3123e-05 | 1.3123e-05 | 0 | 1.3123e-05
[79 empty] | WLDFR | HFTD - Distribution - Tier 3 - 1QU CoRE ¦ 2QU LoRE | Non-Red Flag Warning - Catastrophic Fires | 2051 | 0 | 18552.3348 | 319.4911 | 11216.5626 | 7016.281 | 4838.6098 | 7.5856e-06 | 0 | 0.036704 | 0.036704 | 0 | 1.3123e-05 | 1.3123e-05 | 0 | 1.3123e-05
[79 empty] | WLDFR | HFTD - Distribution - Tier 3 - 1QU CoRE ¦ 2QU LoRE | Non-Red Flag Warning - Catastrophic Fires | 2052 | 0 | 18552.3348 | 319.4911 | 11216.5626 | 7016.281 | 4838.6098 | 7.5856e-06 | 0 | 0.036704 | 0.036704 | 0 | 1.3123e-05 | 1.3123e-05 | 0 | 1.3123e-05
[79 empty] | WLDFR | HFTD - Distribution - Tier 3 - 1QU CoRE ¦ 2QU LoRE | Non-Red Flag Warning - Catastrophic Fires | 2053 | 0 | 19462.1283 | 340.5356 | 11757.1413 | 7364.4514 | 5078.7171 | 7.5856e-06 | 0 | 0.038525 | 0.038525 | 0 | 1.3123e-05 | 1.3123e-05 | 0 | 1.3123e-05
[79 empty] | WLDFR | HFTD - Distribution - Tier 3 - 1QU CoRE ¦ 2QU LoRE | Non-Red Flag Warning - Catastrophic Fires | 2054 | 0 | 19462.1283 | 340.5356 | 11757.1413 | 7364.4514 | 5078.7171 | 7.5856e-06 | 0 | 0.038525 | 0.038525 | 0 | 1.3847e-05 | 1.3847e-05 | 0 | 1.3847e-05
[79 empty] | WLDFR | HFTD - Distribution - Tier 3 - 1QU CoRE ¦ 2QU LoRE | Non-Red Flag Warning - Catastrophic Fires | 2055 | 0 | 19462.1283 | 340.5356 | 11757.1413 | 7364.4514 | 5078.7171 | 7.5856e-06 | 0 | 0.038525 | 0.038525 | 0 | 1.3847e-05 | 1.3847e-05 | 0 | 1.3847e-05
[79 empty] | WLDFR | HFTD - Distribution - Tier 3 - 1QU CoRE ¦ 2QU LoRE | Non-Red Flag Warning - Large Fires | 2026 | 0 | 5.475 | 0.71896 | 3.0715 | 1.6846 | 1.1617 | 5.8953e-05 | 0 | 6.8488e-05 | 6.8488e-05 | 0 | 1.3847e-05 | 1.3847e-05 | 0 | 1.3847e-05
[79 empty] | WLDFR | HFTD - Distribution - Tier 3 - 1QU CoRE ¦ 2QU LoRE | Non-Red Flag Warning - Large Fires | 2027 | 0 | 5.475 | 0.71896 | 3.0715 | 1.6846 | 1.1617 | 5.8953e-05 | 0 | 6.8488e-05 | 6.8488e-05 | 0 | 1.3847e-05 | 1.3847e-05 | 0 | 1.3847e-05
[79 empty] | WLDFR | HFTD - Distribution - Tier 3 - 1QU CoRE ¦ 2QU LoRE | Non-Red Flag Warning - Large Fires | 2028 | 0 | 5.777 | 0.74734 | 3.238 | 1.7917 | 1.2356 | 5.8953e-05 | 0 | 7.2844e-05 | 7.2844e-05 | 0 | 1.3847e-05 | 1.3847e-05 | 0 | 1.3847e-05
[79 empty] | WLDFR | HFTD - Distribution - Tier 3 - 1QU CoRE ¦ 2QU LoRE | Non-Red Flag Warning - Large Fires | 2029 | 0 | 5.777 | 0.74734 | 3.238 | 1.7917 | 1.2356 | 5.8953e-05 | 0 | 7.2844e-05 | 7.2844e-05 | 0 | 1.467e-05 | 1.467e-05 | 0 | 1.467e-05
[79 empty] | WLDFR | HFTD - Distribution - Tier 3 - 1QU CoRE ¦ 2QU LoRE | Non-Red Flag Warning - Large Fires | 2030 | 0 | 5.777 | 0.74734 | 3.238 | 1.7917 | 1.2356 | 5.8953e-05 | 0 | 7.2844e-05 | 7.2844e-05 | 0 | 1.467e-05 | 1.467e-05 | 0 | 1.467e-05
[79 empty] | WLDFR | HFTD - Distribution - Tier 3 - 1QU CoRE ¦ 2QU LoRE | Non-Red Flag Warning - Large Fires | 2031 | 0 | 5.777 | 0.74734 | 3.238 | 1.7917 | 1.2356 | 5.8953e-05 | 0 | 7.2844e-05 | 7.2844e-05 | 0 | 1.467e-05 | 1.467e-05 | 0 | 1.467e-05
[79 empty] | WLDFR | HFTD - Distribution - Tier 3 - 1QU CoRE ¦ 2QU LoRE | Non-Red Flag Warning - Large Fires | 2032 | 0 | 5.777 | 0.74734 | 3.238 | 1.7917 | 1.2356 | 5.8953e-05 | 0 | 7.2844e-05 | 7.2844e-05 | 0 | 1.467e-05 | 1.467e-05 | 0 | 1.467e-05
[79 empty] | WLDFR | HFTD - Distribution - Tier 3 - 1QU CoRE ¦ 2QU LoRE | Non-Red Flag Warning - Large Fires | 2033 | 0 | 6.1205 | 0.77885 | 3.4265 | 1.9151 | 1.3207 | 5.8953e-05 | 0 | 7.7861e-05 | 7.7861e-05 | 0 | 1.467e-05 | 1.467e-05 | 0 | 1.467e-05
[79 empty] | WLDFR | HFTD - Distribution - Tier 3 - 1QU CoRE ¦ 2QU LoRE | Non-Red Flag Warning - Large Fires | 2034 | 0 | 6.1205 | 0.77885 | 3.4265 | 1.9151 | 1.3207 | 5.8953e-05 | 0 | 7.7861e-05 | 7.7861e-05 | 0 | 1.5587e-05 | 1.5587e-05 | 0 | 1.5587e-05
[79 empty] | WLDFR | HFTD - Distribution - Tier 3 - 1QU CoRE ¦ 2QU LoRE | Non-Red Flag Warning - Large Fires | 2035 | 0 | 6.1205 | 0.77885 | 3.4265 | 1.9151 | 1.3207 | 5.8953e-05 | 0 | 7.7861e-05 | 7.7861e-05 | 0 | 1.5587e-05 | 1.5587e-05 | 0 | 1.5587e-05
[79 empty] | WLDFR | HFTD - Distribution - Tier 3 - 1QU CoRE ¦ 2QU LoRE | Non-Red Flag Warning - Large Fires | 2036 | 0 | 6.1205 | 0.77885 | 3.4265 | 1.9151 | 1.3207 | 5.8953e-05 | 0 | 7.7861e-05 | 7.7861e-05 | 0 | 1.5587e-05 | 1.5587e-05 | 0 | 1.5587e-05
[79 empty] | WLDFR | HFTD - Distribution - Tier 3 - 1QU CoRE ¦ 2QU LoRE | Non-Red Flag Warning - Large Fires | 2037 | 0 | 6.1205 | 0.77885 | 3.4265 | 1.9151 | 1.3207 | 5.8953e-05 | 0 | 7.7861e-05 | 7.7861e-05 | 0 | 1.5587e-05 | 1.5587e-05 | 0 | 1.5587e-05
[79 empty] | WLDFR | HFTD - Distribution - Tier 3 - 1QU CoRE ¦ 2QU LoRE | Non-Red Flag Warning - Large Fires | 2038 | 0 | 6.5028 | 0.81304 | 3.6355 | 2.0543 | 1.4167 | 5.8953e-05 | 0 | 8.3517e-05 | 8.3517e-05 | 0 | 1.5587e-05 | 1.5587e-05 | 0 | 1.5587e-05
[79 empty] | WLDFR | HFTD - Distribution - Tier 3 - 1QU CoRE ¦ 2QU LoRE | Non-Red Flag Warning - Large Fires | 2039 | 0 | 6.5028 | 0.81304 | 3.6355 | 2.0543 | 1.4167 | 5.8953e-05 | 0 | 8.3517e-05 | 8.3517e-05 | 0 | 1.6589e-05 | 1.6589e-05 | 0 | 1.6589e-05
[79 empty] | WLDFR | HFTD - Distribution - Tier 3 - 1QU CoRE ¦ 2QU LoRE | Non-Red Flag Warning - Large Fires | 2040 | 0 | 6.5028 | 0.81304 | 3.6355 | 2.0543 | 1.4167 | 5.8953e-05 | 0 | 8.3517e-05 | 8.3517e-05 | 0 | 1.6589e-05 | 1.6589e-05 | 0 | 1.6589e-05
[79 empty] | WLDFR | HFTD - Distribution - Tier 3 - 1QU CoRE ¦ 2QU LoRE | Non-Red Flag Warning - Large Fires | 2041 | 0 | 6.5028 | 0.81304 | 3.6355 | 2.0543 | 1.4167 | 5.8953e-05 | 0 | 8.3517e-05 | 8.3517e-05 | 0 | 1.6589e-05 | 1.6589e-05 | 0 | 1.6589e-05
[79 empty] | WLDFR | HFTD - Distribution - Tier 3 - 1QU CoRE ¦ 2QU LoRE | Non-Red Flag Warning - Large Fires | 2042 | 0 | 6.5028 | 0.81304 | 3.6355 | 2.0543 | 1.4167 | 5.8953e-05 | 0 | 8.3517e-05 | 8.3517e-05 | 0 | 1.6589e-05 | 1.6589e-05 | 0 | 1.6589e-05
[79 empty] | WLDFR | HFTD - Distribution - Tier 3 - 1QU CoRE ¦ 2QU LoRE | Non-Red Flag Warning - Large Fires | 2043 | 0 | 6.9209 | 0.84944 | 3.8632 | 2.2083 | 1.5229 | 5.8953e-05 | 0 | 8.978e-05 | 8.978e-05 | 0 | 1.6589e-05 | 1.6589e-05 | 0 | 1.6589e-05
[79 empty] | WLDFR | HFTD - Distribution - Tier 3 - 1QU CoRE ¦ 2QU LoRE | Non-Red Flag Warning - Large Fires | 2044 | 0 | 6.9209 | 0.84944 | 3.8632 | 2.2083 | 1.5229 | 5.8953e-05 | 0 | 8.978e-05 | 8.978e-05 | 0 | 1.7669e-05 | 1.7669e-05 | 0 | 1.7669e-05
[79 empty] | WLDFR | HFTD - Distribution - Tier 3 - 1QU CoRE ¦ 2QU LoRE | Non-Red Flag Warning - Large Fires | 2045 | 0 | 6.9209 | 0.84944 | 3.8632 | 2.2083 | 1.5229 | 5.8953e-05 | 0 | 8.978e-05 | 8.978e-05 | 0 | 1.7669e-05 | 1.7669e-05 | 0 | 1.7669e-05
[79 empty] | WLDFR | HFTD - Distribution - Tier 3 - 1QU CoRE ¦ 2QU LoRE | Non-Red Flag Warning - Large Fires | 2046 | 0 | 6.9209 | 0.84944 | 3.8632 | 2.2083 | 1.5229 | 5.8953e-05 | 0 | 8.978e-05 | 8.978e-05 | 0 | 1.7669e-05 | 1.7669e-05 | 0 | 1.7669e-05
[79 empty] | WLDFR | HFTD - Distribution - Tier 3 - 1QU CoRE ¦ 2QU LoRE | Non-Red Flag Warning - Large Fires | 2047 | 0 | 6.9209 | 0.84944 | 3.8632 | 2.2083 | 1.5229 | 5.8953e-05 | 0 | 8.978e-05 | 8.978e-05 | 0 | 1.7669e-05 | 1.7669e-05 | 0 | 1.7669e-05
[79 empty] | WLDFR | HFTD - Distribution - Tier 3 - 1QU CoRE ¦ 2QU LoRE | Non-Red Flag Warning - Large Fires | 2048 | 0 | 7.3713 | 0.88759 | 4.1075 | 2.3763 | 1.6388 | 5.8953e-05 | 0 | 9.661e-05 | 9.661e-05 | 0 | 0 | 1.7669e-05 | 0 | 1.7669e-05
[79 empty] | WLDFR | HFTD - Distribution - Tier 3 - 1QU CoRE ¦ 2QU LoRE | Non-Red Flag Warning - Large Fires | 2049 | 0 | 7.3713 | 0.88759 | 4.1075 | 2.3763 | 1.6388 | 5.8953e-05 | 0 | 9.661e-05 | 9.661e-05 | 0 | 1.9186e-05 | 0 | 0 | 0
[79 empty] | WLDFR | HFTD - Distribution - Tier 3 - 1QU CoRE ¦ 2QU LoRE | Non-Red Flag Warning - Large Fires | 2050 | 0 | 7.3713 | 0.88759 | 4.1075 | 2.3763 | 1.6388 | 5.8953e-05 | 0 | 9.661e-05 | 9.661e-05 | 0 | 1.9803e-05 | 1.9803e-05 | 0 | 1.9803e-05
[79 empty] | WLDFR | HFTD - Distribution - Tier 3 - 1QU CoRE ¦ 2QU LoRE | Non-Red Flag Warning - Large Fires | 2051 | 0 | 7.3713 | 0.88759 | 4.1075 | 2.3763 | 1.6388 | 5.8953e-05 | 0 | 9.661e-05 | 9.661e-05 | 0 | 1.9803e-05 | 1.9803e-05 | 0 | 1.9803e-05
[79 empty] | WLDFR | HFTD - Distribution - Tier 3 - 1QU CoRE ¦ 2QU LoRE | Non-Red Flag Warning - Large Fires | 2052 | 0 | 7.3713 | 0.88759 | 4.1075 | 2.3763 | 1.6388 | 5.8953e-05 | 0 | 9.661e-05 | 9.661e-05 | 0 | 1.9803e-05 | 1.9803e-05 | 0 | 1.9803e-05
[79 empty] | WLDFR | HFTD - Distribution - Tier 3 - 1QU CoRE ¦ 2QU LoRE | Non-Red Flag Warning - Large Fires | 2053 | 0 | 7.8503 | 0.92702 | 4.3664 | 2.5569 | 1.7633 | 5.8953e-05 | 0 | 0.00010395 | 0.00010395 | 0 | 1.9803e-05 | 1.9803e-05 | 0 | 1.9803e-05
[79 empty] | WLDFR | HFTD - Distribution - Tier 3 - 1QU CoRE ¦ 2QU LoRE | Non-Red Flag Warning - Large Fires | 2054 | 0 | 7.8503 | 0.92702 | 4.3664 | 2.5569 | 1.7633 | 5.8953e-05 | 0 | 0.00010395 | 0.00010395 | 0 | 1.9803e-05 | 1.9803e-05 | 0 | 1.9803e-05
[79 empty] | WLDFR | HFTD - Distribution - Tier 3 - 1QU CoRE ¦ 2QU LoRE | Non-Red Flag Warning - Large Fires | 2055 | 0 | 7.8503 | 0.92702 | 4.3664 | 2.5569 | 1.7633 | 5.8953e-05 | 0 | 0.00010395 | 0.00010395 | 0 | 2.0591e-05 | 2.0591e-05 | 0 | 2.0591e-05
[79 empty] | WLDFR | HFTD - Distribution - Tier 3 - 1QU CoRE ¦ 2QU LoRE | Non-Red Flag Warning - Small Fires | 2026 | 0 | 0.080408 | 0.03759 | 0.0016314 | 0.041187 | 0.028403 | 0.0053887 | 0 | 0.00015306 | 0.00015306 | 0 | 2.0591e-05 | 2.0591e-05 | 0 | 2.0591e-05
[79 empty] | WLDFR | HFTD - Distribution - Tier 3 - 1QU CoRE ¦ 2QU LoRE | Non-Red Flag Warning - Small Fires | 2027 | 0 | 0.080408 | 0.03759 | 0.0016314 | 0.041187 | 0.028403 | 0.0053887 | 0 | 0.00015306 | 0.00015306 | 0 | 2.0591e-05 | 2.0591e-05 | 0 | 2.0591e-05
[79 empty] | WLDFR | HFTD - Distribution - Tier 3 - 1QU CoRE ¦ 2QU LoRE | Non-Red Flag Warning - Small Fires | 2028 | 0 | 0.083606 | 0.039055 | 0.001695 | 0.042856 | 0.029555 | 0.0053887 | 0 | 0.00015926 | 0.00015926 | 0 | 2.0591e-05 | 2.0591e-05 | 0 | 2.0591e-05
[79 empty] | WLDFR | HFTD - Distribution - Tier 3 - 1QU CoRE ¦ 2QU LoRE | Non-Red Flag Warning - Small Fires | 2029 | 0 | 0.083606 | 0.039055 | 0.001695 | 0.042856 | 0.029555 | 0.0053887 | 0 | 0.00015926 | 0.00015926 | 0 | 2.0591e-05 | 2.0591e-05 | 0 | 2.0591e-05
[79 empty] | WLDFR | HFTD - Distribution - Tier 3 - 1QU CoRE ¦ 2QU LoRE | Non-Red Flag Warning - Small Fires | 2030 | 0 | 0.083606 | 0.039055 | 0.001695 | 0.042856 | 0.029555 | 0.0053887 | 0 | 0.00015926 | 0.00015926 | 0 | 2.1479e-05 | 2.1479e-05 | 0 | 2.1479e-05
[79 empty] | WLDFR | HFTD - Distribution - Tier 3 - 1QU CoRE ¦ 2QU LoRE | Non-Red Flag Warning - Small Fires | 2031 | 0 | 0.083606 | 0.039055 | 0.001695 | 0.042856 | 0.029555 | 0.0053887 | 0 | 0.00015926 | 0.00015926 | 0 | 2.1479e-05 | 2.1479e-05 | 0 | 2.1479e-05
[79 empty] | WLDFR | HFTD - Distribution - Tier 3 - 1QU CoRE ¦ 2QU LoRE | Non-Red Flag Warning - Small Fires | 2032 | 0 | 0.083606 | 0.039055 | 0.001695 | 0.042856 | 0.029555 | 0.0053887 | 0 | 0.00015926 | 0.00015926 | 0 | 2.1479e-05 | 2.1479e-05 | 0 | 2.1479e-05
[79 empty] | WLDFR | HFTD - Distribution - Tier 3 - 1QU CoRE ¦ 2QU LoRE | Non-Red Flag Warning - Small Fires | 2033 | 0 | 0.087211 | 0.040679 | 0.0017655 | 0.044766 | 0.030872 | 0.0053887 | 0 | 0.00016636 | 0.00016636 | 0 | 2.1479e-05 | 2.1479e-05 | 0 | 2.1479e-05
[79 empty] | WLDFR | HFTD - Distribution - Tier 3 - 1QU CoRE ¦ 2QU LoRE | Non-Red Flag Warning - Small Fires | 2034 | 0 | 0.087211 | 0.040679 | 0.0017655 | 0.044766 | 0.030872 | 0.0053887 | 0 | 0.00016636 | 0.00016636 | 0 | 2.1479e-05 | 2.1479e-05 | 0 | 2.1479e-05
[79 empty] | WLDFR | HFTD - Distribution - Tier 3 - 1QU CoRE ¦ 2QU LoRE | Non-Red Flag Warning - Small Fires | 2035 | 0 | 0.087211 | 0.040679 | 0.0017655 | 0.044766 | 0.030872 | 0.0053887 | 0 | 0.00016636 | 0.00016636 | 0 | 2.2457e-05 | 2.2457e-05 | 0 | 2.2457e-05
[79 empty] | WLDFR | HFTD - Distribution - Tier 3 - 1QU CoRE ¦ 2QU LoRE | Non-Red Flag Warning - Small Fires | 2036 | 0 | 0.087211 | 0.040679 | 0.0017655 | 0.044766 | 0.030872 | 0.0053887 | 0 | 0.00016636 | 0.00016636 | 0 | 2.2457e-05 | 2.2457e-05 | 0 | 2.2457e-05
[79 empty] | WLDFR | HFTD - Distribution - Tier 3 - 1QU CoRE ¦ 2QU LoRE | Non-Red Flag Warning - Small Fires | 2037 | 0 | 0.087211 | 0.040679 | 0.0017655 | 0.044766 | 0.030872 | 0.0053887 | 0 | 0.00016636 | 0.00016636 | 0 | 2.2457e-05 | 2.2457e-05 | 0 | 2.2457e-05
[79 empty] | WLDFR | HFTD - Distribution - Tier 3 - 1QU CoRE ¦ 2QU LoRE | Non-Red Flag Warning - Small Fires | 2038 | 0 | 0.091184 | 0.042438 | 0.0018418 | 0.046905 | 0.032347 | 0.0053887 | 0 | 0.00017431 | 0.00017431 | 0 | 2.2457e-05 | 2.2457e-05 | 0 | 2.2457e-05
[79 empty] | WLDFR | HFTD - Distribution - Tier 3 - 1QU CoRE ¦ 2QU LoRE | Non-Red Flag Warning - Small Fires | 2039 | 0 | 0.091184 | 0.042438 | 0.0018418 | 0.046905 | 0.032347 | 0.0053887 | 0 | 0.00017431 | 0.00017431 | 0 | 2.2457e-05 | 2.2457e-05 | 0 | 2.2457e-05
[79 empty] | WLDFR | HFTD - Distribution - Tier 3 - 1QU CoRE ¦ 2QU LoRE | Non-Red Flag Warning - Small Fires | 2040 | 0 | 0.091184 | 0.042438 | 0.0018418 | 0.046905 | 0.032347 | 0.0053887 | 0 | 0.00017431 | 0.00017431 | 0 | 2.3517e-05 | 2.3517e-05 | 0 | 2.3517e-05
[79 empty] | WLDFR | HFTD - Distribution - Tier 3 - 1QU CoRE ¦ 2QU LoRE | Non-Red Flag Warning - Small Fires | 2041 | 0 | 0.091184 | 0.042438 | 0.0018418 | 0.046905 | 0.032347 | 0.0053887 | 0 | 0.00017431 | 0.00017431 | 0 | 2.3517e-05 | 2.3517e-05 | 0 | 2.3517e-05
[79 empty] | WLDFR | HFTD - Distribution - Tier 3 - 1QU CoRE ¦ 2QU LoRE | Non-Red Flag Warning - Small Fires | 2042 | 0 | 0.091184 | 0.042438 | 0.0018418 | 0.046905 | 0.032347 | 0.0053887 | 0 | 0.00017431 | 0.00017431 | 0 | 2.3517e-05 | 2.3517e-05 | 0 | 2.3517e-05
[79 empty] | WLDFR | HFTD - Distribution - Tier 3 - 1QU CoRE ¦ 2QU LoRE | Non-Red Flag Warning - Small Fires | 2043 | 0 | 0.095486 | 0.044306 | 0.0019228 | 0.049257 | 0.033969 | 0.0053887 | 0 | 0.00018305 | 0.00018305 | 0 | 2.3517e-05 | 2.3517e-05 | 0 | 2.3517e-05
[79 empty] | WLDFR | HFTD - Distribution - Tier 3 - 1QU CoRE ¦ 2QU LoRE | Non-Red Flag Warning - Small Fires | 2044 | 0 | 0.095486 | 0.044306 | 0.0019228 | 0.049257 | 0.033969 | 0.0053887 | 0 | 0.00018305 | 0.00018305 | 0 | 2.3517e-05 | 2.3517e-05 | 0 | 2.3517e-05
[79 empty] | WLDFR | HFTD - Distribution - Tier 3 - 1QU CoRE ¦ 2QU LoRE | Non-Red Flag Warning - Small Fires | 2045 | 0 | 0.095486 | 0.044306 | 0.0019228 | 0.049257 | 0.033969 | 0.0053887 | 0 | 0.00018305 | 0.00018305 | 0 | 2.4646e-05 | 2.4646e-05 | 0 | 2.4646e-05
[79 empty] | WLDFR | HFTD - Distribution - Tier 3 - 1QU CoRE ¦ 2QU LoRE | Non-Red Flag Warning - Small Fires | 2046 | 0 | 0.095486 | 0.044306 | 0.0019228 | 0.049257 | 0.033969 | 0.0053887 | 0 | 0.00018305 | 0.00018305 | 0 | 2.4646e-05 | 2.4646e-05 | 0 | 2.4646e-05
[79 empty] | WLDFR | HFTD - Distribution - Tier 3 - 1QU CoRE ¦ 2QU LoRE | Non-Red Flag Warning - Small Fires | 2047 | 0 | 0.095486 | 0.044306 | 0.0019228 | 0.049257 | 0.033969 | 0.0053887 | 0 | 0.00018305 | 0.00018305 | 0 | 2.4646e-05 | 2.4646e-05 | 0 | 2.4646e-05
[79 empty] | WLDFR | HFTD - Distribution - Tier 3 - 1QU CoRE ¦ 2QU LoRE | Non-Red Flag Warning - Small Fires | 2048 | 0 | 0.10007 | 0.04626 | 0.0020076 | 0.051804 | 0.035726 | 0.0053887 | 0 | 0.00019252 | 0.00019252 | 0 | 2.4646e-05 | 2.4646e-05 | 0 | 2.4646e-05
[79 empty] | WLDFR | HFTD - Distribution - Tier 3 - 1QU CoRE ¦ 2QU LoRE | Non-Red Flag Warning - Small Fires | 2049 | 0 | 0.10007 | 0.04626 | 0.0020076 | 0.051804 | 0.035726 | 0.0053887 | 0 | 0.00019252 | 0.00019252 | 0 | 0 | 2.4646e-05 | 0 | 2.4646e-05
[79 empty] | WLDFR | HFTD - Distribution - Tier 3 - 1QU CoRE ¦ 2QU LoRE | Non-Red Flag Warning - Small Fires | 2050 | 0 | 0.10007 | 0.04626 | 0.0020076 | 0.051804 | 0.035726 | 0.0053887 | 0 | 0.00019252 | 0.00019252 | 0 | 0.16203 | 0 | 0 | 0
[79 empty] | WLDFR | HFTD - Distribution - Tier 3 - 1QU CoRE ¦ 2QU LoRE | Non-Red Flag Warning - Small Fires | 2051 | 0 | 0.10007 | 0.04626 | 0.0020076 | 0.051804 | 0.035726 | 0.0053887 | 0 | 0.00019252 | 0.00019252 | 0 | 0.16797 | 0.16797 | 0 | 0.16797
[79 empty] | WLDFR | HFTD - Distribution - Tier 3 - 1QU CoRE ¦ 2QU LoRE | Non-Red Flag Warning - Small Fires | 2052 | 0 | 0.10007 | 0.04626 | 0.0020076 | 0.051804 | 0.035726 | 0.0053887 | 0 | 0.00019252 | 0.00019252 | 0 | 0.16797 | 0.16797 | 0 | 0.16797
[79 empty] | WLDFR | HFTD - Distribution - Tier 3 - 1QU CoRE ¦ 2QU LoRE | Non-Red Flag Warning - Small Fires | 2053 | 0 | 0.10489 | 0.048274 | 0.002095 | 0.054525 | 0.037602 | 0.0053887 | 0 | 0.00020263 | 0.00020263 | 0 | 0.16797 | 0.16797 | 0 | 0.16797
[79 empty] | WLDFR | HFTD - Distribution - Tier 3 - 1QU CoRE ¦ 2QU LoRE | Non-Red Flag Warning - Small Fires | 2054 | 0 | 0.10489 | 0.048274 | 0.002095 | 0.054525 | 0.037602 | 0.0053887 | 0 | 0.00020263 | 0.00020263 | 0 | 0.16797 | 0.16797 | 0 | 0.16797
[79 empty] | WLDFR | HFTD - Distribution - Tier 3 - 1QU CoRE ¦ 2QU LoRE | Non-Red Flag Warning - Small Fires | 2055 | 0 | 0.10489 | 0.048274 | 0.002095 | 0.054525 | 0.037602 | 0.0053887 | 0 | 0.00020263 | 0.00020263 | 0 | 0.16797 | 0.16797 | 0 | 0.16797
[79 empty] | WLDFR | HFTD - Distribution - Tier 3 - 1QU CoRE ¦ 2QU LoRE | Red Flag Warning - Catastrophic Fires | 2026 | 0 | 14664.6376 | 233.2301 | 8896.516 | 5534.8915 | 3817.0051 | 0.00018451 | 0 | 0.70426 | 0.70426 | 0 | 0.17545 | 0.17545 | 0 | 0.17545
[79 empty] | WLDFR | HFTD - Distribution - Tier 3 - 1QU CoRE ¦ 2QU LoRE | Red Flag Warning - Catastrophic Fires | 2027 | 0 | 14664.6376 | 233.2301 | 8896.516 | 5534.8915 | 3817.0051 | 0.00018451 | 0 | 0.70426 | 0.70426 | 0 | 0.17545 | 0.17545 | 0 | 0.17545
[79 empty] | WLDFR | HFTD - Distribution - Tier 3 - 1QU CoRE ¦ 2QU LoRE | Red Flag Warning - Catastrophic Fires | 2028 | 0 | 15317.9909 | 247.273 | 9287.6491 | 5783.0689 | 3988.1546 | 0.00018451 | 0 | 0.73584 | 0.73584 | 0 | 0.17545 | 0.17545 | 0 | 0.17545
[79 empty] | WLDFR | HFTD - Distribution - Tier 3 - 1QU CoRE ¦ 2QU LoRE | Red Flag Warning - Catastrophic Fires | 2029 | 0 | 15317.9909 | 247.273 | 9287.6491 | 5783.0689 | 3988.1546 | 0.00018451 | 0 | 0.73584 | 0.73584 | 0 | 0.17545 | 0.17545 | 0 | 0.17545
[79 empty] | WLDFR | HFTD - Distribution - Tier 3 - 1QU CoRE ¦ 2QU LoRE | Red Flag Warning - Catastrophic Fires | 2030 | 0 | 15317.9909 | 247.273 | 9287.6491 | 5783.0689 | 3988.1546 | 0.00018451 | 0 | 0.73584 | 0.73584 | 0 | 0.17545 | 0.17545 | 0 | 0.17545
[79 empty] | WLDFR | HFTD - Distribution - Tier 3 - 1QU CoRE ¦ 2QU LoRE | Red Flag Warning - Catastrophic Fires | 2031 | 0 | 15317.9909 | 247.273 | 9287.6491 | 5783.0689 | 3988.1546 | 0.00018451 | 0 | 0.73584 | 0.73584 | 0 | 0.18377 | 0.18377 | 0 | 0.18377
[79 empty] | WLDFR | HFTD - Distribution - Tier 3 - 1QU CoRE ¦ 2QU LoRE | Red Flag Warning - Catastrophic Fires | 2032 | 0 | 15317.9909 | 247.273 | 9287.6491 | 5783.0689 | 3988.1546 | 0.00018451 | 0 | 0.73584 | 0.73584 | 0 | 0.18377 | 0.18377 | 0 | 0.18377
[79 empty] | WLDFR | HFTD - Distribution - Tier 3 - 1QU CoRE ¦ 2QU LoRE | Red Flag Warning - Catastrophic Fires | 2033 | 0 | 16044.1264 | 263.1074 | 9721.74 | 6059.2791 | 4178.6364 | 0.00018451 | 0 | 0.77099 | 0.77099 | 0 | 0.18377 | 0.18377 | 0 | 0.18377
[79 empty] | WLDFR | HFTD - Distribution - Tier 3 - 1QU CoRE ¦ 2QU LoRE | Red Flag Warning - Catastrophic Fires | 2034 | 0 | 16044.1264 | 263.1074 | 9721.74 | 6059.2791 | 4178.6364 | 0.00018451 | 0 | 0.77099 | 0.77099 | 0 | 0.18377 | 0.18377 | 0 | 0.18377
[79 empty] | WLDFR | HFTD - Distribution - Tier 3 - 1QU CoRE ¦ 2QU LoRE | Red Flag Warning - Catastrophic Fires | 2035 | 0 | 16044.1264 | 263.1074 | 9721.74 | 6059.2791 | 4178.6364 | 0.00018451 | 0 | 0.77099 | 0.77099 | 0 | 0.18377 | 0.18377 | 0 | 0.18377
[79 empty] | WLDFR | HFTD - Distribution - Tier 3 - 1QU CoRE ¦ 2QU LoRE | Red Flag Warning - Catastrophic Fires | 2036 | 0 | 16044.1264 | 263.1074 | 9721.74 | 6059.2791 | 4178.6364 | 0.00018451 | 0 | 0.77099 | 0.77099 | 0 | 0.1928 | 0.1928 | 0 | 0.1928
[79 empty] | WLDFR | HFTD - Distribution - Tier 3 - 1QU CoRE ¦ 2QU LoRE | Red Flag Warning - Catastrophic Fires | 2037 | 0 | 16044.1264 | 263.1074 | 9721.74 | 6059.2791 | 4178.6364 | 0.00018451 | 0 | 0.77099 | 0.77099 | 0 | 0.1928 | 0.1928 | 0 | 0.1928
[79 empty] | WLDFR | HFTD - Distribution - Tier 3 - 1QU CoRE ¦ 2QU LoRE | Red Flag Warning - Catastrophic Fires | 2038 | 0 | 16832.3912 | 280.5544 | 10192.2718 | 6359.5651 | 4385.7214 | 0.00018451 | 0 | 0.8092 | 0.8092 | 0 | 0.1928 | 0.1928 | 0 | 0.1928
[79 empty] | WLDFR | HFTD - Distribution - Tier 3 - 1QU CoRE ¦ 2QU LoRE | Red Flag Warning - Catastrophic Fires | 2039 | 0 | 16832.3912 | 280.5544 | 10192.2718 | 6359.5651 | 4385.7214 | 0.00018451 | 0 | 0.8092 | 0.8092 | 0 | 0.1928 | 0.1928 | 0 | 0.1928
[79 empty] | WLDFR | HFTD - Distribution - Tier 3 - 1QU CoRE ¦ 2QU LoRE | Red Flag Warning - Catastrophic Fires | 2040 | 0 | 16832.3912 | 280.5544 | 10192.2718 | 6359.5651 | 4385.7214 | 0.00018451 | 0 | 0.8092 | 0.8092 | 0 | 0.1928 | 0.1928 | 0 | 0.1928
[79 empty] | WLDFR | HFTD - Distribution - Tier 3 - 1QU CoRE ¦ 2QU LoRE | Red Flag Warning - Catastrophic Fires | 2041 | 0 | 16832.3912 | 280.5544 | 10192.2718 | 6359.5651 | 4385.7214 | 0.00018451 | 0 | 0.8092 | 0.8092 | 0 | 0.20242 | 0.20242 | 0 | 0.20242
[79 empty] | WLDFR | HFTD - Distribution - Tier 3 - 1QU CoRE ¦ 2QU LoRE | Red Flag Warning - Catastrophic Fires | 2042 | 0 | 16832.3912 | 280.5544 | 10192.2718 | 6359.5651 | 4385.7214 | 0.00018451 | 0 | 0.8092 | 0.8092 | 0 | 0.20242 | 0.20242 | 0 | 0.20242
[79 empty] | WLDFR | HFTD - Distribution - Tier 3 - 1QU CoRE ¦ 2QU LoRE | Red Flag Warning - Catastrophic Fires | 2043 | 0 | 17672.0852 | 299.42 | 10692.7362 | 6679.929 | 4606.6527 | 0.00018451 | 0 | 0.84996 | 0.84996 | 0 | 0.20242 | 0.20242 | 0 | 0.20242
[79 empty] | WLDFR | HFTD - Distribution - Tier 3 - 1QU CoRE ¦ 2QU LoRE | Red Flag Warning - Catastrophic Fires | 2044 | 0 | 17672.0852 | 299.42 | 10692.7362 | 6679.929 | 4606.6527 | 0.00018451 | 0 | 0.84996 | 0.84996 | 0 | 0.20242 | 0.20242 | 0 | 0.20242
[79 empty] | WLDFR | HFTD - Distribution - Tier 3 - 1QU CoRE ¦ 2QU LoRE | Red Flag Warning - Catastrophic Fires | 2045 | 0 | 17672.0852 | 299.42 | 10692.7362 | 6679.929 | 4606.6527 | 0.00018451 | 0 | 0.84996 | 0.84996 | 0 | 0.20242 | 0.20242 | 0 | 0.20242
[79 empty] | WLDFR | HFTD - Distribution - Tier 3 - 1QU CoRE ¦ 2QU LoRE | Red Flag Warning - Catastrophic Fires | 2046 | 0 | 17672.0852 | 299.42 | 10692.7362 | 6679.929 | 4606.6527 | 0.00018451 | 0 | 0.84996 | 0.84996 | 0 | 0.2125 | 0.2125 | 0 | 0.2125
[79 empty] | WLDFR | HFTD - Distribution - Tier 3 - 1QU CoRE ¦ 2QU LoRE | Red Flag Warning - Catastrophic Fires | 2047 | 0 | 17672.0852 | 299.42 | 10692.7362 | 6679.929 | 4606.6527 | 0.00018451 | 0 | 0.84996 | 0.84996 | 0 | 0.2125 | 0.2125 | 0 | 0.2125
[79 empty] | WLDFR | HFTD - Distribution - Tier 3 - 1QU CoRE ¦ 2QU LoRE | Red Flag Warning - Catastrophic Fires | 2048 | 0 | 18552.3348 | 319.4911 | 11216.5626 | 7016.281 | 4838.6098 | 0.00018451 | 0 | 0.89276 | 0.89276 | 0 | 0.2125 | 0.2125 | 0 | 0.2125
[79 empty] | WLDFR | HFTD - Distribution - Tier 3 - 1QU CoRE ¦ 2QU LoRE | Red Flag Warning - Catastrophic Fires | 2049 | 0 | 18552.3348 | 319.4911 | 11216.5626 | 7016.281 | 4838.6098 | 0.00018451 | 0 | 0.89276 | 0.89276 | 0 | 0.2125 | 0.2125 | 0 | 0.2125
[79 empty] | WLDFR | HFTD - Distribution - Tier 3 - 1QU CoRE ¦ 2QU LoRE | Red Flag Warning - Catastrophic Fires | 2050 | 0 | 18552.3348 | 319.4911 | 11216.5626 | 7016.281 | 4838.6098 | 0.00018451 | 0 | 0.89276 | 0.89276 | 0 | 0 | 0.2125 | 0 | 0.2125
[79 empty] | WLDFR | HFTD - Distribution - Tier 3 - 1QU CoRE ¦ 2QU LoRE | Red Flag Warning - Catastrophic Fires | 2051 | 0 | 18552.3348 | 319.4911 | 11216.5626 | 7016.281 | 4838.6098 | 0.00018451 | 0 | 0.89276 | 0.89276 | 0 | 0.012808 | 0 | 0 | 0
[79 empty] | WLDFR | HFTD - Distribution - Tier 3 - 1QU CoRE ¦ 2QU LoRE | Red Flag Warning - Catastrophic Fires | 2052 | 0 | 18552.3348 | 319.4911 | 11216.5626 | 7016.281 | 4838.6098 | 0.00018451 | 0 | 0.89276 | 0.89276 | 0 | 0.013276 | 0.013276 | 0 | 0.013276
[79 empty] | WLDFR | HFTD - Distribution - Tier 3 - 1QU CoRE ¦ 2QU LoRE | Red Flag Warning - Catastrophic Fires | 2053 | 0 | 19462.1283 | 340.5356 | 11757.1413 | 7364.4514 | 5078.7171 | 0.00018451 | 0 | 0.93706 | 0.93706 | 0 | 0.013276 | 0.013276 | 0 | 0.013276
[79 empty] | WLDFR | HFTD - Distribution - Tier 3 - 1QU CoRE ¦ 2QU LoRE | Red Flag Warning - Catastrophic Fires | 2054 | 0 | 19462.1283 | 340.5356 | 11757.1413 | 7364.4514 | 5078.7171 | 0.00018451 | 0 | 0.93706 | 0.93706 | 0 | 0.013276 | 0.013276 | 0 | 0.013276
[79 empty] | WLDFR | HFTD - Distribution - Tier 3 - 1QU CoRE ¦ 2QU LoRE | Red Flag Warning - Catastrophic Fires | 2055 | 0 | 19462.1283 | 340.5356 | 11757.1413 | 7364.4514 | 5078.7171 | 0.00018451 | 0 | 0.93706 | 0.93706 | 0 | 0.013276 | 0.013276 | 0 | 0.013276
[79 empty] | WLDFR | HFTD - Distribution - Tier 3 - 1QU CoRE ¦ 2QU LoRE | Red Flag Warning - Large Fires | 2026 | 0 | 5.475 | 0.71896 | 3.0715 | 1.6846 | 1.1617 | 9.9764e-05 | 0 | 0.0001159 | 0.0001159 | 0 | 0.013276 | 0.013276 | 0 | 0.013276
[79 empty] | WLDFR | HFTD - Distribution - Tier 3 - 1QU CoRE ¦ 2QU LoRE | Red Flag Warning - Large Fires | 2027 | 0 | 5.475 | 0.71896 | 3.0715 | 1.6846 | 1.1617 | 9.9764e-05 | 0 | 0.0001159 | 0.0001159 | 0 | 0.013865 | 0.013865 | 0 | 0.013865
[79 empty] | WLDFR | HFTD - Distribution - Tier 3 - 1QU CoRE ¦ 2QU LoRE | Red Flag Warning - Large Fires | 2028 | 0 | 5.777 | 0.74734 | 3.238 | 1.7917 | 1.2356 | 9.9764e-05 | 0 | 0.00012327 | 0.00012327 | 0 | 0.013865 | 0.013865 | 0 | 0.013865
[79 empty] | WLDFR | HFTD - Distribution - Tier 3 - 1QU CoRE ¦ 2QU LoRE | Red Flag Warning - Large Fires | 2029 | 0 | 5.777 | 0.74734 | 3.238 | 1.7917 | 1.2356 | 9.9764e-05 | 0 | 0.00012327 | 0.00012327 | 0 | 0.013865 | 0.013865 | 0 | 0.013865
[79 empty] | WLDFR | HFTD - Distribution - Tier 3 - 1QU CoRE ¦ 2QU LoRE | Red Flag Warning - Large Fires | 2030 | 0 | 5.777 | 0.74734 | 3.238 | 1.7917 | 1.2356 | 9.9764e-05 | 0 | 0.00012327 | 0.00012327 | 0 | 0.013865 | 0.013865 | 0 | 0.013865
[79 empty] | WLDFR | HFTD - Distribution - Tier 3 - 1QU CoRE ¦ 2QU LoRE | Red Flag Warning - Large Fires | 2031 | 0 | 5.777 | 0.74734 | 3.238 | 1.7917 | 1.2356 | 9.9764e-05 | 0 | 0.00012327 | 0.00012327 | 0 | 0.013865 | 0.013865 | 0 | 0.013865
[79 empty] | WLDFR | HFTD - Distribution - Tier 3 - 1QU CoRE ¦ 2QU LoRE | Red Flag Warning - Large Fires | 2032 | 0 | 5.777 | 0.74734 | 3.238 | 1.7917 | 1.2356 | 9.9764e-05 | 0 | 0.00012327 | 0.00012327 | 0 | 0.014519 | 0.014519 | 0 | 0.014519
[79 empty] | WLDFR | HFTD - Distribution - Tier 3 - 1QU CoRE ¦ 2QU LoRE | Red Flag Warning - Large Fires | 2033 | 0 | 6.1205 | 0.77885 | 3.4265 | 1.9151 | 1.3207 | 9.9764e-05 | 0 | 0.00013176 | 0.00013176 | 0 | 0.014519 | 0.014519 | 0 | 0.014519
[79 empty] | WLDFR | HFTD - Distribution - Tier 3 - 1QU CoRE ¦ 2QU LoRE | Red Flag Warning - Large Fires | 2034 | 0 | 6.1205 | 0.77885 | 3.4265 | 1.9151 | 1.3207 | 9.9764e-05 | 0 | 0.00013176 | 0.00013176 | 0 | 0.014519 | 0.014519 | 0 | 0.014519
[79 empty] | WLDFR | HFTD - Distribution - Tier 3 - 1QU CoRE ¦ 2QU LoRE | Red Flag Warning - Large Fires | 2035 | 0 | 6.1205 | 0.77885 | 3.4265 | 1.9151 | 1.3207 | 9.9764e-05 | 0 | 0.00013176 | 0.00013176 | 0 | 0.014519 | 0.014519 | 0 | 0.014519
[79 empty] | WLDFR | HFTD - Distribution - Tier 3 - 1QU CoRE ¦ 2QU LoRE | Red Flag Warning - Large Fires | 2036 | 0 | 6.1205 | 0.77885 | 3.4265 | 1.9151 | 1.3207 | 9.9764e-05 | 0 | 0.00013176 | 0.00013176 | 0 | 0.014519 | 0.014519 | 0 | 0.014519
[79 empty] | WLDFR | HFTD - Distribution - Tier 3 - 1QU CoRE ¦ 2QU LoRE | Red Flag Warning - Large Fires | 2037 | 0 | 6.1205 | 0.77885 | 3.4265 | 1.9151 | 1.3207 | 9.9764e-05 | 0 | 0.00013176 | 0.00013176 | 0 | 0.015229 | 0.015229 | 0 | 0.015229
[79 empty] | WLDFR | HFTD - Distribution - Tier 3 - 1QU CoRE ¦ 2QU LoRE | Red Flag Warning - Large Fires | 2038 | 0 | 6.5028 | 0.81304 | 3.6355 | 2.0543 | 1.4167 | 9.9764e-05 | 0 | 0.00014133 | 0.00014133 | 0 | 0.015229 | 0.015229 | 0 | 0.015229
[79 empty] | WLDFR | HFTD - Distribution - Tier 3 - 1QU CoRE ¦ 2QU LoRE | Red Flag Warning - Large Fires | 2039 | 0 | 6.5028 | 0.81304 | 3.6355 | 2.0543 | 1.4167 | 9.9764e-05 | 0 | 0.00014133 | 0.00014133 | 0 | 0.015229 | 0.015229 | 0 | 0.015229
[79 empty] | WLDFR | HFTD - Distribution - Tier 3 - 1QU CoRE ¦ 2QU LoRE | Red Flag Warning - Large Fires | 2040 | 0 | 6.5028 | 0.81304 | 3.6355 | 2.0543 | 1.4167 | 9.9764e-05 | 0 | 0.00014133 | 0.00014133 | 0 | 0.015229 | 0.015229 | 0 | 0.015229
[79 empty] | WLDFR | HFTD - Distribution - Tier 3 - 1QU CoRE ¦ 2QU LoRE | Red Flag Warning - Large Fires | 2041 | 0 | 6.5028 | 0.81304 | 3.6355 | 2.0543 | 1.4167 | 9.9764e-05 | 0 | 0.00014133 | 0.00014133 | 0 | 0.015229 | 0.015229 | 0 | 0.015229
[79 empty] | WLDFR | HFTD - Distribution - Tier 3 - 1QU CoRE ¦ 2QU LoRE | Red Flag Warning - Large Fires | 2042 | 0 | 6.5028 | 0.81304 | 3.6355 | 2.0543 | 1.4167 | 9.9764e-05 | 0 | 0.00014133 | 0.00014133 | 0 | 0.015984 | 0.015984 | 0 | 0.015984
[79 empty] | WLDFR | HFTD - Distribution - Tier 3 - 1QU CoRE ¦ 2QU LoRE | Red Flag Warning - Large Fires | 2043 | 0 | 6.9209 | 0.84944 | 3.8632 | 2.2083 | 1.5229 | 9.9764e-05 | 0 | 0.00015193 | 0.00015193 | 0 | 0.015984 | 0.015984 | 0 | 0.015984
[79 empty] | WLDFR | HFTD - Distribution - Tier 3 - 1QU CoRE ¦ 2QU LoRE | Red Flag Warning - Large Fires | 2044 | 0 | 6.9209 | 0.84944 | 3.8632 | 2.2083 | 1.5229 | 9.9764e-05 | 0 | 0.00015193 | 0.00015193 | 0 | 0.015984 | 0.015984 | 0 | 0.015984
[79 empty] | WLDFR | HFTD - Distribution - Tier 3 - 1QU CoRE ¦ 2QU LoRE | Red Flag Warning - Large Fires | 2045 | 0 | 6.9209 | 0.84944 | 3.8632 | 2.2083 | 1.5229 | 9.9764e-05 | 0 | 0.00015193 | 0.00015193 | 0 | 0.015984 | 0.015984 | 0 | 0.015984
[79 empty] | WLDFR | HFTD - Distribution - Tier 3 - 1QU CoRE ¦ 2QU LoRE | Red Flag Warning - Large Fires | 2046 | 0 | 6.9209 | 0.84944 | 3.8632 | 2.2083 | 1.5229 | 9.9764e-05 | 0 | 0.00015193 | 0.00015193 | 0 | 0.015984 | 0.015984 | 0 | 0.015984
[79 empty] | WLDFR | HFTD - Distribution - Tier 3 - 1QU CoRE ¦ 2QU LoRE | Red Flag Warning - Large Fires | 2047 | 0 | 6.9209 | 0.84944 | 3.8632 | 2.2083 | 1.5229 | 9.9764e-05 | 0 | 0.00015193 | 0.00015193 | 0 | 0.016775 | 0.016775 | 0 | 0.016775
[79 empty] | WLDFR | HFTD - Distribution - Tier 3 - 1QU CoRE ¦ 2QU LoRE | Red Flag Warning - Large Fires | 2048 | 0 | 7.3713 | 0.88759 | 4.1075 | 2.3763 | 1.6388 | 9.9764e-05 | 0 | 0.00016349 | 0.00016349 | 0 | 0.016775 | 0.016775 | 0 | 0.016775
[79 empty] | WLDFR | HFTD - Distribution - Tier 3 - 1QU CoRE ¦ 2QU LoRE | Red Flag Warning - Large Fires | 2049 | 0 | 7.3713 | 0.88759 | 4.1075 | 2.3763 | 1.6388 | 9.9764e-05 | 0 | 0.00016349 | 0.00016349 | 0 | 0.016775 | 0.016775 | 0 | 0.016775
[79 empty] | WLDFR | HFTD - Distribution - Tier 3 - 1QU CoRE ¦ 2QU LoRE | Red Flag Warning - Large Fires | 2050 | 0 | 7.3713 | 0.88759 | 4.1075 | 2.3763 | 1.6388 | 9.9764e-05 | 0 | 0.00016349 | 0.00016349 | 0 | 0.016775 | 0.016775 | 0 | 0.016775
[79 empty] | WLDFR | HFTD - Distribution - Tier 3 - 1QU CoRE ¦ 2QU LoRE | Red Flag Warning - Large Fires | 2051 | 0 | 7.3713 | 0.88759 | 4.1075 | 2.3763 | 1.6388 | 9.9764e-05 | 0 | 0.00016349 | 0.00016349 | 0 | 0 | 0.016775 | 0 | 0.016775
[79 empty] | WLDFR | HFTD - Distribution - Tier 3 - 1QU CoRE ¦ 2QU LoRE | Red Flag Warning - Large Fires | 2052 | 0 | 7.3713 | 0.88759 | 4.1075 | 2.3763 | 1.6388 | 9.9764e-05 | 0 | 0.00016349 | 0.00016349 | 0 | 3.0048e-05 | 0 | 0 | 0
[79 empty] | WLDFR | HFTD - Distribution - Tier 3 - 1QU CoRE ¦ 2QU LoRE | Red Flag Warning - Large Fires | 2053 | 0 | 7.8503 | 0.92702 | 4.3664 | 2.5569 | 1.7633 | 9.9764e-05 | 0 | 0.00017591 | 0.00017591 | 0 | 3.1392e-05 | 3.1392e-05 | 0 | 3.1392e-05
[79 empty] | WLDFR | HFTD - Distribution - Tier 3 - 1QU CoRE ¦ 2QU LoRE | Red Flag Warning - Large Fires | 2054 | 0 | 7.8503 | 0.92702 | 4.3664 | 2.5569 | 1.7633 | 9.9764e-05 | 0 | 0.00017591 | 0.00017591 | 0 | 3.1392e-05 | 3.1392e-05 | 0 | 3.1392e-05
[79 empty] | WLDFR | HFTD - Distribution - Tier 3 - 1QU CoRE ¦ 2QU LoRE | Red Flag Warning - Large Fires | 2055 | 0 | 7.8503 | 0.92702 | 4.3664 | 2.5569 | 1.7633 | 9.9764e-05 | 0 | 0.00017591 | 0.00017591 | 0 | 3.1392e-05 | 3.1392e-05 | 0 | 3.1392e-05
[79 empty] | WLDFR | HFTD - Distribution - Tier 3 - 1QU CoRE ¦ 2QU LoRE | Red Flag Warning - Small Fires | 2026 | 0 | 0.080408 | 0.03759 | 0.0016314 | 0.041187 | 0.028403 | 0.00078851 | 0 | 2.2396e-05 | 2.2396e-05 | 0 | 3.1392e-05 | 3.1392e-05 | 0 | 3.1392e-05
[79 empty] | WLDFR | HFTD - Distribution - Tier 3 - 1QU CoRE ¦ 2QU LoRE | Red Flag Warning - Small Fires | 2027 | 0 | 0.080408 | 0.03759 | 0.0016314 | 0.041187 | 0.028403 | 0.00078851 | 0 | 2.2396e-05 | 2.2396e-05 | 0 | 3.1392e-05 | 3.1392e-05 | 0 | 3.1392e-05
[79 empty] | WLDFR | HFTD - Distribution - Tier 3 - 1QU CoRE ¦ 2QU LoRE | Red Flag Warning - Small Fires | 2028 | 0 | 0.083606 | 0.039055 | 0.001695 | 0.042856 | 0.029555 | 0.00078851 | 0 | 2.3304e-05 | 2.3304e-05 | 0 | 3.3124e-05 | 3.3124e-05 | 0 | 3.3124e-05
[79 empty] | WLDFR | HFTD - Distribution - Tier 3 - 1QU CoRE ¦ 2QU LoRE | Red Flag Warning - Small Fires | 2029 | 0 | 0.083606 | 0.039055 | 0.001695 | 0.042856 | 0.029555 | 0.00078851 | 0 | 2.3304e-05 | 2.3304e-05 | 0 | 3.3124e-05 | 3.3124e-05 | 0 | 3.3124e-05
[79 empty] | WLDFR | HFTD - Distribution - Tier 3 - 1QU CoRE ¦ 2QU LoRE | Red Flag Warning - Small Fires | 2030 | 0 | 0.083606 | 0.039055 | 0.001695 | 0.042856 | 0.029555 | 0.00078851 | 0 | 2.3304e-05 | 2.3304e-05 | 0 | 3.3124e-05 | 3.3124e-05 | 0 | 3.3124e-05
[79 empty] | WLDFR | HFTD - Distribution - Tier 3 - 1QU CoRE ¦ 2QU LoRE | Red Flag Warning - Small Fires | 2031 | 0 | 0.083606 | 0.039055 | 0.001695 | 0.042856 | 0.029555 | 0.00078851 | 0 | 2.3304e-05 | 2.3304e-05 | 0 | 3.3124e-05 | 3.3124e-05 | 0 | 3.3124e-05
[79 empty] | WLDFR | HFTD - Distribution - Tier 3 - 1QU CoRE ¦ 2QU LoRE | Red Flag Warning - Small Fires | 2032 | 0 | 0.083606 | 0.039055 | 0.001695 | 0.042856 | 0.029555 | 0.00078851 | 0 | 2.3304e-05 | 2.3304e-05 | 0 | 3.3124e-05 | 3.3124e-05 | 0 | 3.3124e-05
[79 empty] | WLDFR | HFTD - Distribution - Tier 3 - 1QU CoRE ¦ 2QU LoRE | Red Flag Warning - Small Fires | 2033 | 0 | 0.087211 | 0.040679 | 0.0017655 | 0.044766 | 0.030872 | 0.00078851 | 0 | 2.4343e-05 | 2.4343e-05 | 0 | 3.5093e-05 | 3.5093e-05 | 0 | 3.5093e-05
[79 empty] | WLDFR | HFTD - Distribution - Tier 3 - 1QU CoRE ¦ 2QU LoRE | Red Flag Warning - Small Fires | 2034 | 0 | 0.087211 | 0.040679 | 0.0017655 | 0.044766 | 0.030872 | 0.00078851 | 0 | 2.4343e-05 | 2.4343e-05 | 0 | 3.5093e-05 | 3.5093e-05 | 0 | 3.5093e-05
[79 empty] | WLDFR | HFTD - Distribution - Tier 3 - 1QU CoRE ¦ 2QU LoRE | Red Flag Warning - Small Fires | 2035 | 0 | 0.087211 | 0.040679 | 0.0017655 | 0.044766 | 0.030872 | 0.00078851 | 0 | 2.4343e-05 | 2.4343e-05 | 0 | 3.5093e-05 | 3.5093e-05 | 0 | 3.5093e-05
[79 empty] | WLDFR | HFTD - Distribution - Tier 3 - 1QU CoRE ¦ 2QU LoRE | Red Flag Warning - Small Fires | 2036 | 0 | 0.087211 | 0.040679 | 0.0017655 | 0.044766 | 0.030872 | 0.00078851 | 0 | 2.4343e-05 | 2.4343e-05 | 0 | 3.5093e-05 | 3.5093e-05 | 0 | 3.5093e-05
[79 empty] | WLDFR | HFTD - Distribution - Tier 3 - 1QU CoRE ¦ 2QU LoRE | Red Flag Warning - Small Fires | 2037 | 0 | 0.087211 | 0.040679 | 0.0017655 | 0.044766 | 0.030872 | 0.00078851 | 0 | 2.4343e-05 | 2.4343e-05 | 0 | 3.5093e-05 | 3.5093e-05 | 0 | 3.5093e-05
[79 empty] | WLDFR | HFTD - Distribution - Tier 3 - 1QU CoRE ¦ 2QU LoRE | Red Flag Warning - Small Fires | 2038 | 0 | 0.091184 | 0.042438 | 0.0018418 | 0.046905 | 0.032347 | 0.00078851 | 0 | 2.5506e-05 | 2.5506e-05 | 0 | 3.7285e-05 | 3.7285e-05 | 0 | 3.7285e-05
[79 empty] | WLDFR | HFTD - Distribution - Tier 3 - 1QU CoRE ¦ 2QU LoRE | Red Flag Warning - Small Fires | 2039 | 0 | 0.091184 | 0.042438 | 0.0018418 | 0.046905 | 0.032347 | 0.00078851 | 0 | 2.5506e-05 | 2.5506e-05 | 0 | 3.7285e-05 | 3.7285e-05 | 0 | 3.7285e-05
[79 empty] | WLDFR | HFTD - Distribution - Tier 3 - 1QU CoRE ¦ 2QU LoRE | Red Flag Warning - Small Fires | 2040 | 0 | 0.091184 | 0.042438 | 0.0018418 | 0.046905 | 0.032347 | 0.00078851 | 0 | 2.5506e-05 | 2.5506e-05 | 0 | 3.7285e-05 | 3.7285e-05 | 0 | 3.7285e-05
[79 empty] | WLDFR | HFTD - Distribution - Tier 3 - 1QU CoRE ¦ 2QU LoRE | Red Flag Warning - Small Fires | 2041 | 0 | 0.091184 | 0.042438 | 0.0018418 | 0.046905 | 0.032347 | 0.00078851 | 0 | 2.5506e-05 | 2.5506e-05 | 0 | 3.7285e-05 | 3.7285e-05 | 0 | 3.7285e-05
[79 empty] | WLDFR | HFTD - Distribution - Tier 3 - 1QU CoRE ¦ 2QU LoRE | Red Flag Warning - Small Fires | 2042 | 0 | 0.091184 | 0.042438 | 0.0018418 | 0.046905 | 0.032347 | 0.00078851 | 0 | 2.5506e-05 | 2.5506e-05 | 0 | 3.7285e-05 | 3.7285e-05 | 0 | 3.7285e-05
[79 empty] | WLDFR | HFTD - Distribution - Tier 3 - 1QU CoRE ¦ 2QU LoRE | Red Flag Warning - Small Fires | 2043 | 0 | 0.095486 | 0.044306 | 0.0019228 | 0.049257 | 0.033969 | 0.00078851 | 0 | 2.6785e-05 | 2.6785e-05 | 0 | 3.9682e-05 | 3.9682e-05 | 0 | 3.9682e-05
[79 empty] | WLDFR | HFTD - Distribution - Tier 3 - 1QU CoRE ¦ 2QU LoRE | Red Flag Warning - Small Fires | 2044 | 0 | 0.095486 | 0.044306 | 0.0019228 | 0.049257 | 0.033969 | 0.00078851 | 0 | 2.6785e-05 | 2.6785e-05 | 0 | 3.9682e-05 | 3.9682e-05 | 0 | 3.9682e-05
[79 empty] | WLDFR | HFTD - Distribution - Tier 3 - 1QU CoRE ¦ 2QU LoRE | Red Flag Warning - Small Fires | 2045 | 0 | 0.095486 | 0.044306 | 0.0019228 | 0.049257 | 0.033969 | 0.00078851 | 0 | 2.6785e-05 | 2.6785e-05 | 0 | 3.9682e-05 | 3.9682e-05 | 0 | 3.9682e-05
[79 empty] | WLDFR | HFTD - Distribution - Tier 3 - 1QU CoRE ¦ 2QU LoRE | Red Flag Warning - Small Fires | 2046 | 0 | 0.095486 | 0.044306 | 0.0019228 | 0.049257 | 0.033969 | 0.00078851 | 0 | 2.6785e-05 | 2.6785e-05 | 0 | 3.9682e-05 | 3.9682e-05 | 0 | 3.9682e-05
[79 empty] | WLDFR | HFTD - Distribution - Tier 3 - 1QU CoRE ¦ 2QU LoRE | Red Flag Warning - Small Fires | 2047 | 0 | 0.095486 | 0.044306 | 0.0019228 | 0.049257 | 0.033969 | 0.00078851 | 0 | 2.6785e-05 | 2.6785e-05 | 0 | 3.9682e-05 | 3.9682e-05 | 0 | 3.9682e-05
[79 empty] | WLDFR | HFTD - Distribution - Tier 3 - 1QU CoRE ¦ 2QU LoRE | Red Flag Warning - Small Fires | 2048 | 0 | 0.10007 | 0.04626 | 0.0020076 | 0.051804 | 0.035726 | 0.00078851 | 0 | 2.817e-05 | 2.817e-05 | 0 | 4.2265e-05 | 4.2265e-05 | 0 | 4.2265e-05
[79 empty] | WLDFR | HFTD - Distribution - Tier 3 - 1QU CoRE ¦ 2QU LoRE | Red Flag Warning - Small Fires | 2049 | 0 | 0.10007 | 0.04626 | 0.0020076 | 0.051804 | 0.035726 | 0.00078851 | 0 | 2.817e-05 | 2.817e-05 | 0 | 4.2265e-05 | 4.2265e-05 | 0 | 4.2265e-05
[79 empty] | WLDFR | HFTD - Distribution - Tier 3 - 1QU CoRE ¦ 2QU LoRE | Red Flag Warning - Small Fires | 2050 | 0 | 0.10007 | 0.04626 | 0.0020076 | 0.051804 | 0.035726 | 0.00078851 | 0 | 2.817e-05 | 2.817e-05 | 0 | 4.2265e-05 | 4.2265e-05 | 0 | 4.2265e-05
[79 empty] | WLDFR | HFTD - Distribution - Tier 3 - 1QU CoRE ¦ 2QU LoRE | Red Flag Warning - Small Fires | 2051 | 0 | 0.10007 | 0.04626 | 0.0020076 | 0.051804 | 0.035726 | 0.00078851 | 0 | 2.817e-05 | 2.817e-05 | 0 | 4.2265e-05 | 4.2265e-05 | 0 | 4.2265e-05
[79 empty] | WLDFR | HFTD - Distribution - Tier 3 - 1QU CoRE ¦ 2QU LoRE | Red Flag Warning - Small Fires | 2052 | 0 | 0.10007 | 0.04626 | 0.0020076 | 0.051804 | 0.035726 | 0.00078851 | 0 | 2.817e-05 | 2.817e-05 | 0 | 0 | 4.2265e-05 | 0 | 4.2265e-05
[79 empty] | WLDFR | HFTD - Distribution - Tier 3 - 1QU CoRE ¦ 2QU LoRE | Red Flag Warning - Small Fires | 2053 | 0 | 0.10489 | 0.048274 | 0.002095 | 0.054525 | 0.037602 | 0.00078851 | 0 | 2.965e-05 | 2.965e-05 | 0 | 2.8453e-06 | 0 | 0 | 0
[79 empty] | WLDFR | HFTD - Distribution - Tier 3 - 1QU CoRE ¦ 2QU LoRE | Red Flag Warning - Small Fires | 2054 | 0 | 0.10489 | 0.048274 | 0.002095 | 0.054525 | 0.037602 | 0.00078851 | 0 | 2.965e-05 | 2.965e-05 | 0 | 2.9369e-06 | 2.9369e-06 | 0 | 2.9369e-06
[79 empty] | WLDFR | HFTD - Distribution - Tier 3 - 1QU CoRE ¦ 2QU LoRE | Red Flag Warning - Small Fires | 2055 | 0 | 0.10489 | 0.048274 | 0.002095 | 0.054525 | 0.037602 | 0.00078851 | 0 | 2.965e-05 | 2.965e-05 | 0 | 2.9369e-06 | 2.9369e-06 | 0 | 2.9369e-06
[79 empty] | WLDFR | HFTD - Distribution - Tier 3 - 1QU CoRE ¦ 2QU LoRE | Seismic - Non-Red Flag Warning - Catastrophic Fires | 2026 | 0 | 21835.9781 | 428.6023 | 13939.561 | 7467.8148 | 5149.9993 | 2.1466e-10 | 0 | 1.1055e-06 | 1.1055e-06 | 0 | 2.9369e-06 | 2.9369e-06 | 0 | 2.9369e-06
[79 empty] | WLDFR | HFTD - Distribution - Tier 3 - 1QU CoRE ¦ 2QU LoRE | Seismic - Non-Red Flag Warning - Catastrophic Fires | 2027 | 0 | 21835.9781 | 428.6023 | 13939.561 | 7467.8148 | 5149.9993 | 2.1466e-10 | 0 | 1.1055e-06 | 1.1055e-06 | 0 | 2.9369e-06 | 2.9369e-06 | 0 | 2.9369e-06
[79 empty] | WLDFR | HFTD - Distribution - Tier 3 - 1QU CoRE ¦ 2QU LoRE | Seismic - Non-Red Flag Warning - Catastrophic Fires | 2028 | 0 | 22783.187 | 453.261 | 14531.3357 | 7798.5904 | 5378.1107 | 2.1466e-10 | 0 | 1.1545e-06 | 1.1545e-06 | 0 | 2.9369e-06 | 2.9369e-06 | 0 | 2.9369e-06
[79 empty] | WLDFR | HFTD - Distribution - Tier 3 - 1QU CoRE ¦ 2QU LoRE | Seismic - Non-Red Flag Warning - Catastrophic Fires | 2029 | 0 | 22783.187 | 453.261 | 14531.3357 | 7798.5904 | 5378.1107 | 2.1466e-10 | 0 | 1.1545e-06 | 1.1545e-06 | 0 | 3.0537e-06 | 3.0537e-06 | 0 | 3.0537e-06
[79 empty] | WLDFR | HFTD - Distribution - Tier 3 - 1QU CoRE ¦ 2QU LoRE | Seismic - Non-Red Flag Warning - Catastrophic Fires | 2030 | 0 | 22783.187 | 453.261 | 14531.3357 | 7798.5904 | 5378.1107 | 2.1466e-10 | 0 | 1.1545e-06 | 1.1545e-06 | 0 | 3.0537e-06 | 3.0537e-06 | 0 | 3.0537e-06
[79 empty] | WLDFR | HFTD - Distribution - Tier 3 - 1QU CoRE ¦ 2QU LoRE | Seismic - Non-Red Flag Warning - Catastrophic Fires | 2031 | 0 | 22783.187 | 453.261 | 14531.3357 | 7798.5904 | 5378.1107 | 2.1466e-10 | 0 | 1.1545e-06 | 1.1545e-06 | 0 | 3.0537e-06 | 3.0537e-06 | 0 | 3.0537e-06
[79 empty] | WLDFR | HFTD - Distribution - Tier 3 - 1QU CoRE ¦ 2QU LoRE | Seismic - Non-Red Flag Warning - Catastrophic Fires | 2032 | 0 | 22783.187 | 453.261 | 14531.3357 | 7798.5904 | 5378.1107 | 2.1466e-10 | 0 | 1.1545e-06 | 1.1545e-06 | 0 | 3.0537e-06 | 3.0537e-06 | 0 | 3.0537e-06
[79 empty] | WLDFR | HFTD - Distribution - Tier 3 - 1QU CoRE ¦ 2QU LoRE | Seismic - Non-Red Flag Warning - Catastrophic Fires | 2033 | 0 | 23835.2641 | 480.9649 | 15187.7294 | 8166.5698 | 5631.8789 | 2.1466e-10 | 0 | 1.2089e-06 | 1.2089e-06 | 0 | 3.0537e-06 | 3.0537e-06 | 0 | 3.0537e-06
[79 empty] | WLDFR | HFTD - Distribution - Tier 3 - 1QU CoRE ¦ 2QU LoRE | Seismic - Non-Red Flag Warning - Catastrophic Fires | 2034 | 0 | 23835.2641 | 480.9649 | 15187.7294 | 8166.5698 | 5631.8789 | 2.1466e-10 | 0 | 1.2089e-06 | 1.2089e-06 | 0 | 3.1854e-06 | 3.1854e-06 | 0 | 3.1854e-06
[79 empty] | WLDFR | HFTD - Distribution - Tier 3 - 1QU CoRE ¦ 2QU LoRE | Seismic - Non-Red Flag Warning - Catastrophic Fires | 2035 | 0 | 23835.2641 | 480.9649 | 15187.7294 | 8166.5698 | 5631.8789 | 2.1466e-10 | 0 | 1.2089e-06 | 1.2089e-06 | 0 | 3.1854e-06 | 3.1854e-06 | 0 | 3.1854e-06
[79 empty] | WLDFR | HFTD - Distribution - Tier 3 - 1QU CoRE ¦ 2QU LoRE | Seismic - Non-Red Flag Warning - Catastrophic Fires | 2036 | 0 | 23835.2641 | 480.9649 | 15187.7294 | 8166.5698 | 5631.8789 | 2.1466e-10 | 0 | 1.2089e-06 | 1.2089e-06 | 0 | 3.1854e-06 | 3.1854e-06 | 0 | 3.1854e-06
[79 empty] | WLDFR | HFTD - Distribution - Tier 3 - 1QU CoRE ¦ 2QU LoRE | Seismic - Non-Red Flag Warning - Catastrophic Fires | 2037 | 0 | 23835.2641 | 480.9649 | 15187.7294 | 8166.5698 | 5631.8789 | 2.1466e-10 | 0 | 1.2089e-06 | 1.2089e-06 | 0 | 3.1854e-06 | 3.1854e-06 | 0 | 3.1854e-06
[79 empty] | WLDFR | HFTD - Distribution - Tier 3 - 1QU CoRE ¦ 2QU LoRE | Seismic - Non-Red Flag Warning - Catastrophic Fires | 2038 | 0 | 24976.6418 | 511.3745 | 15898.8237 | 8566.4437 | 5907.6423 | 2.1466e-10 | 0 | 1.2681e-06 | 1.2681e-06 | 0 | 3.1854e-06 | 3.1854e-06 | 0 | 3.1854e-06
[79 empty] | WLDFR | HFTD - Distribution - Tier 3 - 1QU CoRE ¦ 2QU LoRE | Seismic - Non-Red Flag Warning - Catastrophic Fires | 2039 | 0 | 24976.6418 | 511.3745 | 15898.8237 | 8566.4437 | 5907.6423 | 2.1466e-10 | 0 | 1.2681e-06 | 1.2681e-06 | 0 | 3.3305e-06 | 3.3305e-06 | 0 | 3.3305e-06
[79 empty] | WLDFR | HFTD - Distribution - Tier 3 - 1QU CoRE ¦ 2QU LoRE | Seismic - Non-Red Flag Warning - Catastrophic Fires | 2040 | 0 | 24976.6418 | 511.3745 | 15898.8237 | 8566.4437 | 5907.6423 | 2.1466e-10 | 0 | 1.2681e-06 | 1.2681e-06 | 0 | 3.3305e-06 | 3.3305e-06 | 0 | 3.3305e-06
[79 empty] | WLDFR | HFTD - Distribution - Tier 3 - 1QU CoRE ¦ 2QU LoRE | Seismic - Non-Red Flag Warning - Catastrophic Fires | 2041 | 0 | 24976.6418 | 511.3745 | 15898.8237 | 8566.4437 | 5907.6423 | 2.1466e-10 | 0 | 1.2681e-06 | 1.2681e-06 | 0 | 3.3305e-06 | 3.3305e-06 | 0 | 3.3305e-06
[79 empty] | WLDFR | HFTD - Distribution - Tier 3 - 1QU CoRE ¦ 2QU LoRE | Seismic - Non-Red Flag Warning - Catastrophic Fires | 2042 | 0 | 24976.6418 | 511.3745 | 15898.8237 | 8566.4437 | 5907.6423 | 2.1466e-10 | 0 | 1.2681e-06 | 1.2681e-06 | 0 | 3.3305e-06 | 3.3305e-06 | 0 | 3.3305e-06
[79 empty] | WLDFR | HFTD - Distribution - Tier 3 - 1QU CoRE ¦ 2QU LoRE | Seismic - Non-Red Flag Warning - Catastrophic Fires | 2043 | 0 | 26191.7278 | 544.1291 | 16654.7414 | 8992.8573 | 6201.7082 | 2.1466e-10 | 0 | 1.3312e-06 | 1.3312e-06 | 0 | 3.3305e-06 | 3.3305e-06 | 0 | 3.3305e-06
[79 empty] | WLDFR | HFTD - Distribution - Tier 3 - 1QU CoRE ¦ 2QU LoRE | Seismic - Non-Red Flag Warning - Catastrophic Fires | 2044 | 0 | 26191.7278 | 544.1291 | 16654.7414 | 8992.8573 | 6201.7082 | 2.1466e-10 | 0 | 1.3312e-06 | 1.3312e-06 | 0 | 3.4876e-06 | 3.4876e-06 | 0 | 3.4876e-06
[79 empty] | WLDFR | HFTD - Distribution - Tier 3 - 1QU CoRE ¦ 2QU LoRE | Seismic - Non-Red Flag Warning - Catastrophic Fires | 2045 | 0 | 26191.7278 | 544.1291 | 16654.7414 | 8992.8573 | 6201.7082 | 2.1466e-10 | 0 | 1.3312e-06 | 1.3312e-06 | 0 | 3.4876e-06 | 3.4876e-06 | 0 | 3.4876e-06
[79 empty] | WLDFR | HFTD - Distribution - Tier 3 - 1QU CoRE ¦ 2QU LoRE | Seismic - Non-Red Flag Warning - Catastrophic Fires | 2046 | 0 | 26191.7278 | 544.1291 | 16654.7414 | 8992.8573 | 6201.7082 | 2.1466e-10 | 0 | 1.3312e-06 | 1.3312e-06 | 0 | 3.4876e-06 | 3.4876e-06 | 0 | 3.4876e-06
[79 empty] | WLDFR | HFTD - Distribution - Tier 3 - 1QU CoRE ¦ 2QU LoRE | Seismic - Non-Red Flag Warning - Catastrophic Fires | 2047 | 0 | 26191.7278 | 544.1291 | 16654.7414 | 8992.8573 | 6201.7082 | 2.1466e-10 | 0 | 1.3312e-06 | 1.3312e-06 | 0 | 3.4876e-06 | 3.4876e-06 | 0 | 3.4876e-06
[79 empty] | WLDFR | HFTD - Distribution - Tier 3 - 1QU CoRE ¦ 2QU LoRE | Seismic - Non-Red Flag Warning - Catastrophic Fires | 2048 | 0 | 27464.7227 | 578.8407 | 17445.538 | 9440.3441 | 6510.3067 | 2.1466e-10 | 0 | 1.3975e-06 | 1.3975e-06 | 0 | 3.4876e-06 | 3.4876e-06 | 0 | 3.4876e-06
[79 empty] | WLDFR | HFTD - Distribution - Tier 3 - 1QU CoRE ¦ 2QU LoRE | Seismic - Non-Red Flag Warning - Catastrophic Fires | 2049 | 0 | 27464.7227 | 578.8407 | 17445.538 | 9440.3441 | 6510.3067 | 2.1466e-10 | 0 | 1.3975e-06 | 1.3975e-06 | 0 | 3.6551e-06 | 3.6551e-06 | 0 | 3.6551e-06
[79 empty] | WLDFR | HFTD - Distribution - Tier 3 - 1QU CoRE ¦ 2QU LoRE | Seismic - Non-Red Flag Warning - Catastrophic Fires | 2050 | 0 | 27464.7227 | 578.8407 | 17445.538 | 9440.3441 | 6510.3067 | 2.1466e-10 | 0 | 1.3975e-06 | 1.3975e-06 | 0 | 3.6551e-06 | 3.6551e-06 | 0 | 3.6551e-06
[79 empty] | WLDFR | HFTD - Distribution - Tier 3 - 1QU CoRE ¦ 2QU LoRE | Seismic - Non-Red Flag Warning - Catastrophic Fires | 2051 | 0 | 27464.7227 | 578.8407 | 17445.538 | 9440.3441 | 6510.3067 | 2.1466e-10 | 0 | 1.3975e-06 | 1.3975e-06 | 0 | 3.6551e-06 | 3.6551e-06 | 0 | 3.6551e-06
[79 empty] | WLDFR | HFTD - Distribution - Tier 3 - 1QU CoRE ¦ 2QU LoRE | Seismic - Non-Red Flag Warning - Catastrophic Fires | 2052 | 0 | 27464.7227 | 578.8407 | 17445.538 | 9440.3441 | 6510.3067 | 2.1466e-10 | 0 | 1.3975e-06 | 1.3975e-06 | 0 | 3.6551e-06 | 3.6551e-06 | 0 | 3.6551e-06
[79 empty] | WLDFR | HFTD - Distribution - Tier 3 - 1QU CoRE ¦ 2QU LoRE | Seismic - Non-Red Flag Warning - Catastrophic Fires | 2053 | 0 | 28779.6694 | 615.0952 | 18261.2327 | 9903.3415 | 6829.6018 | 2.1466e-10 | 0 | 1.466e-06 | 1.466e-06 | 0 | 0 | 3.6551e-06 | 0 | 3.6551e-06
[79 empty] | WLDFR | HFTD - Distribution - Tier 3 - 1QU CoRE ¦ 2QU LoRE | Seismic - Non-Red Flag Warning - Catastrophic Fires | 2054 | 0 | 28779.6694 | 615.0952 | 18261.2327 | 9903.3415 | 6829.6018 | 2.1466e-10 | 0 | 1.466e-06 | 1.466e-06 | 0 | 0.0017617 | 0 | 0 | 0
[79 empty] | WLDFR | HFTD - Distribution - Tier 3 - 1QU CoRE ¦ 2QU LoRE | Seismic - Non-Red Flag Warning - Catastrophic Fires | 2055 | 0 | 28779.6694 | 615.0952 | 18261.2327 | 9903.3415 | 6829.6018 | 2.1466e-10 | 0 | 1.466e-06 | 1.466e-06 | 0 | 0.0018263 | 0.0018263 | 0 | 0.0018263
[79 empty] | WLDFR | HFTD - Distribution - Tier 3 - 1QU CoRE ¦ 2QU LoRE | Seismic - Red Flag Warning - Catastrophic Fires | 2026 | 0 | 21835.9781 | 428.6023 | 13939.561 | 7467.8148 | 5149.9993 | 9.256e-09 | 0 | 4.7668e-05 | 4.7668e-05 | 0 | 0.0018263 | 0.0018263 | 0 | 0.0018263
[79 empty] | WLDFR | HFTD - Distribution - Tier 3 - 1QU CoRE ¦ 2QU LoRE | Seismic - Red Flag Warning - Catastrophic Fires | 2027 | 0 | 21835.9781 | 428.6023 | 13939.561 | 7467.8148 | 5149.9993 | 9.256e-09 | 0 | 4.7668e-05 | 4.7668e-05 | 0 | 0.0018263 | 0.0018263 | 0 | 0.0018263
[79 empty] | WLDFR | HFTD - Distribution - Tier 3 - 1QU CoRE ¦ 2QU LoRE | Seismic - Red Flag Warning - Catastrophic Fires | 2028 | 0 | 22783.187 | 453.261 | 14531.3357 | 7798.5904 | 5378.1107 | 9.256e-09 | 0 | 4.978e-05 | 4.978e-05 | 0 | 0.0018263 | 0.0018263 | 0 | 0.0018263
[79 empty] | WLDFR | HFTD - Distribution - Tier 3 - 1QU CoRE ¦ 2QU LoRE | Seismic - Red Flag Warning - Catastrophic Fires | 2029 | 0 | 22783.187 | 453.261 | 14531.3357 | 7798.5904 | 5378.1107 | 9.256e-09 | 0 | 4.978e-05 | 4.978e-05 | 0 | 0.0018263 | 0.0018263 | 0 | 0.0018263
[79 empty] | WLDFR | HFTD - Distribution - Tier 3 - 1QU CoRE ¦ 2QU LoRE | Seismic - Red Flag Warning - Catastrophic Fires | 2030 | 0 | 22783.187 | 453.261 | 14531.3357 | 7798.5904 | 5378.1107 | 9.256e-09 | 0 | 4.978e-05 | 4.978e-05 | 0 | 0.0019076 | 0.0019076 | 0 | 0.0019076
[79 empty] | WLDFR | HFTD - Distribution - Tier 3 - 1QU CoRE ¦ 2QU LoRE | Seismic - Red Flag Warning - Catastrophic Fires | 2031 | 0 | 22783.187 | 453.261 | 14531.3357 | 7798.5904 | 5378.1107 | 9.256e-09 | 0 | 4.978e-05 | 4.978e-05 | 0 | 0.0019076 | 0.0019076 | 0 | 0.0019076
[79 empty] | WLDFR | HFTD - Distribution - Tier 3 - 1QU CoRE ¦ 2QU LoRE | Seismic - Red Flag Warning - Catastrophic Fires | 2032 | 0 | 22783.187 | 453.261 | 14531.3357 | 7798.5904 | 5378.1107 | 9.256e-09 | 0 | 4.978e-05 | 4.978e-05 | 0 | 0.0019076 | 0.0019076 | 0 | 0.0019076
[79 empty] | WLDFR | HFTD - Distribution - Tier 3 - 1QU CoRE ¦ 2QU LoRE | Seismic - Red Flag Warning - Catastrophic Fires | 2033 | 0 | 23835.2641 | 480.9649 | 15187.7294 | 8166.5698 | 5631.8789 | 9.256e-09 | 0 | 5.2129e-05 | 5.2129e-05 | 0 | 0.0019076 | 0.0019076 | 0 | 0.0019076
[79 empty] | WLDFR | HFTD - Distribution - Tier 3 - 1QU CoRE ¦ 2QU LoRE | Seismic - Red Flag Warning - Catastrophic Fires | 2034 | 0 | 23835.2641 | 480.9649 | 15187.7294 | 8166.5698 | 5631.8789 | 9.256e-09 | 0 | 5.2129e-05 | 5.2129e-05 | 0 | 0.0019076 | 0.0019076 | 0 | 0.0019076
[79 empty] | WLDFR | HFTD - Distribution - Tier 3 - 1QU CoRE ¦ 2QU LoRE | Seismic - Red Flag Warning - Catastrophic Fires | 2035 | 0 | 23835.2641 | 480.9649 | 15187.7294 | 8166.5698 | 5631.8789 | 9.256e-09 | 0 | 5.2129e-05 | 5.2129e-05 | 0 | 0.0019981 | 0.0019981 | 0 | 0.0019981
[79 empty] | WLDFR | HFTD - Distribution - Tier 3 - 1QU CoRE ¦ 2QU LoRE | Seismic - Red Flag Warning - Catastrophic Fires | 2036 | 0 | 23835.2641 | 480.9649 | 15187.7294 | 8166.5698 | 5631.8789 | 9.256e-09 | 0 | 5.2129e-05 | 5.2129e-05 | 0 | 0.0019981 | 0.0019981 | 0 | 0.0019981
[79 empty] | WLDFR | HFTD - Distribution - Tier 3 - 1QU CoRE ¦ 2QU LoRE | Seismic - Red Flag Warning - Catastrophic Fires | 2037 | 0 | 23835.2641 | 480.9649 | 15187.7294 | 8166.5698 | 5631.8789 | 9.256e-09 | 0 | 5.2129e-05 | 5.2129e-05 | 0 | 0.0019981 | 0.0019981 | 0 | 0.0019981
[79 empty] | WLDFR | HFTD - Distribution - Tier 3 - 1QU CoRE ¦ 2QU LoRE | Seismic - Red Flag Warning - Catastrophic Fires | 2038 | 0 | 24976.6418 | 511.3745 | 15898.8237 | 8566.4437 | 5907.6423 | 9.256e-09 | 0 | 5.4681e-05 | 5.4681e-05 | 0 | 0.0019981 | 0.0019981 | 0 | 0.0019981
[79 empty] | WLDFR | HFTD - Distribution - Tier 3 - 1QU CoRE ¦ 2QU LoRE | Seismic - Red Flag Warning - Catastrophic Fires | 2039 | 0 | 24976.6418 | 511.3745 | 15898.8237 | 8566.4437 | 5907.6423 | 9.256e-09 | 0 | 5.4681e-05 | 5.4681e-05 | 0 | 0.0019981 | 0.0019981 | 0 | 0.0019981
[79 empty] | WLDFR | HFTD - Distribution - Tier 3 - 1QU CoRE ¦ 2QU LoRE | Seismic - Red Flag Warning - Catastrophic Fires | 2040 | 0 | 24976.6418 | 511.3745 | 15898.8237 | 8566.4437 | 5907.6423 | 9.256e-09 | 0 | 5.4681e-05 | 5.4681e-05 | 0 | 0.0020962 | 0.0020962 | 0 | 0.0020962
[79 empty] | WLDFR | HFTD - Distribution - Tier 3 - 1QU CoRE ¦ 2QU LoRE | Seismic - Red Flag Warning - Catastrophic Fires | 2041 | 0 | 24976.6418 | 511.3745 | 15898.8237 | 8566.4437 | 5907.6423 | 9.256e-09 | 0 | 5.4681e-05 | 5.4681e-05 | 0 | 0.0020962 | 0.0020962 | 0 | 0.0020962
[79 empty] | WLDFR | HFTD - Distribution - Tier 3 - 1QU CoRE ¦ 2QU LoRE | Seismic - Red Flag Warning - Catastrophic Fires | 2042 | 0 | 24976.6418 | 511.3745 | 15898.8237 | 8566.4437 | 5907.6423 | 9.256e-09 | 0 | 5.4681e-05 | 5.4681e-05 | 0 | 0.0020962 | 0.0020962 | 0 | 0.0020962
[79 empty] | WLDFR | HFTD - Distribution - Tier 3 - 1QU CoRE ¦ 2QU LoRE | Seismic - Red Flag Warning - Catastrophic Fires | 2043 | 0 | 26191.7278 | 544.1291 | 16654.7414 | 8992.8573 | 6201.7082 | 9.256e-09 | 0 | 5.7403e-05 | 5.7403e-05 | 0 | 0.0020962 | 0.0020962 | 0 | 0.0020962
[79 empty] | WLDFR | HFTD - Distribution - Tier 3 - 1QU CoRE ¦ 2QU LoRE | Seismic - Red Flag Warning - Catastrophic Fires | 2044 | 0 | 26191.7278 | 544.1291 | 16654.7414 | 8992.8573 | 6201.7082 | 9.256e-09 | 0 | 5.7403e-05 | 5.7403e-05 | 0 | 0.0020962 | 0.0020962 | 0 | 0.0020962
[79 empty] | WLDFR | HFTD - Distribution - Tier 3 - 1QU CoRE ¦ 2QU LoRE | Seismic - Red Flag Warning - Catastrophic Fires | 2045 | 0 | 26191.7278 | 544.1291 | 16654.7414 | 8992.8573 | 6201.7082 | 9.256e-09 | 0 | 5.7403e-05 | 5.7403e-05 | 0 | 0.0022008 | 0.0022008 | 0 | 0.0022008
[79 empty] | WLDFR | HFTD - Distribution - Tier 3 - 1QU CoRE ¦ 2QU LoRE | Seismic - Red Flag Warning - Catastrophic Fires | 2046 | 0 | 26191.7278 | 544.1291 | 16654.7414 | 8992.8573 | 6201.7082 | 9.256e-09 | 0 | 5.7403e-05 | 5.7403e-05 | 0 | 0.0022008 | 0.0022008 | 0 | 0.0022008
[79 empty] | WLDFR | HFTD - Distribution - Tier 3 - 1QU CoRE ¦ 2QU LoRE | Seismic - Red Flag Warning - Catastrophic Fires | 2047 | 0 | 26191.7278 | 544.1291 | 16654.7414 | 8992.8573 | 6201.7082 | 9.256e-09 | 0 | 5.7403e-05 | 5.7403e-05 | 0 | 0.0022008 | 0.0022008 | 0 | 0.0022008
[79 empty] | WLDFR | HFTD - Distribution - Tier 3 - 1QU CoRE ¦ 2QU LoRE | Seismic - Red Flag Warning - Catastrophic Fires | 2048 | 0 | 27464.7227 | 578.8407 | 17445.538 | 9440.3441 | 6510.3067 | 9.256e-09 | 0 | 6.0259e-05 | 6.0259e-05 | 0 | 0.0022008 | 0.0022008 | 0 | 0.0022008
[79 empty] | WLDFR | HFTD - Distribution - Tier 3 - 1QU CoRE ¦ 2QU LoRE | Seismic - Red Flag Warning - Catastrophic Fires | 2049 | 0 | 27464.7227 | 578.8407 | 17445.538 | 9440.3441 | 6510.3067 | 9.256e-09 | 0 | 6.0259e-05 | 6.0259e-05 | 0 | 0.0022008 | 0.0022008 | 0 | 0.0022008
[79 empty] | WLDFR | HFTD - Distribution - Tier 3 - 1QU CoRE ¦ 2QU LoRE | Seismic - Red Flag Warning - Catastrophic Fires | 2050 | 0 | 27464.7227 | 578.8407 | 17445.538 | 9440.3441 | 6510.3067 | 9.256e-09 | 0 | 6.0259e-05 | 6.0259e-05 | 0 | 0.0023104 | 0.0023104 | 0 | 0.0023104
[79 empty] | WLDFR | HFTD - Distribution - Tier 3 - 1QU CoRE ¦ 2QU LoRE | Seismic - Red Flag Warning - Catastrophic Fires | 2051 | 0 | 27464.7227 | 578.8407 | 17445.538 | 9440.3441 | 6510.3067 | 9.256e-09 | 0 | 6.0259e-05 | 6.0259e-05 | 0 | 0.0023104 | 0.0023104 | 0 | 0.0023104
[79 empty] | WLDFR | HFTD - Distribution - Tier 3 - 1QU CoRE ¦ 2QU LoRE | Seismic - Red Flag Warning - Catastrophic Fires | 2052 | 0 | 27464.7227 | 578.8407 | 17445.538 | 9440.3441 | 6510.3067 | 9.256e-09 | 0 | 6.0259e-05 | 6.0259e-05 | 0 | 0.0023104 | 0.0023104 | 0 | 0.0023104
[79 empty] | WLDFR | HFTD - Distribution - Tier 3 - 1QU CoRE ¦ 2QU LoRE | Seismic - Red Flag Warning - Catastrophic Fires | 2053 | 0 | 28779.6694 | 615.0952 | 18261.2327 | 9903.3415 | 6829.6018 | 9.256e-09 | 0 | 6.3215e-05 | 6.3215e-05 | 0 | 0.0023104 | 0.0023104 | 0 | 0.0023104
[79 empty] | WLDFR | HFTD - Distribution - Tier 3 - 1QU CoRE ¦ 2QU LoRE | Seismic - Red Flag Warning - Catastrophic Fires | 2054 | 0 | 28779.6694 | 615.0952 | 18261.2327 | 9903.3415 | 6829.6018 | 9.256e-09 | 0 | 6.3215e-05 | 6.3215e-05 | 0 | 0 | 0.0023104 | 0 | 0.0023104
[79 empty] | WLDFR | HFTD - Distribution - Tier 3 - 1QU CoRE ¦ 2QU LoRE | Seismic - Red Flag Warning - Catastrophic Fires | 2055 | 0 | 28779.6694 | 615.0952 | 18261.2327 | 9903.3415 | 6829.6018 | 9.256e-09 | 0 | 6.3215e-05 | 6.3215e-05 | 0 | 0.0018362 | 0 | 0 | 0
[79 empty] | WLDFR | HFTD - Distribution - Tier 3 - 1QU CoRE ¦ 3QU LoRE | Non-Red Flag Warning - Catastrophic Fires | 2026 | 0 | 14664.6376 | 233.2301 | 8896.516 | 5534.8915 | 3817.0051 | 3.015e-06 | 0 | 0.011508 | 0.011508 | 0 | 0.0019033 | 0.0019033 | 0 | 0.0019033
[79 empty] | WLDFR | HFTD - Distribution - Tier 3 - 1QU CoRE ¦ 3QU LoRE | Non-Red Flag Warning - Catastrophic Fires | 2027 | 0 | 14664.6376 | 233.2301 | 8896.516 | 5534.8915 | 3817.0051 | 3.015e-06 | 0 | 0.011508 | 0.011508 | 0 | 0.0019033 | 0.0019033 | 0 | 0.0019033
[79 empty] | WLDFR | HFTD - Distribution - Tier 3 - 1QU CoRE ¦ 3QU LoRE | Non-Red Flag Warning - Catastrophic Fires | 2028 | 0 | 15317.9909 | 247.273 | 9287.6491 | 5783.0689 | 3988.1546 | 3.015e-06 | 0 | 0.012024 | 0.012024 | 0 | 0.0019033 | 0.0019033 | 0 | 0.0019033
[79 empty] | WLDFR | HFTD - Distribution - Tier 3 - 1QU CoRE ¦ 3QU LoRE | Non-Red Flag Warning - Catastrophic Fires | 2029 | 0 | 15317.9909 | 247.273 | 9287.6491 | 5783.0689 | 3988.1546 | 3.015e-06 | 0 | 0.012024 | 0.012024 | 0 | 0.0019033 | 0.0019033 | 0 | 0.0019033
[79 empty] | WLDFR | HFTD - Distribution - Tier 3 - 1QU CoRE ¦ 3QU LoRE | Non-Red Flag Warning - Catastrophic Fires | 2030 | 0 | 15317.9909 | 247.273 | 9287.6491 | 5783.0689 | 3988.1546 | 3.015e-06 | 0 | 0.012024 | 0.012024 | 0 | 0.0019033 | 0.0019033 | 0 | 0.0019033
[79 empty] | WLDFR | HFTD - Distribution - Tier 3 - 1QU CoRE ¦ 3QU LoRE | Non-Red Flag Warning - Catastrophic Fires | 2031 | 0 | 15317.9909 | 247.273 | 9287.6491 | 5783.0689 | 3988.1546 | 3.015e-06 | 0 | 0.012024 | 0.012024 | 0 | 0.0019878 | 0.0019878 | 0 | 0.0019878
[79 empty] | WLDFR | HFTD - Distribution - Tier 3 - 1QU CoRE ¦ 3QU LoRE | Non-Red Flag Warning - Catastrophic Fires | 2032 | 0 | 15317.9909 | 247.273 | 9287.6491 | 5783.0689 | 3988.1546 | 3.015e-06 | 0 | 0.012024 | 0.012024 | 0 | 0.0019878 | 0.0019878 | 0 | 0.0019878
[79 empty] | WLDFR | HFTD - Distribution - Tier 3 - 1QU CoRE ¦ 3QU LoRE | Non-Red Flag Warning - Catastrophic Fires | 2033 | 0 | 16044.1264 | 263.1074 | 9721.74 | 6059.2791 | 4178.6364 | 3.015e-06 | 0 | 0.012598 | 0.012598 | 0 | 0.0019878 | 0.0019878 | 0 | 0.0019878
[79 empty] | WLDFR | HFTD - Distribution - Tier 3 - 1QU CoRE ¦ 3QU LoRE | Non-Red Flag Warning - Catastrophic Fires | 2034 | 0 | 16044.1264 | 263.1074 | 9721.74 | 6059.2791 | 4178.6364 | 3.015e-06 | 0 | 0.012598 | 0.012598 | 0 | 0.0019878 | 0.0019878 | 0 | 0.0019878
[79 empty] | WLDFR | HFTD - Distribution - Tier 3 - 1QU CoRE ¦ 3QU LoRE | Non-Red Flag Warning - Catastrophic Fires | 2035 | 0 | 16044.1264 | 263.1074 | 9721.74 | 6059.2791 | 4178.6364 | 3.015e-06 | 0 | 0.012598 | 0.012598 | 0 | 0.0019878 | 0.0019878 | 0 | 0.0019878
[79 empty] | WLDFR | HFTD - Distribution - Tier 3 - 1QU CoRE ¦ 3QU LoRE | Non-Red Flag Warning - Catastrophic Fires | 2036 | 0 | 16044.1264 | 263.1074 | 9721.74 | 6059.2791 | 4178.6364 | 3.015e-06 | 0 | 0.012598 | 0.012598 | 0 | 0.0020816 | 0.0020816 | 0 | 0.0020816
[79 empty] | WLDFR | HFTD - Distribution - Tier 3 - 1QU CoRE ¦ 3QU LoRE | Non-Red Flag Warning - Catastrophic Fires | 2037 | 0 | 16044.1264 | 263.1074 | 9721.74 | 6059.2791 | 4178.6364 | 3.015e-06 | 0 | 0.012598 | 0.012598 | 0 | 0.0020816 | 0.0020816 | 0 | 0.0020816
[79 empty] | WLDFR | HFTD - Distribution - Tier 3 - 1QU CoRE ¦ 3QU LoRE | Non-Red Flag Warning - Catastrophic Fires | 2038 | 0 | 16832.3912 | 280.5544 | 10192.2718 | 6359.5651 | 4385.7214 | 3.015e-06 | 0 | 0.013223 | 0.013223 | 0 | 0.0020816 | 0.0020816 | 0 | 0.0020816
[79 empty] | WLDFR | HFTD - Distribution - Tier 3 - 1QU CoRE ¦ 3QU LoRE | Non-Red Flag Warning - Catastrophic Fires | 2039 | 0 | 16832.3912 | 280.5544 | 10192.2718 | 6359.5651 | 4385.7214 | 3.015e-06 | 0 | 0.013223 | 0.013223 | 0 | 0.0020816 | 0.0020816 | 0 | 0.0020816
[79 empty] | WLDFR | HFTD - Distribution - Tier 3 - 1QU CoRE ¦ 3QU LoRE | Non-Red Flag Warning - Catastrophic Fires | 2040 | 0 | 16832.3912 | 280.5544 | 10192.2718 | 6359.5651 | 4385.7214 | 3.015e-06 | 0 | 0.013223 | 0.013223 | 0 | 0.0020816 | 0.0020816 | 0 | 0.0020816
[79 empty] | WLDFR | HFTD - Distribution - Tier 3 - 1QU CoRE ¦ 3QU LoRE | Non-Red Flag Warning - Catastrophic Fires | 2041 | 0 | 16832.3912 | 280.5544 | 10192.2718 | 6359.5651 | 4385.7214 | 3.015e-06 | 0 | 0.013223 | 0.013223 | 0 | 0.0021833 | 0.0021833 | 0 | 0.0021833
[79 empty] | WLDFR | HFTD - Distribution - Tier 3 - 1QU CoRE ¦ 3QU LoRE | Non-Red Flag Warning - Catastrophic Fires | 2042 | 0 | 16832.3912 | 280.5544 | 10192.2718 | 6359.5651 | 4385.7214 | 3.015e-06 | 0 | 0.013223 | 0.013223 | 0 | 0.0021833 | 0.0021833 | 0 | 0.0021833
[79 empty] | WLDFR | HFTD - Distribution - Tier 3 - 1QU CoRE ¦ 3QU LoRE | Non-Red Flag Warning - Catastrophic Fires | 2043 | 0 | 17672.0852 | 299.42 | 10692.7362 | 6679.929 | 4606.6527 | 3.015e-06 | 0 | 0.013889 | 0.013889 | 0 | 0.0021833 | 0.0021833 | 0 | 0.0021833
[79 empty] | WLDFR | HFTD - Distribution - Tier 3 - 1QU CoRE ¦ 3QU LoRE | Non-Red Flag Warning - Catastrophic Fires | 2044 | 0 | 17672.0852 | 299.42 | 10692.7362 | 6679.929 | 4606.6527 | 3.015e-06 | 0 | 0.013889 | 0.013889 | 0 | 0.0021833 | 0.0021833 | 0 | 0.0021833
[79 empty] | WLDFR | HFTD - Distribution - Tier 3 - 1QU CoRE ¦ 3QU LoRE | Non-Red Flag Warning - Catastrophic Fires | 2045 | 0 | 17672.0852 | 299.42 | 10692.7362 | 6679.929 | 4606.6527 | 3.015e-06 | 0 | 0.013889 | 0.013889 | 0 | 0.0021833 | 0.0021833 | 0 | 0.0021833
[79 empty] | WLDFR | HFTD - Distribution - Tier 3 - 1QU CoRE ¦ 3QU LoRE | Non-Red Flag Warning - Catastrophic Fires | 2046 | 0 | 17672.0852 | 299.42 | 10692.7362 | 6679.929 | 4606.6527 | 3.015e-06 | 0 | 0.013889 | 0.013889 | 0 | 0.0022916 | 0.0022916 | 0 | 0.0022916
[79 empty] | WLDFR | HFTD - Distribution - Tier 3 - 1QU CoRE ¦ 3QU LoRE | Non-Red Flag Warning - Catastrophic Fires | 2047 | 0 | 17672.0852 | 299.42 | 10692.7362 | 6679.929 | 4606.6527 | 3.015e-06 | 0 | 0.013889 | 0.013889 | 0 | 0.0022916 | 0.0022916 | 0 | 0.0022916
[79 empty] | WLDFR | HFTD - Distribution - Tier 3 - 1QU CoRE ¦ 3QU LoRE | Non-Red Flag Warning - Catastrophic Fires | 2048 | 0 | 18552.3348 | 319.4911 | 11216.5626 | 7016.281 | 4838.6098 | 3.015e-06 | 0 | 0.014588 | 0.014588 | 0 | 0.0022916 | 0.0022916 | 0 | 0.0022916
[79 empty] | WLDFR | HFTD - Distribution - Tier 3 - 1QU CoRE ¦ 3QU LoRE | Non-Red Flag Warning - Catastrophic Fires | 2049 | 0 | 18552.3348 | 319.4911 | 11216.5626 | 7016.281 | 4838.6098 | 3.015e-06 | 0 | 0.014588 | 0.014588 | 0 | 0.0022916 | 0.0022916 | 0 | 0.0022916
[79 empty] | WLDFR | HFTD - Distribution - Tier 3 - 1QU CoRE ¦ 3QU LoRE | Non-Red Flag Warning - Catastrophic Fires | 2050 | 0 | 18552.3348 | 319.4911 | 11216.5626 | 7016.281 | 4838.6098 | 3.015e-06 | 0 | 0.014588 | 0.014588 | 0 | 0.0022916 | 0.0022916 | 0 | 0.0022916
[79 empty] | WLDFR | HFTD - Distribution - Tier 3 - 1QU CoRE ¦ 3QU LoRE | Non-Red Flag Warning - Catastrophic Fires | 2051 | 0 | 18552.3348 | 319.4911 | 11216.5626 | 7016.281 | 4838.6098 | 3.015e-06 | 0 | 0.014588 | 0.014588 | 0 | 0.0024049 | 0.0024049 | 0 | 0.0024049
[79 empty] | WLDFR | HFTD - Distribution - Tier 3 - 1QU CoRE ¦ 3QU LoRE | Non-Red Flag Warning - Catastrophic Fires | 2052 | 0 | 18552.3348 | 319.4911 | 11216.5626 | 7016.281 | 4838.6098 | 3.015e-06 | 0 | 0.014588 | 0.014588 | 0 | 0.0024049 | 0.0024049 | 0 | 0.0024049
[79 empty] | WLDFR | HFTD - Distribution - Tier 3 - 1QU CoRE ¦ 3QU LoRE | Non-Red Flag Warning - Catastrophic Fires | 2053 | 0 | 19462.1283 | 340.5356 | 11757.1413 | 7364.4514 | 5078.7171 | 3.015e-06 | 0 | 0.015312 | 0.015312 | 0 | 0.0024049 | 0.0024049 | 0 | 0.0024049
[79 empty] | WLDFR | HFTD - Distribution - Tier 3 - 1QU CoRE ¦ 3QU LoRE | Non-Red Flag Warning - Catastrophic Fires | 2054 | 0 | 19462.1283 | 340.5356 | 11757.1413 | 7364.4514 | 5078.7171 | 3.015e-06 | 0 | 0.015312 | 0.015312 | 0 | 0.0024049 | 0.0024049 | 0 | 0.0024049
[79 empty] | WLDFR | HFTD - Distribution - Tier 3 - 1QU CoRE ¦ 3QU LoRE | Non-Red Flag Warning - Catastrophic Fires | 2055 | 0 | 19462.1283 | 340.5356 | 11757.1413 | 7364.4514 | 5078.7171 | 3.015e-06 | 0 | 0.015312 | 0.015312 | 0 | 0 | 0.0024049 | 0 | 0.0024049
[79 empty] | WLDFR | HFTD - Distribution - Tier 3 - 1QU CoRE ¦ 3QU LoRE | Non-Red Flag Warning - Large Fires | 2026 | 0 | 5.475 | 0.71896 | 3.0715 | 1.6846 | 1.1617 | 4.2455e-05 | 0 | 4.9322e-05 | 4.9322e-05 | 0 | 7.787e-06 | 0 | 0 | 0
[79 empty] | WLDFR | HFTD - Distribution - Tier 3 - 1QU CoRE ¦ 3QU LoRE | Non-Red Flag Warning - Large Fires | 2027 | 0 | 5.475 | 0.71896 | 3.0715 | 1.6846 | 1.1617 | 4.2455e-05 | 0 | 4.9322e-05 | 4.9322e-05 | 0 | 8.1354e-06 | 8.1354e-06 | 0 | 8.1354e-06
[79 empty] | WLDFR | HFTD - Distribution - Tier 3 - 1QU CoRE ¦ 3QU LoRE | Non-Red Flag Warning - Large Fires | 2028 | 0 | 5.777 | 0.74734 | 3.238 | 1.7917 | 1.2356 | 4.2455e-05 | 0 | 5.2459e-05 | 5.2459e-05 | 0 | 8.1354e-06 | 8.1354e-06 | 0 | 8.1354e-06
[79 empty] | WLDFR | HFTD - Distribution - Tier 3 - 1QU CoRE ¦ 3QU LoRE | Non-Red Flag Warning - Large Fires | 2029 | 0 | 5.777 | 0.74734 | 3.238 | 1.7917 | 1.2356 | 4.2455e-05 | 0 | 5.2459e-05 | 5.2459e-05 | 0 | 8.1354e-06 | 8.1354e-06 | 0 | 8.1354e-06
[79 empty] | WLDFR | HFTD - Distribution - Tier 3 - 1QU CoRE ¦ 3QU LoRE | Non-Red Flag Warning - Large Fires | 2030 | 0 | 5.777 | 0.74734 | 3.238 | 1.7917 | 1.2356 | 4.2455e-05 | 0 | 5.2459e-05 | 5.2459e-05 | 0 | 8.1354e-06 | 8.1354e-06 | 0 | 8.1354e-06
[79 empty] | WLDFR | HFTD - Distribution - Tier 3 - 1QU CoRE ¦ 3QU LoRE | Non-Red Flag Warning - Large Fires | 2031 | 0 | 5.777 | 0.74734 | 3.238 | 1.7917 | 1.2356 | 4.2455e-05 | 0 | 5.2459e-05 | 5.2459e-05 | 0 | 8.1354e-06 | 8.1354e-06 | 0 | 8.1354e-06
[79 empty] | WLDFR | HFTD - Distribution - Tier 3 - 1QU CoRE ¦ 3QU LoRE | Non-Red Flag Warning - Large Fires | 2032 | 0 | 5.777 | 0.74734 | 3.238 | 1.7917 | 1.2356 | 4.2455e-05 | 0 | 5.2459e-05 | 5.2459e-05 | 0 | 8.5841e-06 | 8.5841e-06 | 0 | 8.5841e-06
[79 empty] | WLDFR | HFTD - Distribution - Tier 3 - 1QU CoRE ¦ 3QU LoRE | Non-Red Flag Warning - Large Fires | 2033 | 0 | 6.1205 | 0.77885 | 3.4265 | 1.9151 | 1.3207 | 4.2455e-05 | 0 | 5.6072e-05 | 5.6072e-05 | 0 | 8.5841e-06 | 8.5841e-06 | 0 | 8.5841e-06
[79 empty] | WLDFR | HFTD - Distribution - Tier 3 - 1QU CoRE ¦ 3QU LoRE | Non-Red Flag Warning - Large Fires | 2034 | 0 | 6.1205 | 0.77885 | 3.4265 | 1.9151 | 1.3207 | 4.2455e-05 | 0 | 5.6072e-05 | 5.6072e-05 | 0 | 8.5841e-06 | 8.5841e-06 | 0 | 8.5841e-06
[79 empty] | WLDFR | HFTD - Distribution - Tier 3 - 1QU CoRE ¦ 3QU LoRE | Non-Red Flag Warning - Large Fires | 2035 | 0 | 6.1205 | 0.77885 | 3.4265 | 1.9151 | 1.3207 | 4.2455e-05 | 0 | 5.6072e-05 | 5.6072e-05 | 0 | 8.5841e-06 | 8.5841e-06 | 0 | 8.5841e-06
[79 empty] | WLDFR | HFTD - Distribution - Tier 3 - 1QU CoRE ¦ 3QU LoRE | Non-Red Flag Warning - Large Fires | 2036 | 0 | 6.1205 | 0.77885 | 3.4265 | 1.9151 | 1.3207 | 4.2455e-05 | 0 | 5.6072e-05 | 5.6072e-05 | 0 | 8.5841e-06 | 8.5841e-06 | 0 | 8.5841e-06
[79 empty] | WLDFR | HFTD - Distribution - Tier 3 - 1QU CoRE ¦ 3QU LoRE | Non-Red Flag Warning - Large Fires | 2037 | 0 | 6.1205 | 0.77885 | 3.4265 | 1.9151 | 1.3207 | 4.2455e-05 | 0 | 5.6072e-05 | 5.6072e-05 | 0 | 9.0945e-06 | 9.0945e-06 | 0 | 9.0945e-06
[79 empty] | WLDFR | HFTD - Distribution - Tier 3 - 1QU CoRE ¦ 3QU LoRE | Non-Red Flag Warning - Large Fires | 2038 | 0 | 6.5028 | 0.81304 | 3.6355 | 2.0543 | 1.4167 | 4.2455e-05 | 0 | 6.0145e-05 | 6.0145e-05 | 0 | 9.0945e-06 | 9.0945e-06 | 0 | 9.0945e-06
[79 empty] | WLDFR | HFTD - Distribution - Tier 3 - 1QU CoRE ¦ 3QU LoRE | Non-Red Flag Warning - Large Fires | 2039 | 0 | 6.5028 | 0.81304 | 3.6355 | 2.0543 | 1.4167 | 4.2455e-05 | 0 | 6.0145e-05 | 6.0145e-05 | 0 | 9.0945e-06 | 9.0945e-06 | 0 | 9.0945e-06
[79 empty] | WLDFR | HFTD - Distribution - Tier 3 - 1QU CoRE ¦ 3QU LoRE | Non-Red Flag Warning - Large Fires | 2040 | 0 | 6.5028 | 0.81304 | 3.6355 | 2.0543 | 1.4167 | 4.2455e-05 | 0 | 6.0145e-05 | 6.0145e-05 | 0 | 9.0945e-06 | 9.0945e-06 | 0 | 9.0945e-06
[79 empty] | WLDFR | HFTD - Distribution - Tier 3 - 1QU CoRE ¦ 3QU LoRE | Non-Red Flag Warning - Large Fires | 2041 | 0 | 6.5028 | 0.81304 | 3.6355 | 2.0543 | 1.4167 | 4.2455e-05 | 0 | 6.0145e-05 | 6.0145e-05 | 0 | 9.0945e-06 | 9.0945e-06 | 0 | 9.0945e-06
[79 empty] | WLDFR | HFTD - Distribution - Tier 3 - 1QU CoRE ¦ 3QU LoRE | Non-Red Flag Warning - Large Fires | 2042 | 0 | 6.5028 | 0.81304 | 3.6355 | 2.0543 | 1.4167 | 4.2455e-05 | 0 | 6.0145e-05 | 6.0145e-05 | 0 | 9.6626e-06 | 9.6626e-06 | 0 | 9.6626e-06
[79 empty] | WLDFR | HFTD - Distribution - Tier 3 - 1QU CoRE ¦ 3QU LoRE | Non-Red Flag Warning - Large Fires | 2043 | 0 | 6.9209 | 0.84944 | 3.8632 | 2.2083 | 1.5229 | 4.2455e-05 | 0 | 6.4656e-05 | 6.4656e-05 | 0 | 9.6626e-06 | 9.6626e-06 | 0 | 9.6626e-06
[79 empty] | WLDFR | HFTD - Distribution - Tier 3 - 1QU CoRE ¦ 3QU LoRE | Non-Red Flag Warning - Large Fires | 2044 | 0 | 6.9209 | 0.84944 | 3.8632 | 2.2083 | 1.5229 | 4.2455e-05 | 0 | 6.4656e-05 | 6.4656e-05 | 0 | 9.6626e-06 | 9.6626e-06 | 0 | 9.6626e-06
[79 empty] | WLDFR | HFTD - Distribution - Tier 3 - 1QU CoRE ¦ 3QU LoRE | Non-Red Flag Warning - Large Fires | 2045 | 0 | 6.9209 | 0.84944 | 3.8632 | 2.2083 | 1.5229 | 4.2455e-05 | 0 | 6.4656e-05 | 6.4656e-05 | 0 | 9.6626e-06 | 9.6626e-06 | 0 | 9.6626e-06
[79 empty] | WLDFR | HFTD - Distribution - Tier 3 - 1QU CoRE ¦ 3QU LoRE | Non-Red Flag Warning - Large Fires | 2046 | 0 | 6.9209 | 0.84944 | 3.8632 | 2.2083 | 1.5229 | 4.2455e-05 | 0 | 6.4656e-05 | 6.4656e-05 | 0 | 9.6626e-06 | 9.6626e-06 | 0 | 9.6626e-06
[79 empty] | WLDFR | HFTD - Distribution - Tier 3 - 1QU CoRE ¦ 3QU LoRE | Non-Red Flag Warning - Large Fires | 2047 | 0 | 6.9209 | 0.84944 | 3.8632 | 2.2083 | 1.5229 | 4.2455e-05 | 0 | 6.4656e-05 | 6.4656e-05 | 0 | 1.0284e-05 | 1.0284e-05 | 0 | 1.0284e-05
[79 empty] | WLDFR | HFTD - Distribution - Tier 3 - 1QU CoRE ¦ 3QU LoRE | Non-Red Flag Warning - Large Fires | 2048 | 0 | 7.3713 | 0.88759 | 4.1075 | 2.3763 | 1.6388 | 4.2455e-05 | 0 | 6.9574e-05 | 6.9574e-05 | 0 | 1.0284e-05 | 1.0284e-05 | 0 | 1.0284e-05
[79 empty] | WLDFR | HFTD - Distribution - Tier 3 - 1QU CoRE ¦ 3QU LoRE | Non-Red Flag Warning - Large Fires | 2049 | 0 | 7.3713 | 0.88759 | 4.1075 | 2.3763 | 1.6388 | 4.2455e-05 | 0 | 6.9574e-05 | 6.9574e-05 | 0 | 1.0284e-05 | 1.0284e-05 | 0 | 1.0284e-05
[79 empty] | WLDFR | HFTD - Distribution - Tier 3 - 1QU CoRE ¦ 3QU LoRE | Non-Red Flag Warning - Large Fires | 2050 | 0 | 7.3713 | 0.88759 | 4.1075 | 2.3763 | 1.6388 | 4.2455e-05 | 0 | 6.9574e-05 | 6.9574e-05 | 0 | 1.0284e-05 | 1.0284e-05 | 0 | 1.0284e-05
[79 empty] | WLDFR | HFTD - Distribution - Tier 3 - 1QU CoRE ¦ 3QU LoRE | Non-Red Flag Warning - Large Fires | 2051 | 0 | 7.3713 | 0.88759 | 4.1075 | 2.3763 | 1.6388 | 4.2455e-05 | 0 | 6.9574e-05 | 6.9574e-05 | 0 | 1.0284e-05 | 1.0284e-05 | 0 | 1.0284e-05
[79 empty] | WLDFR | HFTD - Distribution - Tier 3 - 1QU CoRE ¦ 3QU LoRE | Non-Red Flag Warning - Large Fires | 2052 | 0 | 7.3713 | 0.88759 | 4.1075 | 2.3763 | 1.6388 | 4.2455e-05 | 0 | 6.9574e-05 | 6.9574e-05 | 0 | 1.0953e-05 | 1.0953e-05 | 0 | 1.0953e-05
[79 empty] | WLDFR | HFTD - Distribution - Tier 3 - 1QU CoRE ¦ 3QU LoRE | Non-Red Flag Warning - Large Fires | 2053 | 0 | 7.8503 | 0.92702 | 4.3664 | 2.5569 | 1.7633 | 4.2455e-05 | 0 | 7.4861e-05 | 7.4861e-05 | 0 | 1.0953e-05 | 1.0953e-05 | 0 | 1.0953e-05
[79 empty] | WLDFR | HFTD - Distribution - Tier 3 - 1QU CoRE ¦ 3QU LoRE | Non-Red Flag Warning - Large Fires | 2054 | 0 | 7.8503 | 0.92702 | 4.3664 | 2.5569 | 1.7633 | 4.2455e-05 | 0 | 7.4861e-05 | 7.4861e-05 | 0 | 1.0953e-05 | 1.0953e-05 | 0 | 1.0953e-05
[79 empty] | WLDFR | HFTD - Distribution - Tier 3 - 1QU CoRE ¦ 3QU LoRE | Non-Red Flag Warning - Large Fires | 2055 | 0 | 7.8503 | 0.92702 | 4.3664 | 2.5569 | 1.7633 | 4.2455e-05 | 0 | 7.4861e-05 | 7.4861e-05 | 0 | 1.0953e-05 | 1.0953e-05 | 0 | 1.0953e-05
[79 empty] | WLDFR | HFTD - Distribution - Tier 3 - 1QU CoRE ¦ 3QU LoRE | Non-Red Flag Warning - Small Fires | 2026 | 0 | 0.080408 | 0.03759 | 0.0016314 | 0.041187 | 0.028403 | 0.0039708 | 0 | 0.00011278 | 0.00011278 | 0 | 0 | 1.0953e-05 | 0 | 1.0953e-05
[79 empty] | WLDFR | HFTD - Distribution - Tier 3 - 1QU CoRE ¦ 3QU LoRE | Non-Red Flag Warning - Small Fires | 2027 | 0 | 0.080408 | 0.03759 | 0.0016314 | 0.041187 | 0.028403 | 0.0039708 | 0 | 0.00011278 | 0.00011278 | 0 | 1.4895e-05 | 0 | 0 | 0
[79 empty] | WLDFR | HFTD - Distribution - Tier 3 - 1QU CoRE ¦ 3QU LoRE | Non-Red Flag Warning - Small Fires | 2028 | 0 | 0.083606 | 0.039055 | 0.001695 | 0.042856 | 0.029555 | 0.0039708 | 0 | 0.00011736 | 0.00011736 | 0 | 1.5375e-05 | 1.5375e-05 | 0 | 1.5375e-05
[79 empty] | WLDFR | HFTD - Distribution - Tier 3 - 1QU CoRE ¦ 3QU LoRE | Non-Red Flag Warning - Small Fires | 2029 | 0 | 0.083606 | 0.039055 | 0.001695 | 0.042856 | 0.029555 | 0.0039708 | 0 | 0.00011736 | 0.00011736 | 0 | 1.5375e-05 | 1.5375e-05 | 0 | 1.5375e-05
[79 empty] | WLDFR | HFTD - Distribution - Tier 3 - 1QU CoRE ¦ 3QU LoRE | Non-Red Flag Warning - Small Fires | 2030 | 0 | 0.083606 | 0.039055 | 0.001695 | 0.042856 | 0.029555 | 0.0039708 | 0 | 0.00011736 | 0.00011736 | 0 | 1.5375e-05 | 1.5375e-05 | 0 | 1.5375e-05
[79 empty] | WLDFR | HFTD - Distribution - Tier 3 - 1QU CoRE ¦ 3QU LoRE | Non-Red Flag Warning - Small Fires | 2031 | 0 | 0.083606 | 0.039055 | 0.001695 | 0.042856 | 0.029555 | 0.0039708 | 0 | 0.00011736 | 0.00011736 | 0 | 1.5375e-05 | 1.5375e-05 | 0 | 1.5375e-05
[79 empty] | WLDFR | HFTD - Distribution - Tier 3 - 1QU CoRE ¦ 3QU LoRE | Non-Red Flag Warning - Small Fires | 2032 | 0 | 0.083606 | 0.039055 | 0.001695 | 0.042856 | 0.029555 | 0.0039708 | 0 | 0.00011736 | 0.00011736 | 0 | 1.5375e-05 | 1.5375e-05 | 0 | 1.5375e-05
[79 empty] | WLDFR | HFTD - Distribution - Tier 3 - 1QU CoRE ¦ 3QU LoRE | Non-Red Flag Warning - Small Fires | 2033 | 0 | 0.087211 | 0.040679 | 0.0017655 | 0.044766 | 0.030872 | 0.0039708 | 0 | 0.00012259 | 0.00012259 | 0 | 1.5986e-05 | 1.5986e-05 | 0 | 1.5986e-05
[79 empty] | WLDFR | HFTD - Distribution - Tier 3 - 1QU CoRE ¦ 3QU LoRE | Non-Red Flag Warning - Small Fires | 2034 | 0 | 0.087211 | 0.040679 | 0.0017655 | 0.044766 | 0.030872 | 0.0039708 | 0 | 0.00012259 | 0.00012259 | 0 | 1.5986e-05 | 1.5986e-05 | 0 | 1.5986e-05
[79 empty] | WLDFR | HFTD - Distribution - Tier 3 - 1QU CoRE ¦ 3QU LoRE | Non-Red Flag Warning - Small Fires | 2035 | 0 | 0.087211 | 0.040679 | 0.0017655 | 0.044766 | 0.030872 | 0.0039708 | 0 | 0.00012259 | 0.00012259 | 0 | 1.5986e-05 | 1.5986e-05 | 0 | 1.5986e-05
[79 empty] | WLDFR | HFTD - Distribution - Tier 3 - 1QU CoRE ¦ 3QU LoRE | Non-Red Flag Warning - Small Fires | 2036 | 0 | 0.087211 | 0.040679 | 0.0017655 | 0.044766 | 0.030872 | 0.0039708 | 0 | 0.00012259 | 0.00012259 | 0 | 1.5986e-05 | 1.5986e-05 | 0 | 1.5986e-05
[79 empty] | WLDFR | HFTD - Distribution - Tier 3 - 1QU CoRE ¦ 3QU LoRE | Non-Red Flag Warning - Small Fires | 2037 | 0 | 0.087211 | 0.040679 | 0.0017655 | 0.044766 | 0.030872 | 0.0039708 | 0 | 0.00012259 | 0.00012259 | 0 | 1.5986e-05 | 1.5986e-05 | 0 | 1.5986e-05
[79 empty] | WLDFR | HFTD - Distribution - Tier 3 - 1QU CoRE ¦ 3QU LoRE | Non-Red Flag Warning - Small Fires | 2038 | 0 | 0.091184 | 0.042438 | 0.0018418 | 0.046905 | 0.032347 | 0.0039708 | 0 | 0.00012844 | 0.00012844 | 0 | 1.6676e-05 | 1.6676e-05 | 0 | 1.6676e-05
[79 empty] | WLDFR | HFTD - Distribution - Tier 3 - 1QU CoRE ¦ 3QU LoRE | Non-Red Flag Warning - Small Fires | 2039 | 0 | 0.091184 | 0.042438 | 0.0018418 | 0.046905 | 0.032347 | 0.0039708 | 0 | 0.00012844 | 0.00012844 | 0 | 1.6676e-05 | 1.6676e-05 | 0 | 1.6676e-05
[79 empty] | WLDFR | HFTD - Distribution - Tier 3 - 1QU CoRE ¦ 3QU LoRE | Non-Red Flag Warning - Small Fires | 2040 | 0 | 0.091184 | 0.042438 | 0.0018418 | 0.046905 | 0.032347 | 0.0039708 | 0 | 0.00012844 | 0.00012844 | 0 | 1.6676e-05 | 1.6676e-05 | 0 | 1.6676e-05
[79 empty] | WLDFR | HFTD - Distribution - Tier 3 - 1QU CoRE ¦ 3QU LoRE | Non-Red Flag Warning - Small Fires | 2041 | 0 | 0.091184 | 0.042438 | 0.0018418 | 0.046905 | 0.032347 | 0.0039708 | 0 | 0.00012844 | 0.00012844 | 0 | 1.6676e-05 | 1.6676e-05 | 0 | 1.6676e-05
[79 empty] | WLDFR | HFTD - Distribution - Tier 3 - 1QU CoRE ¦ 3QU LoRE | Non-Red Flag Warning - Small Fires | 2042 | 0 | 0.091184 | 0.042438 | 0.0018418 | 0.046905 | 0.032347 | 0.0039708 | 0 | 0.00012844 | 0.00012844 | 0 | 1.6676e-05 | 1.6676e-05 | 0 | 1.6676e-05
[79 empty] | WLDFR | HFTD - Distribution - Tier 3 - 1QU CoRE ¦ 3QU LoRE | Non-Red Flag Warning - Small Fires | 2043 | 0 | 0.095486 | 0.044306 | 0.0019228 | 0.049257 | 0.033969 | 0.0039708 | 0 | 0.00013488 | 0.00013488 | 0 | 1.7435e-05 | 1.7435e-05 | 0 | 1.7435e-05
[79 empty] | WLDFR | HFTD - Distribution - Tier 3 - 1QU CoRE ¦ 3QU LoRE | Non-Red Flag Warning - Small Fires | 2044 | 0 | 0.095486 | 0.044306 | 0.0019228 | 0.049257 | 0.033969 | 0.0039708 | 0 | 0.00013488 | 0.00013488 | 0 | 1.7435e-05 | 1.7435e-05 | 0 | 1.7435e-05
[79 empty] | WLDFR | HFTD - Distribution - Tier 3 - 1QU CoRE ¦ 3QU LoRE | Non-Red Flag Warning - Small Fires | 2045 | 0 | 0.095486 | 0.044306 | 0.0019228 | 0.049257 | 0.033969 | 0.0039708 | 0 | 0.00013488 | 0.00013488 | 0 | 1.7435e-05 | 1.7435e-05 | 0 | 1.7435e-05
[79 empty] | WLDFR | HFTD - Distribution - Tier 3 - 1QU CoRE ¦ 3QU LoRE | Non-Red Flag Warning - Small Fires | 2046 | 0 | 0.095486 | 0.044306 | 0.0019228 | 0.049257 | 0.033969 | 0.0039708 | 0 | 0.00013488 | 0.00013488 | 0 | 1.7435e-05 | 1.7435e-05 | 0 | 1.7435e-05
[79 empty] | WLDFR | HFTD - Distribution - Tier 3 - 1QU CoRE ¦ 3QU LoRE | Non-Red Flag Warning - Small Fires | 2047 | 0 | 0.095486 | 0.044306 | 0.0019228 | 0.049257 | 0.033969 | 0.0039708 | 0 | 0.00013488 | 0.00013488 | 0 | 1.7435e-05 | 1.7435e-05 | 0 | 1.7435e-05
[79 empty] | WLDFR | HFTD - Distribution - Tier 3 - 1QU CoRE ¦ 3QU LoRE | Non-Red Flag Warning - Small Fires | 2048 | 0 | 0.10007 | 0.04626 | 0.0020076 | 0.051804 | 0.035726 | 0.0039708 | 0 | 0.00014186 | 0.00014186 | 0 | 1.8258e-05 | 1.8258e-05 | 0 | 1.8258e-05
[79 empty] | WLDFR | HFTD - Distribution - Tier 3 - 1QU CoRE ¦ 3QU LoRE | Non-Red Flag Warning - Small Fires | 2049 | 0 | 0.10007 | 0.04626 | 0.0020076 | 0.051804 | 0.035726 | 0.0039708 | 0 | 0.00014186 | 0.00014186 | 0 | 1.8258e-05 | 1.8258e-05 | 0 | 1.8258e-05
[79 empty] | WLDFR | HFTD - Distribution - Tier 3 - 1QU CoRE ¦ 3QU LoRE | Non-Red Flag Warning - Small Fires | 2050 | 0 | 0.10007 | 0.04626 | 0.0020076 | 0.051804 | 0.035726 | 0.0039708 | 0 | 0.00014186 | 0.00014186 | 0 | 1.8258e-05 | 1.8258e-05 | 0 | 1.8258e-05
[79 empty] | WLDFR | HFTD - Distribution - Tier 3 - 1QU CoRE ¦ 3QU LoRE | Non-Red Flag Warning - Small Fires | 2051 | 0 | 0.10007 | 0.04626 | 0.0020076 | 0.051804 | 0.035726 | 0.0039708 | 0 | 0.00014186 | 0.00014186 | 0 | 1.8258e-05 | 1.8258e-05 | 0 | 1.8258e-05
[79 empty] | WLDFR | HFTD - Distribution - Tier 3 - 1QU CoRE ¦ 3QU LoRE | Non-Red Flag Warning - Small Fires | 2052 | 0 | 0.10007 | 0.04626 | 0.0020076 | 0.051804 | 0.035726 | 0.0039708 | 0 | 0.00014186 | 0.00014186 | 0 | 1.8258e-05 | 1.8258e-05 | 0 | 1.8258e-05
[79 empty] | WLDFR | HFTD - Distribution - Tier 3 - 1QU CoRE ¦ 3QU LoRE | Non-Red Flag Warning - Small Fires | 2053 | 0 | 0.10489 | 0.048274 | 0.002095 | 0.054525 | 0.037602 | 0.0039708 | 0 | 0.00014931 | 0.00014931 | 0 | 1.9135e-05 | 1.9135e-05 | 0 | 1.9135e-05
[79 empty] | WLDFR | HFTD - Distribution - Tier 3 - 1QU CoRE ¦ 3QU LoRE | Non-Red Flag Warning - Small Fires | 2054 | 0 | 0.10489 | 0.048274 | 0.002095 | 0.054525 | 0.037602 | 0.0039708 | 0 | 0.00014931 | 0.00014931 | 0 | 1.9135e-05 | 1.9135e-05 | 0 | 1.9135e-05
[79 empty] | WLDFR | HFTD - Distribution - Tier 3 - 1QU CoRE ¦ 3QU LoRE | Non-Red Flag Warning - Small Fires | 2055 | 0 | 0.10489 | 0.048274 | 0.002095 | 0.054525 | 0.037602 | 0.0039708 | 0 | 0.00014931 | 0.00014931 | 0 | 1.9135e-05 | 1.9135e-05 | 0 | 1.9135e-05
[79 empty] | WLDFR | HFTD - Distribution - Tier 3 - 1QU CoRE ¦ 3QU LoRE | Red Flag Warning - Catastrophic Fires | 2026 | 0 | 14664.6376 | 233.2301 | 8896.516 | 5534.8915 | 3817.0051 | 0.00012367 | 0 | 0.47206 | 0.47206 | 0 | 1.9135e-05 | 1.9135e-05 | 0 | 1.9135e-05
[79 empty] | WLDFR | HFTD - Distribution - Tier 3 - 1QU CoRE ¦ 3QU LoRE | Red Flag Warning - Catastrophic Fires | 2027 | 0 | 14664.6376 | 233.2301 | 8896.516 | 5534.8915 | 3817.0051 | 0.00012367 | 0 | 0.47206 | 0.47206 | 0 | 0 | 1.9135e-05 | 0 | 1.9135e-05
[79 empty] | WLDFR | HFTD - Distribution - Tier 3 - 1QU CoRE ¦ 3QU LoRE | Red Flag Warning - Catastrophic Fires | 2028 | 0 | 15317.9909 | 247.273 | 9287.6491 | 5783.0689 | 3988.1546 | 0.00012367 | 0 | 0.49322 | 0.49322 | 0 | 0.10704 | 0 | 0 | 0
[79 empty] | WLDFR | HFTD - Distribution - Tier 3 - 1QU CoRE ¦ 3QU LoRE | Red Flag Warning - Catastrophic Fires | 2029 | 0 | 15317.9909 | 247.273 | 9287.6491 | 5783.0689 | 3988.1546 | 0.00012367 | 0 | 0.49322 | 0.49322 | 0 | 0.11097 | 0.11097 | 0 | 0.11097
[79 empty] | WLDFR | HFTD - Distribution - Tier 3 - 1QU CoRE ¦ 3QU LoRE | Red Flag Warning - Catastrophic Fires | 2030 | 0 | 15317.9909 | 247.273 | 9287.6491 | 5783.0689 | 3988.1546 | 0.00012367 | 0 | 0.49322 | 0.49322 | 0 | 0.11097 | 0.11097 | 0 | 0.11097
[79 empty] | WLDFR | HFTD - Distribution - Tier 3 - 1QU CoRE ¦ 3QU LoRE | Red Flag Warning - Catastrophic Fires | 2031 | 0 | 15317.9909 | 247.273 | 9287.6491 | 5783.0689 | 3988.1546 | 0.00012367 | 0 | 0.49322 | 0.49322 | 0 | 0.11097 | 0.11097 | 0 | 0.11097
[79 empty] | WLDFR | HFTD - Distribution - Tier 3 - 1QU CoRE ¦ 3QU LoRE | Red Flag Warning - Catastrophic Fires | 2032 | 0 | 15317.9909 | 247.273 | 9287.6491 | 5783.0689 | 3988.1546 | 0.00012367 | 0 | 0.49322 | 0.49322 | 0 | 0.11097 | 0.11097 | 0 | 0.11097
[79 empty] | WLDFR | HFTD - Distribution - Tier 3 - 1QU CoRE ¦ 3QU LoRE | Red Flag Warning - Catastrophic Fires | 2033 | 0 | 16044.1264 | 263.1074 | 9721.74 | 6059.2791 | 4178.6364 | 0.00012367 | 0 | 0.51678 | 0.51678 | 0 | 0.11097 | 0.11097 | 0 | 0.11097
[79 empty] | WLDFR | HFTD - Distribution - Tier 3 - 1QU CoRE ¦ 3QU LoRE | Red Flag Warning - Catastrophic Fires | 2034 | 0 | 16044.1264 | 263.1074 | 9721.74 | 6059.2791 | 4178.6364 | 0.00012367 | 0 | 0.51678 | 0.51678 | 0 | 0.11591 | 0.11591 | 0 | 0.11591
[79 empty] | WLDFR | HFTD - Distribution - Tier 3 - 1QU CoRE ¦ 3QU LoRE | Red Flag Warning - Catastrophic Fires | 2035 | 0 | 16044.1264 | 263.1074 | 9721.74 | 6059.2791 | 4178.6364 | 0.00012367 | 0 | 0.51678 | 0.51678 | 0 | 0.11591 | 0.11591 | 0 | 0.11591
[79 empty] | WLDFR | HFTD - Distribution - Tier 3 - 1QU CoRE ¦ 3QU LoRE | Red Flag Warning - Catastrophic Fires | 2036 | 0 | 16044.1264 | 263.1074 | 9721.74 | 6059.2791 | 4178.6364 | 0.00012367 | 0 | 0.51678 | 0.51678 | 0 | 0.11591 | 0.11591 | 0 | 0.11591
[79 empty] | WLDFR | HFTD - Distribution - Tier 3 - 1QU CoRE ¦ 3QU LoRE | Red Flag Warning - Catastrophic Fires | 2037 | 0 | 16044.1264 | 263.1074 | 9721.74 | 6059.2791 | 4178.6364 | 0.00012367 | 0 | 0.51678 | 0.51678 | 0 | 0.11591 | 0.11591 | 0 | 0.11591
[79 empty] | WLDFR | HFTD - Distribution - Tier 3 - 1QU CoRE ¦ 3QU LoRE | Red Flag Warning - Catastrophic Fires | 2038 | 0 | 16832.3912 | 280.5544 | 10192.2718 | 6359.5651 | 4385.7214 | 0.00012367 | 0 | 0.54239 | 0.54239 | 0 | 0.11591 | 0.11591 | 0 | 0.11591
[79 empty] | WLDFR | HFTD - Distribution - Tier 3 - 1QU CoRE ¦ 3QU LoRE | Red Flag Warning - Catastrophic Fires | 2039 | 0 | 16832.3912 | 280.5544 | 10192.2718 | 6359.5651 | 4385.7214 | 0.00012367 | 0 | 0.54239 | 0.54239 | 0 | 0.12141 | 0.12141 | 0 | 0.12141
[79 empty] | WLDFR | HFTD - Distribution - Tier 3 - 1QU CoRE ¦ 3QU LoRE | Red Flag Warning - Catastrophic Fires | 2040 | 0 | 16832.3912 | 280.5544 | 10192.2718 | 6359.5651 | 4385.7214 | 0.00012367 | 0 | 0.54239 | 0.54239 | 0 | 0.12141 | 0.12141 | 0 | 0.12141
[79 empty] | WLDFR | HFTD - Distribution - Tier 3 - 1QU CoRE ¦ 3QU LoRE | Red Flag Warning - Catastrophic Fires | 2041 | 0 | 16832.3912 | 280.5544 | 10192.2718 | 6359.5651 | 4385.7214 | 0.00012367 | 0 | 0.54239 | 0.54239 | 0 | 0.12141 | 0.12141 | 0 | 0.12141
[79 empty] | WLDFR | HFTD - Distribution - Tier 3 - 1QU CoRE ¦ 3QU LoRE | Red Flag Warning - Catastrophic Fires | 2042 | 0 | 16832.3912 | 280.5544 | 10192.2718 | 6359.5651 | 4385.7214 | 0.00012367 | 0 | 0.54239 | 0.54239 | 0 | 0.12141 | 0.12141 | 0 | 0.12141
[79 empty] | WLDFR | HFTD - Distribution - Tier 3 - 1QU CoRE ¦ 3QU LoRE | Red Flag Warning - Catastrophic Fires | 2043 | 0 | 17672.0852 | 299.42 | 10692.7362 | 6679.929 | 4606.6527 | 0.00012367 | 0 | 0.56971 | 0.56971 | 0 | 0.12141 | 0.12141 | 0 | 0.12141
[79 empty] | WLDFR | HFTD - Distribution - Tier 3 - 1QU CoRE ¦ 3QU LoRE | Red Flag Warning - Catastrophic Fires | 2044 | 0 | 17672.0852 | 299.42 | 10692.7362 | 6679.929 | 4606.6527 | 0.00012367 | 0 | 0.56971 | 0.56971 | 0 | 0.12737 | 0.12737 | 0 | 0.12737
[79 empty] | WLDFR | HFTD - Distribution - Tier 3 - 1QU CoRE ¦ 3QU LoRE | Red Flag Warning - Catastrophic Fires | 2045 | 0 | 17672.0852 | 299.42 | 10692.7362 | 6679.929 | 4606.6527 | 0.00012367 | 0 | 0.56971 | 0.56971 | 0 | 0.12737 | 0.12737 | 0 | 0.12737
[79 empty] | WLDFR | HFTD - Distribution - Tier 3 - 1QU CoRE ¦ 3QU LoRE | Red Flag Warning - Catastrophic Fires | 2046 | 0 | 17672.0852 | 299.42 | 10692.7362 | 6679.929 | 4606.6527 | 0.00012367 | 0 | 0.56971 | 0.56971 | 0 | 0.12737 | 0.12737 | 0 | 0.12737
[79 empty] | WLDFR | HFTD - Distribution - Tier 3 - 1QU CoRE ¦ 3QU LoRE | Red Flag Warning - Catastrophic Fires | 2047 | 0 | 17672.0852 | 299.42 | 10692.7362 | 6679.929 | 4606.6527 | 0.00012367 | 0 | 0.56971 | 0.56971 | 0 | 0.12737 | 0.12737 | 0 | 0.12737
[79 empty] | WLDFR | HFTD - Distribution - Tier 3 - 1QU CoRE ¦ 3QU LoRE | Red Flag Warning - Catastrophic Fires | 2048 | 0 | 18552.3348 | 319.4911 | 11216.5626 | 7016.281 | 4838.6098 | 0.00012367 | 0 | 0.5984 | 0.5984 | 0 | 0.12737 | 0.12737 | 0 | 0.12737
[79 empty] | WLDFR | HFTD - Distribution - Tier 3 - 1QU CoRE ¦ 3QU LoRE | Red Flag Warning - Catastrophic Fires | 2049 | 0 | 18552.3348 | 319.4911 | 11216.5626 | 7016.281 | 4838.6098 | 0.00012367 | 0 | 0.5984 | 0.5984 | 0 | 0.13373 | 0.13373 | 0 | 0.13373
[79 empty] | WLDFR | HFTD - Distribution - Tier 3 - 1QU CoRE ¦ 3QU LoRE | Red Flag Warning - Catastrophic Fires | 2050 | 0 | 18552.3348 | 319.4911 | 11216.5626 | 7016.281 | 4838.6098 | 0.00012367 | 0 | 0.5984 | 0.5984 | 0 | 0.13373 | 0.13373 | 0 | 0.13373
[79 empty] | WLDFR | HFTD - Distribution - Tier 3 - 1QU CoRE ¦ 3QU LoRE | Red Flag Warning - Catastrophic Fires | 2051 | 0 | 18552.3348 | 319.4911 | 11216.5626 | 7016.281 | 4838.6098 | 0.00012367 | 0 | 0.5984 | 0.5984 | 0 | 0.13373 | 0.13373 | 0 | 0.13373
[79 empty] | WLDFR | HFTD - Distribution - Tier 3 - 1QU CoRE ¦ 3QU LoRE | Red Flag Warning - Catastrophic Fires | 2052 | 0 | 18552.3348 | 319.4911 | 11216.5626 | 7016.281 | 4838.6098 | 0.00012367 | 0 | 0.5984 | 0.5984 | 0 | 0.13373 | 0.13373 | 0 | 0.13373
[79 empty] | WLDFR | HFTD - Distribution - Tier 3 - 1QU CoRE ¦ 3QU LoRE | Red Flag Warning - Catastrophic Fires | 2053 | 0 | 19462.1283 | 340.5356 | 11757.1413 | 7364.4514 | 5078.7171 | 0.00012367 | 0 | 0.62809 | 0.62809 | 0 | 0.13373 | 0.13373 | 0 | 0.13373
[79 empty] | WLDFR | HFTD - Distribution - Tier 3 - 1QU CoRE ¦ 3QU LoRE | Red Flag Warning - Catastrophic Fires | 2054 | 0 | 19462.1283 | 340.5356 | 11757.1413 | 7364.4514 | 5078.7171 | 0.00012367 | 0 | 0.62809 | 0.62809 | 0 | 0.14039 | 0.14039 | 0 | 0.14039
[79 empty] | WLDFR | HFTD - Distribution - Tier 3 - 1QU CoRE ¦ 3QU LoRE | Red Flag Warning - Catastrophic Fires | 2055 | 0 | 19462.1283 | 340.5356 | 11757.1413 | 7364.4514 | 5078.7171 | 0.00012367 | 0 | 0.62809 | 0.62809 | 0 | 0.14039 | 0.14039 | 0 | 0.14039
[79 empty] | WLDFR | HFTD - Distribution - Tier 3 - 1QU CoRE ¦ 3QU LoRE | Red Flag Warning - Large Fires | 2026 | 0 | 5.475 | 0.71896 | 3.0715 | 1.6846 | 1.1617 | 9.3396e-05 | 0 | 0.0001085 | 0.0001085 | 0 | 0.14039 | 0.14039 | 0 | 0.14039
[79 empty] | WLDFR | HFTD - Distribution - Tier 3 - 1QU CoRE ¦ 3QU LoRE | Red Flag Warning - Large Fires | 2027 | 0 | 5.475 | 0.71896 | 3.0715 | 1.6846 | 1.1617 | 9.3396e-05 | 0 | 0.0001085 | 0.0001085 | 0 | 0.14039 | 0.14039 | 0 | 0.14039
[79 empty] | WLDFR | HFTD - Distribution - Tier 3 - 1QU CoRE ¦ 3QU LoRE | Red Flag Warning - Large Fires | 2028 | 0 | 5.777 | 0.74734 | 3.238 | 1.7917 | 1.2356 | 9.3396e-05 | 0 | 0.0001154 | 0.0001154 | 0 | 0 | 0.14039 | 0 | 0.14039
[79 empty] | WLDFR | HFTD - Distribution - Tier 3 - 1QU CoRE ¦ 3QU LoRE | Red Flag Warning - Large Fires | 2029 | 0 | 5.777 | 0.74734 | 3.238 | 1.7917 | 1.2356 | 9.3396e-05 | 0 | 0.0001154 | 0.0001154 | 0 | 0.0083461 | 0 | 0 | 0
[79 empty] | WLDFR | HFTD - Distribution - Tier 3 - 1QU CoRE ¦ 3QU LoRE | Red Flag Warning - Large Fires | 2030 | 0 | 5.777 | 0.74734 | 3.238 | 1.7917 | 1.2356 | 9.3396e-05 | 0 | 0.0001154 | 0.0001154 | 0 | 0.008651 | 0.008651 | 0 | 0.008651
[79 empty] | WLDFR | HFTD - Distribution - Tier 3 - 1QU CoRE ¦ 3QU LoRE | Red Flag Warning - Large Fires | 2031 | 0 | 5.777 | 0.74734 | 3.238 | 1.7917 | 1.2356 | 9.3396e-05 | 0 | 0.0001154 | 0.0001154 | 0 | 0.008651 | 0.008651 | 0 | 0.008651
[79 empty] | WLDFR | HFTD - Distribution - Tier 3 - 1QU CoRE ¦ 3QU LoRE | Red Flag Warning - Large Fires | 2032 | 0 | 5.777 | 0.74734 | 3.238 | 1.7917 | 1.2356 | 9.3396e-05 | 0 | 0.0001154 | 0.0001154 | 0 | 0.008651 | 0.008651 | 0 | 0.008651
[79 empty] | WLDFR | HFTD - Distribution - Tier 3 - 1QU CoRE ¦ 3QU LoRE | Red Flag Warning - Large Fires | 2033 | 0 | 6.1205 | 0.77885 | 3.4265 | 1.9151 | 1.3207 | 9.3396e-05 | 0 | 0.00012335 | 0.00012335 | 0 | 0.008651 | 0.008651 | 0 | 0.008651
[79 empty] | WLDFR | HFTD - Distribution - Tier 3 - 1QU CoRE ¦ 3QU LoRE | Red Flag Warning - Large Fires | 2034 | 0 | 6.1205 | 0.77885 | 3.4265 | 1.9151 | 1.3207 | 9.3396e-05 | 0 | 0.00012335 | 0.00012335 | 0 | 0.008651 | 0.008651 | 0 | 0.008651
[79 empty] | WLDFR | HFTD - Distribution - Tier 3 - 1QU CoRE ¦ 3QU LoRE | Red Flag Warning - Large Fires | 2035 | 0 | 6.1205 | 0.77885 | 3.4265 | 1.9151 | 1.3207 | 9.3396e-05 | 0 | 0.00012335 | 0.00012335 | 0 | 0.009035 | 0.009035 | 0 | 0.009035
[79 empty] | WLDFR | HFTD - Distribution - Tier 3 - 1QU CoRE ¦ 3QU LoRE | Red Flag Warning - Large Fires | 2036 | 0 | 6.1205 | 0.77885 | 3.4265 | 1.9151 | 1.3207 | 9.3396e-05 | 0 | 0.00012335 | 0.00012335 | 0 | 0.009035 | 0.009035 | 0 | 0.009035
[79 empty] | WLDFR | HFTD - Distribution - Tier 3 - 1QU CoRE ¦ 3QU LoRE | Red Flag Warning - Large Fires | 2037 | 0 | 6.1205 | 0.77885 | 3.4265 | 1.9151 | 1.3207 | 9.3396e-05 | 0 | 0.00012335 | 0.00012335 | 0 | 0.009035 | 0.009035 | 0 | 0.009035
[79 empty] | WLDFR | HFTD - Distribution - Tier 3 - 1QU CoRE ¦ 3QU LoRE | Red Flag Warning - Large Fires | 2038 | 0 | 6.5028 | 0.81304 | 3.6355 | 2.0543 | 1.4167 | 9.3396e-05 | 0 | 0.00013231 | 0.00013231 | 0 | 0.009035 | 0.009035 | 0 | 0.009035
[79 empty] | WLDFR | HFTD - Distribution - Tier 3 - 1QU CoRE ¦ 3QU LoRE | Red Flag Warning - Large Fires | 2039 | 0 | 6.5028 | 0.81304 | 3.6355 | 2.0543 | 1.4167 | 9.3396e-05 | 0 | 0.00013231 | 0.00013231 | 0 | 0.009035 | 0.009035 | 0 | 0.009035
[79 empty] | WLDFR | HFTD - Distribution - Tier 3 - 1QU CoRE ¦ 3QU LoRE | Red Flag Warning - Large Fires | 2040 | 0 | 6.5028 | 0.81304 | 3.6355 | 2.0543 | 1.4167 | 9.3396e-05 | 0 | 0.00013231 | 0.00013231 | 0 | 0.0094613 | 0.0094613 | 0 | 0.0094613
[79 empty] | WLDFR | HFTD - Distribution - Tier 3 - 1QU CoRE ¦ 3QU LoRE | Red Flag Warning - Large Fires | 2041 | 0 | 6.5028 | 0.81304 | 3.6355 | 2.0543 | 1.4167 | 9.3396e-05 | 0 | 0.00013231 | 0.00013231 | 0 | 0.0094613 | 0.0094613 | 0 | 0.0094613
[79 empty] | WLDFR | HFTD - Distribution - Tier 3 - 1QU CoRE ¦ 3QU LoRE | Red Flag Warning - Large Fires | 2042 | 0 | 6.5028 | 0.81304 | 3.6355 | 2.0543 | 1.4167 | 9.3396e-05 | 0 | 0.00013231 | 0.00013231 | 0 | 0.0094613 | 0.0094613 | 0 | 0.0094613
[79 empty] | WLDFR | HFTD - Distribution - Tier 3 - 1QU CoRE ¦ 3QU LoRE | Red Flag Warning - Large Fires | 2043 | 0 | 6.9209 | 0.84944 | 3.8632 | 2.2083 | 1.5229 | 9.3396e-05 | 0 | 0.00014223 | 0.00014223 | 0 | 0.0094613 | 0.0094613 | 0 | 0.0094613
[79 empty] | WLDFR | HFTD - Distribution - Tier 3 - 1QU CoRE ¦ 3QU LoRE | Red Flag Warning - Large Fires | 2044 | 0 | 6.9209 | 0.84944 | 3.8632 | 2.2083 | 1.5229 | 9.3396e-05 | 0 | 0.00014223 | 0.00014223 | 0 | 0.0094613 | 0.0094613 | 0 | 0.0094613
[79 empty] | WLDFR | HFTD - Distribution - Tier 3 - 1QU CoRE ¦ 3QU LoRE | Red Flag Warning - Large Fires | 2045 | 0 | 6.9209 | 0.84944 | 3.8632 | 2.2083 | 1.5229 | 9.3396e-05 | 0 | 0.00014223 | 0.00014223 | 0 | 0.0099237 | 0.0099237 | 0 | 0.0099237
[79 empty] | WLDFR | HFTD - Distribution - Tier 3 - 1QU CoRE ¦ 3QU LoRE | Red Flag Warning - Large Fires | 2046 | 0 | 6.9209 | 0.84944 | 3.8632 | 2.2083 | 1.5229 | 9.3396e-05 | 0 | 0.00014223 | 0.00014223 | 0 | 0.0099237 | 0.0099237 | 0 | 0.0099237
[79 empty] | WLDFR | HFTD - Distribution - Tier 3 - 1QU CoRE ¦ 3QU LoRE | Red Flag Warning - Large Fires | 2047 | 0 | 6.9209 | 0.84944 | 3.8632 | 2.2083 | 1.5229 | 9.3396e-05 | 0 | 0.00014223 | 0.00014223 | 0 | 0.0099237 | 0.0099237 | 0 | 0.0099237
[79 empty] | WLDFR | HFTD - Distribution - Tier 3 - 1QU CoRE ¦ 3QU LoRE | Red Flag Warning - Large Fires | 2048 | 0 | 7.3713 | 0.88759 | 4.1075 | 2.3763 | 1.6388 | 9.3396e-05 | 0 | 0.00015305 | 0.00015305 | 0 | 0.0099237 | 0.0099237 | 0 | 0.0099237
[79 empty] | WLDFR | HFTD - Distribution - Tier 3 - 1QU CoRE ¦ 3QU LoRE | Red Flag Warning - Large Fires | 2049 | 0 | 7.3713 | 0.88759 | 4.1075 | 2.3763 | 1.6388 | 9.3396e-05 | 0 | 0.00015305 | 0.00015305 | 0 | 0.0099237 | 0.0099237 | 0 | 0.0099237
[79 empty] | WLDFR | HFTD - Distribution - Tier 3 - 1QU CoRE ¦ 3QU LoRE | Red Flag Warning - Large Fires | 2050 | 0 | 7.3713 | 0.88759 | 4.1075 | 2.3763 | 1.6388 | 9.3396e-05 | 0 | 0.00015305 | 0.00015305 | 0 | 0.010416 | 0.010416 | 0 | 0.010416
[79 empty] | WLDFR | HFTD - Distribution - Tier 3 - 1QU CoRE ¦ 3QU LoRE | Red Flag Warning - Large Fires | 2051 | 0 | 7.3713 | 0.88759 | 4.1075 | 2.3763 | 1.6388 | 9.3396e-05 | 0 | 0.00015305 | 0.00015305 | 0 | 0.010416 | 0.010416 | 0 | 0.010416
[79 empty] | WLDFR | HFTD - Distribution - Tier 3 - 1QU CoRE ¦ 3QU LoRE | Red Flag Warning - Large Fires | 2052 | 0 | 7.3713 | 0.88759 | 4.1075 | 2.3763 | 1.6388 | 9.3396e-05 | 0 | 0.00015305 | 0.00015305 | 0 | 0.010416 | 0.010416 | 0 | 0.010416
[79 empty] | WLDFR | HFTD - Distribution - Tier 3 - 1QU CoRE ¦ 3QU LoRE | Red Flag Warning - Large Fires | 2053 | 0 | 7.8503 | 0.92702 | 4.3664 | 2.5569 | 1.7633 | 9.3396e-05 | 0 | 0.00016468 | 0.00016468 | 0 | 0.010416 | 0.010416 | 0 | 0.010416
[79 empty] | WLDFR | HFTD - Distribution - Tier 3 - 1QU CoRE ¦ 3QU LoRE | Red Flag Warning - Large Fires | 2054 | 0 | 7.8503 | 0.92702 | 4.3664 | 2.5569 | 1.7633 | 9.3396e-05 | 0 | 0.00016468 | 0.00016468 | 0 | 0.010416 | 0.010416 | 0 | 0.010416
[79 empty] | WLDFR | HFTD - Distribution - Tier 3 - 1QU CoRE ¦ 3QU LoRE | Red Flag Warning - Large Fires | 2055 | 0 | 7.8503 | 0.92702 | 4.3664 | 2.5569 | 1.7633 | 9.3396e-05 | 0 | 0.00016468 | 0.00016468 | 0 | 0.010931 | 0.010931 | 0 | 0.010931
[79 empty] | WLDFR | HFTD - Distribution - Tier 3 - 1QU CoRE ¦ 3QU LoRE | Red Flag Warning - Small Fires | 2026 | 0 | 0.080408 | 0.03759 | 0.0016314 | 0.041187 | 0.028403 | 0.00064263 | 0 | 1.8253e-05 | 1.8253e-05 | 0 | 0.010931 | 0.010931 | 0 | 0.010931
[79 empty] | WLDFR | HFTD - Distribution - Tier 3 - 1QU CoRE ¦ 3QU LoRE | Red Flag Warning - Small Fires | 2027 | 0 | 0.080408 | 0.03759 | 0.0016314 | 0.041187 | 0.028403 | 0.00064263 | 0 | 1.8253e-05 | 1.8253e-05 | 0 | 0.010931 | 0.010931 | 0 | 0.010931
[79 empty] | WLDFR | HFTD - Distribution - Tier 3 - 1QU CoRE ¦ 3QU LoRE | Red Flag Warning - Small Fires | 2028 | 0 | 0.083606 | 0.039055 | 0.001695 | 0.042856 | 0.029555 | 0.00064263 | 0 | 1.8993e-05 | 1.8993e-05 | 0 | 0.010931 | 0.010931 | 0 | 0.010931
[79 empty] | WLDFR | HFTD - Distribution - Tier 3 - 1QU CoRE ¦ 3QU LoRE | Red Flag Warning - Small Fires | 2029 | 0 | 0.083606 | 0.039055 | 0.001695 | 0.042856 | 0.029555 | 0.00064263 | 0 | 1.8993e-05 | 1.8993e-05 | 0 | 0 | 0.010931 | 0 | 0.010931
[79 empty] | WLDFR | HFTD - Distribution - Tier 3 - 1QU CoRE ¦ 3QU LoRE | Red Flag Warning - Small Fires | 2030 | 0 | 0.083606 | 0.039055 | 0.001695 | 0.042856 | 0.029555 | 0.00064263 | 0 | 1.8993e-05 | 1.8993e-05 | 0 | 1.9658e-05 | 0 | 0 | 0
[79 empty] | WLDFR | HFTD - Distribution - Tier 3 - 1QU CoRE ¦ 3QU LoRE | Red Flag Warning - Small Fires | 2031 | 0 | 0.083606 | 0.039055 | 0.001695 | 0.042856 | 0.029555 | 0.00064263 | 0 | 1.8993e-05 | 1.8993e-05 | 0 | 2.0538e-05 | 2.0538e-05 | 0 | 2.0538e-05
[79 empty] | WLDFR | HFTD - Distribution - Tier 3 - 1QU CoRE ¦ 3QU LoRE | Red Flag Warning - Small Fires | 2032 | 0 | 0.083606 | 0.039055 | 0.001695 | 0.042856 | 0.029555 | 0.00064263 | 0 | 1.8993e-05 | 1.8993e-05 | 0 | 2.0538e-05 | 2.0538e-05 | 0 | 2.0538e-05
[79 empty] | WLDFR | HFTD - Distribution - Tier 3 - 1QU CoRE ¦ 3QU LoRE | Red Flag Warning - Small Fires | 2033 | 0 | 0.087211 | 0.040679 | 0.0017655 | 0.044766 | 0.030872 | 0.00064263 | 0 | 1.9839e-05 | 1.9839e-05 | 0 | 2.0538e-05 | 2.0538e-05 | 0 | 2.0538e-05
[79 empty] | WLDFR | HFTD - Distribution - Tier 3 - 1QU CoRE ¦ 3QU LoRE | Red Flag Warning - Small Fires | 2034 | 0 | 0.087211 | 0.040679 | 0.0017655 | 0.044766 | 0.030872 | 0.00064263 | 0 | 1.9839e-05 | 1.9839e-05 | 0 | 2.0538e-05 | 2.0538e-05 | 0 | 2.0538e-05
[79 empty] | WLDFR | HFTD - Distribution - Tier 3 - 1QU CoRE ¦ 3QU LoRE | Red Flag Warning - Small Fires | 2035 | 0 | 0.087211 | 0.040679 | 0.0017655 | 0.044766 | 0.030872 | 0.00064263 | 0 | 1.9839e-05 | 1.9839e-05 | 0 | 2.0538e-05 | 2.0538e-05 | 0 | 2.0538e-05
[79 empty] | WLDFR | HFTD - Distribution - Tier 3 - 1QU CoRE ¦ 3QU LoRE | Red Flag Warning - Small Fires | 2036 | 0 | 0.087211 | 0.040679 | 0.0017655 | 0.044766 | 0.030872 | 0.00064263 | 0 | 1.9839e-05 | 1.9839e-05 | 0 | 2.167e-05 | 2.167e-05 | 0 | 2.167e-05
[79 empty] | WLDFR | HFTD - Distribution - Tier 3 - 1QU CoRE ¦ 3QU LoRE | Red Flag Warning - Small Fires | 2037 | 0 | 0.087211 | 0.040679 | 0.0017655 | 0.044766 | 0.030872 | 0.00064263 | 0 | 1.9839e-05 | 1.9839e-05 | 0 | 2.167e-05 | 2.167e-05 | 0 | 2.167e-05
[79 empty] | WLDFR | HFTD - Distribution - Tier 3 - 1QU CoRE ¦ 3QU LoRE | Red Flag Warning - Small Fires | 2038 | 0 | 0.091184 | 0.042438 | 0.0018418 | 0.046905 | 0.032347 | 0.00064263 | 0 | 2.0787e-05 | 2.0787e-05 | 0 | 2.167e-05 | 2.167e-05 | 0 | 2.167e-05
[79 empty] | WLDFR | HFTD - Distribution - Tier 3 - 1QU CoRE ¦ 3QU LoRE | Red Flag Warning - Small Fires | 2039 | 0 | 0.091184 | 0.042438 | 0.0018418 | 0.046905 | 0.032347 | 0.00064263 | 0 | 2.0787e-05 | 2.0787e-05 | 0 | 2.167e-05 | 2.167e-05 | 0 | 2.167e-05
[79 empty] | WLDFR | HFTD - Distribution - Tier 3 - 1QU CoRE ¦ 3QU LoRE | Red Flag Warning - Small Fires | 2040 | 0 | 0.091184 | 0.042438 | 0.0018418 | 0.046905 | 0.032347 | 0.00064263 | 0 | 2.0787e-05 | 2.0787e-05 | 0 | 2.167e-05 | 2.167e-05 | 0 | 2.167e-05
[79 empty] | WLDFR | HFTD - Distribution - Tier 3 - 1QU CoRE ¦ 3QU LoRE | Red Flag Warning - Small Fires | 2041 | 0 | 0.091184 | 0.042438 | 0.0018418 | 0.046905 | 0.032347 | 0.00064263 | 0 | 2.0787e-05 | 2.0787e-05 | 0 | 2.2959e-05 | 2.2959e-05 | 0 | 2.2959e-05
[79 empty] | WLDFR | HFTD - Distribution - Tier 3 - 1QU CoRE ¦ 3QU LoRE | Red Flag Warning - Small Fires | 2042 | 0 | 0.091184 | 0.042438 | 0.0018418 | 0.046905 | 0.032347 | 0.00064263 | 0 | 2.0787e-05 | 2.0787e-05 | 0 | 2.2959e-05 | 2.2959e-05 | 0 | 2.2959e-05
[79 empty] | WLDFR | HFTD - Distribution - Tier 3 - 1QU CoRE ¦ 3QU LoRE | Red Flag Warning - Small Fires | 2043 | 0 | 0.095486 | 0.044306 | 0.0019228 | 0.049257 | 0.033969 | 0.00064263 | 0 | 2.1829e-05 | 2.1829e-05 | 0 | 2.2959e-05 | 2.2959e-05 | 0 | 2.2959e-05
[79 empty] | WLDFR | HFTD - Distribution - Tier 3 - 1QU CoRE ¦ 3QU LoRE | Red Flag Warning - Small Fires | 2044 | 0 | 0.095486 | 0.044306 | 0.0019228 | 0.049257 | 0.033969 | 0.00064263 | 0 | 2.1829e-05 | 2.1829e-05 | 0 | 2.2959e-05 | 2.2959e-05 | 0 | 2.2959e-05
[79 empty] | WLDFR | HFTD - Distribution - Tier 3 - 1QU CoRE ¦ 3QU LoRE | Red Flag Warning - Small Fires | 2045 | 0 | 0.095486 | 0.044306 | 0.0019228 | 0.049257 | 0.033969 | 0.00064263 | 0 | 2.1829e-05 | 2.1829e-05 | 0 | 2.2959e-05 | 2.2959e-05 | 0 | 2.2959e-05
[79 empty] | WLDFR | HFTD - Distribution - Tier 3 - 1QU CoRE ¦ 3QU LoRE | Red Flag Warning - Small Fires | 2046 | 0 | 0.095486 | 0.044306 | 0.0019228 | 0.049257 | 0.033969 | 0.00064263 | 0 | 2.1829e-05 | 2.1829e-05 | 0 | 2.4393e-05 | 2.4393e-05 | 0 | 2.4393e-05
[79 empty] | WLDFR | HFTD - Distribution - Tier 3 - 1QU CoRE ¦ 3QU LoRE | Red Flag Warning - Small Fires | 2047 | 0 | 0.095486 | 0.044306 | 0.0019228 | 0.049257 | 0.033969 | 0.00064263 | 0 | 2.1829e-05 | 2.1829e-05 | 0 | 2.4393e-05 | 2.4393e-05 | 0 | 2.4393e-05
[79 empty] | WLDFR | HFTD - Distribution - Tier 3 - 1QU CoRE ¦ 3QU LoRE | Red Flag Warning - Small Fires | 2048 | 0 | 0.10007 | 0.04626 | 0.0020076 | 0.051804 | 0.035726 | 0.00064263 | 0 | 2.2958e-05 | 2.2958e-05 | 0 | 2.4393e-05 | 2.4393e-05 | 0 | 2.4393e-05
[79 empty] | WLDFR | HFTD - Distribution - Tier 3 - 1QU CoRE ¦ 3QU LoRE | Red Flag Warning - Small Fires | 2049 | 0 | 0.10007 | 0.04626 | 0.0020076 | 0.051804 | 0.035726 | 0.00064263 | 0 | 2.2958e-05 | 2.2958e-05 | 0 | 2.4393e-05 | 2.4393e-05 | 0 | 2.4393e-05
[79 empty] | WLDFR | HFTD - Distribution - Tier 3 - 1QU CoRE ¦ 3QU LoRE | Red Flag Warning - Small Fires | 2050 | 0 | 0.10007 | 0.04626 | 0.0020076 | 0.051804 | 0.035726 | 0.00064263 | 0 | 2.2958e-05 | 2.2958e-05 | 0 | 2.4393e-05 | 2.4393e-05 | 0 | 2.4393e-05
[79 empty] | WLDFR | HFTD - Distribution - Tier 3 - 1QU CoRE ¦ 3QU LoRE | Red Flag Warning - Small Fires | 2051 | 0 | 0.10007 | 0.04626 | 0.0020076 | 0.051804 | 0.035726 | 0.00064263 | 0 | 2.2958e-05 | 2.2958e-05 | 0 | 2.5961e-05 | 2.5961e-05 | 0 | 2.5961e-05
[79 empty] | WLDFR | HFTD - Distribution - Tier 3 - 1QU CoRE ¦ 3QU LoRE | Red Flag Warning - Small Fires | 2052 | 0 | 0.10007 | 0.04626 | 0.0020076 | 0.051804 | 0.035726 | 0.00064263 | 0 | 2.2958e-05 | 2.2958e-05 | 0 | 2.5961e-05 | 2.5961e-05 | 0 | 2.5961e-05
[79 empty] | WLDFR | HFTD - Distribution - Tier 3 - 1QU CoRE ¦ 3QU LoRE | Red Flag Warning - Small Fires | 2053 | 0 | 0.10489 | 0.048274 | 0.002095 | 0.054525 | 0.037602 | 0.00064263 | 0 | 2.4164e-05 | 2.4164e-05 | 0 | 2.5961e-05 | 2.5961e-05 | 0 | 2.5961e-05
[79 empty] | WLDFR | HFTD - Distribution - Tier 3 - 1QU CoRE ¦ 3QU LoRE | Red Flag Warning - Small Fires | 2054 | 0 | 0.10489 | 0.048274 | 0.002095 | 0.054525 | 0.037602 | 0.00064263 | 0 | 2.4164e-05 | 2.4164e-05 | 0 | 2.5961e-05 | 2.5961e-05 | 0 | 2.5961e-05
[79 empty] | WLDFR | HFTD - Distribution - Tier 3 - 1QU CoRE ¦ 3QU LoRE | Red Flag Warning - Small Fires | 2055 | 0 | 0.10489 | 0.048274 | 0.002095 | 0.054525 | 0.037602 | 0.00064263 | 0 | 2.4164e-05 | 2.4164e-05 | 0 | 2.5961e-05 | 2.5961e-05 | 0 | 2.5961e-05
[79 empty] | WLDFR | HFTD - Distribution - Tier 3 - 1QU CoRE ¦ 3QU LoRE | Seismic - Non-Red Flag Warning - Catastrophic Fires | 2026 | 0 | 21835.9781 | 428.6023 | 13939.561 | 7467.8148 | 5149.9993 | 1.3629e-10 | 0 | 7.0187e-07 | 7.0187e-07 | 0 | 2.7651e-05 | 2.7651e-05 | 0 | 2.7651e-05
[79 empty] | WLDFR | HFTD - Distribution - Tier 3 - 1QU CoRE ¦ 3QU LoRE | Seismic - Non-Red Flag Warning - Catastrophic Fires | 2027 | 0 | 21835.9781 | 428.6023 | 13939.561 | 7467.8148 | 5149.9993 | 1.3629e-10 | 0 | 7.0187e-07 | 7.0187e-07 | 0 | 2.7651e-05 | 2.7651e-05 | 0 | 2.7651e-05
[79 empty] | WLDFR | HFTD - Distribution - Tier 3 - 1QU CoRE ¦ 3QU LoRE | Seismic - Non-Red Flag Warning - Catastrophic Fires | 2028 | 0 | 22783.187 | 453.261 | 14531.3357 | 7798.5904 | 5378.1107 | 1.3629e-10 | 0 | 7.3296e-07 | 7.3296e-07 | 0 | 2.7651e-05 | 2.7651e-05 | 0 | 2.7651e-05
[79 empty] | WLDFR | HFTD - Distribution - Tier 3 - 1QU CoRE ¦ 3QU LoRE | Seismic - Non-Red Flag Warning - Catastrophic Fires | 2029 | 0 | 22783.187 | 453.261 | 14531.3357 | 7798.5904 | 5378.1107 | 1.3629e-10 | 0 | 7.3296e-07 | 7.3296e-07 | 0 | 2.7651e-05 | 2.7651e-05 | 0 | 2.7651e-05
[79 empty] | WLDFR | HFTD - Distribution - Tier 3 - 1QU CoRE ¦ 3QU LoRE | Seismic - Non-Red Flag Warning - Catastrophic Fires | 2030 | 0 | 22783.187 | 453.261 | 14531.3357 | 7798.5904 | 5378.1107 | 1.3629e-10 | 0 | 7.3296e-07 | 7.3296e-07 | 0 | 0 | 2.7651e-05 | 0 | 2.7651e-05
[79 empty] | WLDFR | HFTD - Distribution - Tier 3 - 1QU CoRE ¦ 3QU LoRE | Seismic - Non-Red Flag Warning - Catastrophic Fires | 2031 | 0 | 22783.187 | 453.261 | 14531.3357 | 7798.5904 | 5378.1107 | 1.3629e-10 | 0 | 7.3296e-07 | 7.3296e-07 | 0 | 2.4173e-06 | 0 | 0 | 0
[79 empty] | WLDFR | HFTD - Distribution - Tier 3 - 1QU CoRE ¦ 3QU LoRE | Seismic - Non-Red Flag Warning - Catastrophic Fires | 2032 | 0 | 22783.187 | 453.261 | 14531.3357 | 7798.5904 | 5378.1107 | 1.3629e-10 | 0 | 7.3296e-07 | 7.3296e-07 | 0 | 2.4952e-06 | 2.4952e-06 | 0 | 2.4952e-06
[79 empty] | WLDFR | HFTD - Distribution - Tier 3 - 1QU CoRE ¦ 3QU LoRE | Seismic - Non-Red Flag Warning - Catastrophic Fires | 2033 | 0 | 23835.2641 | 480.9649 | 15187.7294 | 8166.5698 | 5631.8789 | 1.3629e-10 | 0 | 7.6755e-07 | 7.6755e-07 | 0 | 2.4952e-06 | 2.4952e-06 | 0 | 2.4952e-06
[79 empty] | WLDFR | HFTD - Distribution - Tier 3 - 1QU CoRE ¦ 3QU LoRE | Seismic - Non-Red Flag Warning - Catastrophic Fires | 2034 | 0 | 23835.2641 | 480.9649 | 15187.7294 | 8166.5698 | 5631.8789 | 1.3629e-10 | 0 | 7.6755e-07 | 7.6755e-07 | 0 | 2.4952e-06 | 2.4952e-06 | 0 | 2.4952e-06
[79 empty] | WLDFR | HFTD - Distribution - Tier 3 - 1QU CoRE ¦ 3QU LoRE | Seismic - Non-Red Flag Warning - Catastrophic Fires | 2035 | 0 | 23835.2641 | 480.9649 | 15187.7294 | 8166.5698 | 5631.8789 | 1.3629e-10 | 0 | 7.6755e-07 | 7.6755e-07 | 0 | 2.4952e-06 | 2.4952e-06 | 0 | 2.4952e-06
[79 empty] | WLDFR | HFTD - Distribution - Tier 3 - 1QU CoRE ¦ 3QU LoRE | Seismic - Non-Red Flag Warning - Catastrophic Fires | 2036 | 0 | 23835.2641 | 480.9649 | 15187.7294 | 8166.5698 | 5631.8789 | 1.3629e-10 | 0 | 7.6755e-07 | 7.6755e-07 | 0 | 2.4952e-06 | 2.4952e-06 | 0 | 2.4952e-06
[79 empty] | WLDFR | HFTD - Distribution - Tier 3 - 1QU CoRE ¦ 3QU LoRE | Seismic - Non-Red Flag Warning - Catastrophic Fires | 2037 | 0 | 23835.2641 | 480.9649 | 15187.7294 | 8166.5698 | 5631.8789 | 1.3629e-10 | 0 | 7.6755e-07 | 7.6755e-07 | 0 | 2.5944e-06 | 2.5944e-06 | 0 | 2.5944e-06
[79 empty] | WLDFR | HFTD - Distribution - Tier 3 - 1QU CoRE ¦ 3QU LoRE | Seismic - Non-Red Flag Warning - Catastrophic Fires | 2038 | 0 | 24976.6418 | 511.3745 | 15898.8237 | 8566.4437 | 5907.6423 | 1.3629e-10 | 0 | 8.0513e-07 | 8.0513e-07 | 0 | 2.5944e-06 | 2.5944e-06 | 0 | 2.5944e-06
[79 empty] | WLDFR | HFTD - Distribution - Tier 3 - 1QU CoRE ¦ 3QU LoRE | Seismic - Non-Red Flag Warning - Catastrophic Fires | 2039 | 0 | 24976.6418 | 511.3745 | 15898.8237 | 8566.4437 | 5907.6423 | 1.3629e-10 | 0 | 8.0513e-07 | 8.0513e-07 | 0 | 2.5944e-06 | 2.5944e-06 | 0 | 2.5944e-06
[79 empty] | WLDFR | HFTD - Distribution - Tier 3 - 1QU CoRE ¦ 3QU LoRE | Seismic - Non-Red Flag Warning - Catastrophic Fires | 2040 | 0 | 24976.6418 | 511.3745 | 15898.8237 | 8566.4437 | 5907.6423 | 1.3629e-10 | 0 | 8.0513e-07 | 8.0513e-07 | 0 | 2.5944e-06 | 2.5944e-06 | 0 | 2.5944e-06
[79 empty] | WLDFR | HFTD - Distribution - Tier 3 - 1QU CoRE ¦ 3QU LoRE | Seismic - Non-Red Flag Warning - Catastrophic Fires | 2041 | 0 | 24976.6418 | 511.3745 | 15898.8237 | 8566.4437 | 5907.6423 | 1.3629e-10 | 0 | 8.0513e-07 | 8.0513e-07 | 0 | 2.5944e-06 | 2.5944e-06 | 0 | 2.5944e-06
[79 empty] | WLDFR | HFTD - Distribution - Tier 3 - 1QU CoRE ¦ 3QU LoRE | Seismic - Non-Red Flag Warning - Catastrophic Fires | 2042 | 0 | 24976.6418 | 511.3745 | 15898.8237 | 8566.4437 | 5907.6423 | 1.3629e-10 | 0 | 8.0513e-07 | 8.0513e-07 | 0 | 2.7063e-06 | 2.7063e-06 | 0 | 2.7063e-06
[79 empty] | WLDFR | HFTD - Distribution - Tier 3 - 1QU CoRE ¦ 3QU LoRE | Seismic - Non-Red Flag Warning - Catastrophic Fires | 2043 | 0 | 26191.7278 | 544.1291 | 16654.7414 | 8992.8573 | 6201.7082 | 1.3629e-10 | 0 | 8.4521e-07 | 8.4521e-07 | 0 | 2.7063e-06 | 2.7063e-06 | 0 | 2.7063e-06
[79 empty] | WLDFR | HFTD - Distribution - Tier 3 - 1QU CoRE ¦ 3QU LoRE | Seismic - Non-Red Flag Warning - Catastrophic Fires | 2044 | 0 | 26191.7278 | 544.1291 | 16654.7414 | 8992.8573 | 6201.7082 | 1.3629e-10 | 0 | 8.4521e-07 | 8.4521e-07 | 0 | 2.7063e-06 | 2.7063e-06 | 0 | 2.7063e-06
[79 empty] | WLDFR | HFTD - Distribution - Tier 3 - 1QU CoRE ¦ 3QU LoRE | Seismic - Non-Red Flag Warning - Catastrophic Fires | 2045 | 0 | 26191.7278 | 544.1291 | 16654.7414 | 8992.8573 | 6201.7082 | 1.3629e-10 | 0 | 8.4521e-07 | 8.4521e-07 | 0 | 2.7063e-06 | 2.7063e-06 | 0 | 2.7063e-06
[79 empty] | WLDFR | HFTD - Distribution - Tier 3 - 1QU CoRE ¦ 3QU LoRE | Seismic - Non-Red Flag Warning - Catastrophic Fires | 2046 | 0 | 26191.7278 | 544.1291 | 16654.7414 | 8992.8573 | 6201.7082 | 1.3629e-10 | 0 | 8.4521e-07 | 8.4521e-07 | 0 | 2.7063e-06 | 2.7063e-06 | 0 | 2.7063e-06
[79 empty] | WLDFR | HFTD - Distribution - Tier 3 - 1QU CoRE ¦ 3QU LoRE | Seismic - Non-Red Flag Warning - Catastrophic Fires | 2047 | 0 | 26191.7278 | 544.1291 | 16654.7414 | 8992.8573 | 6201.7082 | 1.3629e-10 | 0 | 8.4521e-07 | 8.4521e-07 | 0 | 2.8295e-06 | 2.8295e-06 | 0 | 2.8295e-06
[79 empty] | WLDFR | HFTD - Distribution - Tier 3 - 1QU CoRE ¦ 3QU LoRE | Seismic - Non-Red Flag Warning - Catastrophic Fires | 2048 | 0 | 27464.7227 | 578.8407 | 17445.538 | 9440.3441 | 6510.3067 | 1.3629e-10 | 0 | 8.8727e-07 | 8.8727e-07 | 0 | 2.8295e-06 | 2.8295e-06 | 0 | 2.8295e-06
[79 empty] | WLDFR | HFTD - Distribution - Tier 3 - 1QU CoRE ¦ 3QU LoRE | Seismic - Non-Red Flag Warning - Catastrophic Fires | 2049 | 0 | 27464.7227 | 578.8407 | 17445.538 | 9440.3441 | 6510.3067 | 1.3629e-10 | 0 | 8.8727e-07 | 8.8727e-07 | 0 | 2.8295e-06 | 2.8295e-06 | 0 | 2.8295e-06
[79 empty] | WLDFR | HFTD - Distribution - Tier 3 - 1QU CoRE ¦ 3QU LoRE | Seismic - Non-Red Flag Warning - Catastrophic Fires | 2050 | 0 | 27464.7227 | 578.8407 | 17445.538 | 9440.3441 | 6510.3067 | 1.3629e-10 | 0 | 8.8727e-07 | 8.8727e-07 | 0 | 2.8295e-06 | 2.8295e-06 | 0 | 2.8295e-06
[79 empty] | WLDFR | HFTD - Distribution - Tier 3 - 1QU CoRE ¦ 3QU LoRE | Seismic - Non-Red Flag Warning - Catastrophic Fires | 2051 | 0 | 27464.7227 | 578.8407 | 17445.538 | 9440.3441 | 6510.3067 | 1.3629e-10 | 0 | 8.8727e-07 | 8.8727e-07 | 0 | 2.8295e-06 | 2.8295e-06 | 0 | 2.8295e-06
[79 empty] | WLDFR | HFTD - Distribution - Tier 3 - 1QU CoRE ¦ 3QU LoRE | Seismic - Non-Red Flag Warning - Catastrophic Fires | 2052 | 0 | 27464.7227 | 578.8407 | 17445.538 | 9440.3441 | 6510.3067 | 1.3629e-10 | 0 | 8.8727e-07 | 8.8727e-07 | 0 | 2.963e-06 | 2.963e-06 | 0 | 2.963e-06
[79 empty] | WLDFR | HFTD - Distribution - Tier 3 - 1QU CoRE ¦ 3QU LoRE | Seismic - Non-Red Flag Warning - Catastrophic Fires | 2053 | 0 | 28779.6694 | 615.0952 | 18261.2327 | 9903.3415 | 6829.6018 | 1.3629e-10 | 0 | 9.3078e-07 | 9.3078e-07 | 0 | 2.963e-06 | 2.963e-06 | 0 | 2.963e-06
[79 empty] | WLDFR | HFTD - Distribution - Tier 3 - 1QU CoRE ¦ 3QU LoRE | Seismic - Non-Red Flag Warning - Catastrophic Fires | 2054 | 0 | 28779.6694 | 615.0952 | 18261.2327 | 9903.3415 | 6829.6018 | 1.3629e-10 | 0 | 9.3078e-07 | 9.3078e-07 | 0 | 2.963e-06 | 2.963e-06 | 0 | 2.963e-06
[79 empty] | WLDFR | HFTD - Distribution - Tier 3 - 1QU CoRE ¦ 3QU LoRE | Seismic - Non-Red Flag Warning - Catastrophic Fires | 2055 | 0 | 28779.6694 | 615.0952 | 18261.2327 | 9903.3415 | 6829.6018 | 1.3629e-10 | 0 | 9.3078e-07 | 9.3078e-07 | 0 | 2.963e-06 | 2.963e-06 | 0 | 2.963e-06
[79 empty] | WLDFR | HFTD - Distribution - Tier 3 - 1QU CoRE ¦ 3QU LoRE | Seismic - Red Flag Warning - Catastrophic Fires | 2026 | 0 | 21835.9781 | 428.6023 | 13939.561 | 7467.8148 | 5149.9993 | 5.8766e-09 | 0 | 3.0265e-05 | 3.0265e-05 | 0 | 2.963e-06 | 2.963e-06 | 0 | 2.963e-06
[79 empty] | WLDFR | HFTD - Distribution - Tier 3 - 1QU CoRE ¦ 3QU LoRE | Seismic - Red Flag Warning - Catastrophic Fires | 2027 | 0 | 21835.9781 | 428.6023 | 13939.561 | 7467.8148 | 5149.9993 | 5.8766e-09 | 0 | 3.0265e-05 | 3.0265e-05 | 0 | 3.1053e-06 | 3.1053e-06 | 0 | 3.1053e-06
[79 empty] | WLDFR | HFTD - Distribution - Tier 3 - 1QU CoRE ¦ 3QU LoRE | Seismic - Red Flag Warning - Catastrophic Fires | 2028 | 0 | 22783.187 | 453.261 | 14531.3357 | 7798.5904 | 5378.1107 | 5.8766e-09 | 0 | 3.1605e-05 | 3.1605e-05 | 0 | 3.1053e-06 | 3.1053e-06 | 0 | 3.1053e-06
[79 empty] | WLDFR | HFTD - Distribution - Tier 3 - 1QU CoRE ¦ 3QU LoRE | Seismic - Red Flag Warning - Catastrophic Fires | 2029 | 0 | 22783.187 | 453.261 | 14531.3357 | 7798.5904 | 5378.1107 | 5.8766e-09 | 0 | 3.1605e-05 | 3.1605e-05 | 0 | 3.1053e-06 | 3.1053e-06 | 0 | 3.1053e-06
[79 empty] | WLDFR | HFTD - Distribution - Tier 3 - 1QU CoRE ¦ 3QU LoRE | Seismic - Red Flag Warning - Catastrophic Fires | 2030 | 0 | 22783.187 | 453.261 | 14531.3357 | 7798.5904 | 5378.1107 | 5.8766e-09 | 0 | 3.1605e-05 | 3.1605e-05 | 0 | 3.1053e-06 | 3.1053e-06 | 0 | 3.1053e-06
[79 empty] | WLDFR | HFTD - Distribution - Tier 3 - 1QU CoRE ¦ 3QU LoRE | Seismic - Red Flag Warning - Catastrophic Fires | 2031 | 0 | 22783.187 | 453.261 | 14531.3357 | 7798.5904 | 5378.1107 | 5.8766e-09 | 0 | 3.1605e-05 | 3.1605e-05 | 0 | 0 | 3.1053e-06 | 0 | 3.1053e-06
[79 empty] | WLDFR | HFTD - Distribution - Tier 3 - 1QU CoRE ¦ 3QU LoRE | Seismic - Red Flag Warning - Catastrophic Fires | 2032 | 0 | 22783.187 | 453.261 | 14531.3357 | 7798.5904 | 5378.1107 | 5.8766e-09 | 0 | 3.1605e-05 | 3.1605e-05 | 0 | 0.00090752 | 0 | 0 | 0
[79 empty] | WLDFR | HFTD - Distribution - Tier 3 - 1QU CoRE ¦ 3QU LoRE | Seismic - Red Flag Warning - Catastrophic Fires | 2033 | 0 | 23835.2641 | 480.9649 | 15187.7294 | 8166.5698 | 5631.8789 | 5.8766e-09 | 0 | 3.3096e-05 | 3.3096e-05 | 0 | 0.00094079 | 0.00094079 | 0 | 0.00094079
[79 empty] | WLDFR | HFTD - Distribution - Tier 3 - 1QU CoRE ¦ 3QU LoRE | Seismic - Red Flag Warning - Catastrophic Fires | 2034 | 0 | 23835.2641 | 480.9649 | 15187.7294 | 8166.5698 | 5631.8789 | 5.8766e-09 | 0 | 3.3096e-05 | 3.3096e-05 | 0 | 0.00094079 | 0.00094079 | 0 | 0.00094079
[79 empty] | WLDFR | HFTD - Distribution - Tier 3 - 1QU CoRE ¦ 3QU LoRE | Seismic - Red Flag Warning - Catastrophic Fires | 2035 | 0 | 23835.2641 | 480.9649 | 15187.7294 | 8166.5698 | 5631.8789 | 5.8766e-09 | 0 | 3.3096e-05 | 3.3096e-05 | 0 | 0.00094079 | 0.00094079 | 0 | 0.00094079
[79 empty] | WLDFR | HFTD - Distribution - Tier 3 - 1QU CoRE ¦ 3QU LoRE | Seismic - Red Flag Warning - Catastrophic Fires | 2036 | 0 | 23835.2641 | 480.9649 | 15187.7294 | 8166.5698 | 5631.8789 | 5.8766e-09 | 0 | 3.3096e-05 | 3.3096e-05 | 0 | 0.00094079 | 0.00094079 | 0 | 0.00094079
[79 empty] | WLDFR | HFTD - Distribution - Tier 3 - 1QU CoRE ¦ 3QU LoRE | Seismic - Red Flag Warning - Catastrophic Fires | 2037 | 0 | 23835.2641 | 480.9649 | 15187.7294 | 8166.5698 | 5631.8789 | 5.8766e-09 | 0 | 3.3096e-05 | 3.3096e-05 | 0 | 0.00094079 | 0.00094079 | 0 | 0.00094079
[79 empty] | WLDFR | HFTD - Distribution - Tier 3 - 1QU CoRE ¦ 3QU LoRE | Seismic - Red Flag Warning - Catastrophic Fires | 2038 | 0 | 24976.6418 | 511.3745 | 15898.8237 | 8566.4437 | 5907.6423 | 5.8766e-09 | 0 | 3.4717e-05 | 3.4717e-05 | 0 | 0.0009827 | 0.0009827 | 0 | 0.0009827
[79 empty] | WLDFR | HFTD - Distribution - Tier 3 - 1QU CoRE ¦ 3QU LoRE | Seismic - Red Flag Warning - Catastrophic Fires | 2039 | 0 | 24976.6418 | 511.3745 | 15898.8237 | 8566.4437 | 5907.6423 | 5.8766e-09 | 0 | 3.4717e-05 | 3.4717e-05 | 0 | 0.0009827 | 0.0009827 | 0 | 0.0009827
[79 empty] | WLDFR | HFTD - Distribution - Tier 3 - 1QU CoRE ¦ 3QU LoRE | Seismic - Red Flag Warning - Catastrophic Fires | 2040 | 0 | 24976.6418 | 511.3745 | 15898.8237 | 8566.4437 | 5907.6423 | 5.8766e-09 | 0 | 3.4717e-05 | 3.4717e-05 | 0 | 0.0009827 | 0.0009827 | 0 | 0.0009827
[79 empty] | WLDFR | HFTD - Distribution - Tier 3 - 1QU CoRE ¦ 3QU LoRE | Seismic - Red Flag Warning - Catastrophic Fires | 2041 | 0 | 24976.6418 | 511.3745 | 15898.8237 | 8566.4437 | 5907.6423 | 5.8766e-09 | 0 | 3.4717e-05 | 3.4717e-05 | 0 | 0.0009827 | 0.0009827 | 0 | 0.0009827
[79 empty] | WLDFR | HFTD - Distribution - Tier 3 - 1QU CoRE ¦ 3QU LoRE | Seismic - Red Flag Warning - Catastrophic Fires | 2042 | 0 | 24976.6418 | 511.3745 | 15898.8237 | 8566.4437 | 5907.6423 | 5.8766e-09 | 0 | 3.4717e-05 | 3.4717e-05 | 0 | 0.0009827 | 0.0009827 | 0 | 0.0009827
[79 empty] | WLDFR | HFTD - Distribution - Tier 3 - 1QU CoRE ¦ 3QU LoRE | Seismic - Red Flag Warning - Catastrophic Fires | 2043 | 0 | 26191.7278 | 544.1291 | 16654.7414 | 8992.8573 | 6201.7082 | 5.8766e-09 | 0 | 3.6445e-05 | 3.6445e-05 | 0 | 0.0010293 | 0.0010293 | 0 | 0.0010293
[79 empty] | WLDFR | HFTD - Distribution - Tier 3 - 1QU CoRE ¦ 3QU LoRE | Seismic - Red Flag Warning - Catastrophic Fires | 2044 | 0 | 26191.7278 | 544.1291 | 16654.7414 | 8992.8573 | 6201.7082 | 5.8766e-09 | 0 | 3.6445e-05 | 3.6445e-05 | 0 | 0.0010293 | 0.0010293 | 0 | 0.0010293
[79 empty] | WLDFR | HFTD - Distribution - Tier 3 - 1QU CoRE ¦ 3QU LoRE | Seismic - Red Flag Warning - Catastrophic Fires | 2045 | 0 | 26191.7278 | 544.1291 | 16654.7414 | 8992.8573 | 6201.7082 | 5.8766e-09 | 0 | 3.6445e-05 | 3.6445e-05 | 0 | 0.0010293 | 0.0010293 | 0 | 0.0010293
[79 empty] | WLDFR | HFTD - Distribution - Tier 3 - 1QU CoRE ¦ 3QU LoRE | Seismic - Red Flag Warning - Catastrophic Fires | 2046 | 0 | 26191.7278 | 544.1291 | 16654.7414 | 8992.8573 | 6201.7082 | 5.8766e-09 | 0 | 3.6445e-05 | 3.6445e-05 | 0 | 0.0010293 | 0.0010293 | 0 | 0.0010293
[79 empty] | WLDFR | HFTD - Distribution - Tier 3 - 1QU CoRE ¦ 3QU LoRE | Seismic - Red Flag Warning - Catastrophic Fires | 2047 | 0 | 26191.7278 | 544.1291 | 16654.7414 | 8992.8573 | 6201.7082 | 5.8766e-09 | 0 | 3.6445e-05 | 3.6445e-05 | 0 | 0.0010293 | 0.0010293 | 0 | 0.0010293
[79 empty] | WLDFR | HFTD - Distribution - Tier 3 - 1QU CoRE ¦ 3QU LoRE | Seismic - Red Flag Warning - Catastrophic Fires | 2048 | 0 | 27464.7227 | 578.8407 | 17445.538 | 9440.3441 | 6510.3067 | 5.8766e-09 | 0 | 3.8259e-05 | 3.8259e-05 | 0 | 0.0010799 | 0.0010799 | 0 | 0.0010799
[79 empty] | WLDFR | HFTD - Distribution - Tier 3 - 1QU CoRE ¦ 3QU LoRE | Seismic - Red Flag Warning - Catastrophic Fires | 2049 | 0 | 27464.7227 | 578.8407 | 17445.538 | 9440.3441 | 6510.3067 | 5.8766e-09 | 0 | 3.8259e-05 | 3.8259e-05 | 0 | 0.0010799 | 0.0010799 | 0 | 0.0010799
[79 empty] | WLDFR | HFTD - Distribution - Tier 3 - 1QU CoRE ¦ 3QU LoRE | Seismic - Red Flag Warning - Catastrophic Fires | 2050 | 0 | 27464.7227 | 578.8407 | 17445.538 | 9440.3441 | 6510.3067 | 5.8766e-09 | 0 | 3.8259e-05 | 3.8259e-05 | 0 | 0.0010799 | 0.0010799 | 0 | 0.0010799
[79 empty] | WLDFR | HFTD - Distribution - Tier 3 - 1QU CoRE ¦ 3QU LoRE | Seismic - Red Flag Warning - Catastrophic Fires | 2051 | 0 | 27464.7227 | 578.8407 | 17445.538 | 9440.3441 | 6510.3067 | 5.8766e-09 | 0 | 3.8259e-05 | 3.8259e-05 | 0 | 0.0010799 | 0.0010799 | 0 | 0.0010799
[79 empty] | WLDFR | HFTD - Distribution - Tier 3 - 1QU CoRE ¦ 3QU LoRE | Seismic - Red Flag Warning - Catastrophic Fires | 2052 | 0 | 27464.7227 | 578.8407 | 17445.538 | 9440.3441 | 6510.3067 | 5.8766e-09 | 0 | 3.8259e-05 | 3.8259e-05 | 0 | 0.0010799 | 0.0010799 | 0 | 0.0010799
[79 empty] | WLDFR | HFTD - Distribution - Tier 3 - 1QU CoRE ¦ 3QU LoRE | Seismic - Red Flag Warning - Catastrophic Fires | 2053 | 0 | 28779.6694 | 615.0952 | 18261.2327 | 9903.3415 | 6829.6018 | 5.8766e-09 | 0 | 4.0135e-05 | 4.0135e-05 | 0 | 0.0011337 | 0.0011337 | 0 | 0.0011337
[79 empty] | WLDFR | HFTD - Distribution - Tier 3 - 1QU CoRE ¦ 3QU LoRE | Seismic - Red Flag Warning - Catastrophic Fires | 2054 | 0 | 28779.6694 | 615.0952 | 18261.2327 | 9903.3415 | 6829.6018 | 5.8766e-09 | 0 | 4.0135e-05 | 4.0135e-05 | 0 | 0.0011337 | 0.0011337 | 0 | 0.0011337
[79 empty] | WLDFR | HFTD - Distribution - Tier 3 - 1QU CoRE ¦ 3QU LoRE | Seismic - Red Flag Warning - Catastrophic Fires | 2055 | 0 | 28779.6694 | 615.0952 | 18261.2327 | 9903.3415 | 6829.6018 | 5.8766e-09 | 0 | 4.0135e-05 | 4.0135e-05 | 0 | 0.0011337 | 0.0011337 | 0 | 0.0011337
[79 empty] | WLDFR | HFTD - Distribution - Tier 3 - 1QU CoRE ¦ 4QU LoRE | Non-Red Flag Warning - Catastrophic Fires | 2026 | 0 | 14664.6376 | 233.2301 | 8896.516 | 5534.8915 | 3817.0051 | 3.3628e-06 | 0 | 0.012836 | 0.012836 | 0 | 0.0011337 | 0.0011337 | 0 | 0.0011337
[79 empty] | WLDFR | HFTD - Distribution - Tier 3 - 1QU CoRE ¦ 4QU LoRE | Non-Red Flag Warning - Catastrophic Fires | 2027 | 0 | 14664.6376 | 233.2301 | 8896.516 | 5534.8915 | 3817.0051 | 3.3628e-06 | 0 | 0.012836 | 0.012836 | 0 | 0.0011337 | 0.0011337 | 0 | 0.0011337
[79 empty] | WLDFR | HFTD - Distribution - Tier 3 - 1QU CoRE ¦ 4QU LoRE | Non-Red Flag Warning - Catastrophic Fires | 2028 | 0 | 15317.9909 | 247.273 | 9287.6491 | 5783.0689 | 3988.1546 | 3.3628e-06 | 0 | 0.013411 | 0.013411 | 0 | 0.0011902 | 0.0011902 | 0 | 0.0011902
[79 empty] | WLDFR | HFTD - Distribution - Tier 3 - 1QU CoRE ¦ 4QU LoRE | Non-Red Flag Warning - Catastrophic Fires | 2029 | 0 | 15317.9909 | 247.273 | 9287.6491 | 5783.0689 | 3988.1546 | 3.3628e-06 | 0 | 0.013411 | 0.013411 | 0 | 0.0011902 | 0.0011902 | 0 | 0.0011902
[79 empty] | WLDFR | HFTD - Distribution - Tier 3 - 1QU CoRE ¦ 4QU LoRE | Non-Red Flag Warning - Catastrophic Fires | 2030 | 0 | 15317.9909 | 247.273 | 9287.6491 | 5783.0689 | 3988.1546 | 3.3628e-06 | 0 | 0.013411 | 0.013411 | 0 | 0.0011902 | 0.0011902 | 0 | 0.0011902
[79 empty] | WLDFR | HFTD - Distribution - Tier 3 - 1QU CoRE ¦ 4QU LoRE | Non-Red Flag Warning - Catastrophic Fires | 2031 | 0 | 15317.9909 | 247.273 | 9287.6491 | 5783.0689 | 3988.1546 | 3.3628e-06 | 0 | 0.013411 | 0.013411 | 0 | 0.0011902 | 0.0011902 | 0 | 0.0011902
[79 empty] | WLDFR | HFTD - Distribution - Tier 3 - 1QU CoRE ¦ 4QU LoRE | Non-Red Flag Warning - Catastrophic Fires | 2032 | 0 | 15317.9909 | 247.273 | 9287.6491 | 5783.0689 | 3988.1546 | 3.3628e-06 | 0 | 0.013411 | 0.013411 | 0 | 0 | 0.0011902 | 0 | 0.0011902
[79 empty] | WLDFR | HFTD - Distribution - Tier 3 - 1QU CoRE ¦ 4QU LoRE | Non-Red Flag Warning - Catastrophic Fires | 2033 | 0 | 16044.1264 | 263.1074 | 9721.74 | 6059.2791 | 4178.6364 | 3.3628e-06 | 0 | 0.014052 | 0.014052 | 0 | 0.0012171 | 0 | 0 | 0
[79 empty] | WLDFR | HFTD - Distribution - Tier 3 - 1QU CoRE ¦ 4QU LoRE | Non-Red Flag Warning - Catastrophic Fires | 2034 | 0 | 16044.1264 | 263.1074 | 9721.74 | 6059.2791 | 4178.6364 | 3.3628e-06 | 0 | 0.014052 | 0.014052 | 0 | 0.0012616 | 0.0012616 | 0 | 0.0012616
[79 empty] | WLDFR | HFTD - Distribution - Tier 3 - 1QU CoRE ¦ 4QU LoRE | Non-Red Flag Warning - Catastrophic Fires | 2035 | 0 | 16044.1264 | 263.1074 | 9721.74 | 6059.2791 | 4178.6364 | 3.3628e-06 | 0 | 0.014052 | 0.014052 | 0 | 0.0012616 | 0.0012616 | 0 | 0.0012616
[79 empty] | WLDFR | HFTD - Distribution - Tier 3 - 1QU CoRE ¦ 4QU LoRE | Non-Red Flag Warning - Catastrophic Fires | 2036 | 0 | 16044.1264 | 263.1074 | 9721.74 | 6059.2791 | 4178.6364 | 3.3628e-06 | 0 | 0.014052 | 0.014052 | 0 | 0.0012616 | 0.0012616 | 0 | 0.0012616
[79 empty] | WLDFR | HFTD - Distribution - Tier 3 - 1QU CoRE ¦ 4QU LoRE | Non-Red Flag Warning - Catastrophic Fires | 2037 | 0 | 16044.1264 | 263.1074 | 9721.74 | 6059.2791 | 4178.6364 | 3.3628e-06 | 0 | 0.014052 | 0.014052 | 0 | 0.0012616 | 0.0012616 | 0 | 0.0012616
[79 empty] | WLDFR | HFTD - Distribution - Tier 3 - 1QU CoRE ¦ 4QU LoRE | Non-Red Flag Warning - Catastrophic Fires | 2038 | 0 | 16832.3912 | 280.5544 | 10192.2718 | 6359.5651 | 4385.7214 | 3.3628e-06 | 0 | 0.014748 | 0.014748 | 0 | 0.0012616 | 0.0012616 | 0 | 0.0012616
[79 empty] | WLDFR | HFTD - Distribution - Tier 3 - 1QU CoRE ¦ 4QU LoRE | Non-Red Flag Warning - Catastrophic Fires | 2039 | 0 | 16832.3912 | 280.5544 | 10192.2718 | 6359.5651 | 4385.7214 | 3.3628e-06 | 0 | 0.014748 | 0.014748 | 0 | 0.0013175 | 0.0013175 | 0 | 0.0013175
[79 empty] | WLDFR | HFTD - Distribution - Tier 3 - 1QU CoRE ¦ 4QU LoRE | Non-Red Flag Warning - Catastrophic Fires | 2040 | 0 | 16832.3912 | 280.5544 | 10192.2718 | 6359.5651 | 4385.7214 | 3.3628e-06 | 0 | 0.014748 | 0.014748 | 0 | 0.0013175 | 0.0013175 | 0 | 0.0013175
[79 empty] | WLDFR | HFTD - Distribution - Tier 3 - 1QU CoRE ¦ 4QU LoRE | Non-Red Flag Warning - Catastrophic Fires | 2041 | 0 | 16832.3912 | 280.5544 | 10192.2718 | 6359.5651 | 4385.7214 | 3.3628e-06 | 0 | 0.014748 | 0.014748 | 0 | 0.0013175 | 0.0013175 | 0 | 0.0013175
[79 empty] | WLDFR | HFTD - Distribution - Tier 3 - 1QU CoRE ¦ 4QU LoRE | Non-Red Flag Warning - Catastrophic Fires | 2042 | 0 | 16832.3912 | 280.5544 | 10192.2718 | 6359.5651 | 4385.7214 | 3.3628e-06 | 0 | 0.014748 | 0.014748 | 0 | 0.0013175 | 0.0013175 | 0 | 0.0013175
[79 empty] | WLDFR | HFTD - Distribution - Tier 3 - 1QU CoRE ¦ 4QU LoRE | Non-Red Flag Warning - Catastrophic Fires | 2043 | 0 | 17672.0852 | 299.42 | 10692.7362 | 6679.929 | 4606.6527 | 3.3628e-06 | 0 | 0.015491 | 0.015491 | 0 | 0.0013175 | 0.0013175 | 0 | 0.0013175
[79 empty] | WLDFR | HFTD - Distribution - Tier 3 - 1QU CoRE ¦ 4QU LoRE | Non-Red Flag Warning - Catastrophic Fires | 2044 | 0 | 17672.0852 | 299.42 | 10692.7362 | 6679.929 | 4606.6527 | 3.3628e-06 | 0 | 0.015491 | 0.015491 | 0 | 0.0013797 | 0.0013797 | 0 | 0.0013797
[79 empty] | WLDFR | HFTD - Distribution - Tier 3 - 1QU CoRE ¦ 4QU LoRE | Non-Red Flag Warning - Catastrophic Fires | 2045 | 0 | 17672.0852 | 299.42 | 10692.7362 | 6679.929 | 4606.6527 | 3.3628e-06 | 0 | 0.015491 | 0.015491 | 0 | 0.0013797 | 0.0013797 | 0 | 0.0013797
[79 empty] | WLDFR | HFTD - Distribution - Tier 3 - 1QU CoRE ¦ 4QU LoRE | Non-Red Flag Warning - Catastrophic Fires | 2046 | 0 | 17672.0852 | 299.42 | 10692.7362 | 6679.929 | 4606.6527 | 3.3628e-06 | 0 | 0.015491 | 0.015491 | 0 | 0.0013797 | 0.0013797 | 0 | 0.0013797
[79 empty] | WLDFR | HFTD - Distribution - Tier 3 - 1QU CoRE ¦ 4QU LoRE | Non-Red Flag Warning - Catastrophic Fires | 2047 | 0 | 17672.0852 | 299.42 | 10692.7362 | 6679.929 | 4606.6527 | 3.3628e-06 | 0 | 0.015491 | 0.015491 | 0 | 0.0013797 | 0.0013797 | 0 | 0.0013797
[79 empty] | WLDFR | HFTD - Distribution - Tier 3 - 1QU CoRE ¦ 4QU LoRE | Non-Red Flag Warning - Catastrophic Fires | 2048 | 0 | 18552.3348 | 319.4911 | 11216.5626 | 7016.281 | 4838.6098 | 3.3628e-06 | 0 | 0.016271 | 0.016271 | 0 | 0.0013797 | 0.0013797 | 0 | 0.0013797
[79 empty] | WLDFR | HFTD - Distribution - Tier 3 - 1QU CoRE ¦ 4QU LoRE | Non-Red Flag Warning - Catastrophic Fires | 2049 | 0 | 18552.3348 | 319.4911 | 11216.5626 | 7016.281 | 4838.6098 | 3.3628e-06 | 0 | 0.016271 | 0.016271 | 0 | 0.0014471 | 0.0014471 | 0 | 0.0014471
[79 empty] | WLDFR | HFTD - Distribution - Tier 3 - 1QU CoRE ¦ 4QU LoRE | Non-Red Flag Warning - Catastrophic Fires | 2050 | 0 | 18552.3348 | 319.4911 | 11216.5626 | 7016.281 | 4838.6098 | 3.3628e-06 | 0 | 0.016271 | 0.016271 | 0 | 0.0014471 | 0.0014471 | 0 | 0.0014471
[79 empty] | WLDFR | HFTD - Distribution - Tier 3 - 1QU CoRE ¦ 4QU LoRE | Non-Red Flag Warning - Catastrophic Fires | 2051 | 0 | 18552.3348 | 319.4911 | 11216.5626 | 7016.281 | 4838.6098 | 3.3628e-06 | 0 | 0.016271 | 0.016271 | 0 | 0.0014471 | 0.0014471 | 0 | 0.0014471
[79 empty] | WLDFR | HFTD - Distribution - Tier 3 - 1QU CoRE ¦ 4QU LoRE | Non-Red Flag Warning - Catastrophic Fires | 2052 | 0 | 18552.3348 | 319.4911 | 11216.5626 | 7016.281 | 4838.6098 | 3.3628e-06 | 0 | 0.016271 | 0.016271 | 0 | 0.0014471 | 0.0014471 | 0 | 0.0014471
[79 empty] | WLDFR | HFTD - Distribution - Tier 3 - 1QU CoRE ¦ 4QU LoRE | Non-Red Flag Warning - Catastrophic Fires | 2053 | 0 | 19462.1283 | 340.5356 | 11757.1413 | 7364.4514 | 5078.7171 | 3.3628e-06 | 0 | 0.017079 | 0.017079 | 0 | 0.0014471 | 0.0014471 | 0 | 0.0014471
[79 empty] | WLDFR | HFTD - Distribution - Tier 3 - 1QU CoRE ¦ 4QU LoRE | Non-Red Flag Warning - Catastrophic Fires | 2054 | 0 | 19462.1283 | 340.5356 | 11757.1413 | 7364.4514 | 5078.7171 | 3.3628e-06 | 0 | 0.017079 | 0.017079 | 0 | 0.0015189 | 0.0015189 | 0 | 0.0015189
[79 empty] | WLDFR | HFTD - Distribution - Tier 3 - 1QU CoRE ¦ 4QU LoRE | Non-Red Flag Warning - Catastrophic Fires | 2055 | 0 | 19462.1283 | 340.5356 | 11757.1413 | 7364.4514 | 5078.7171 | 3.3628e-06 | 0 | 0.017079 | 0.017079 | 0 | 0.0015189 | 0.0015189 | 0 | 0.0015189
[79 empty] | WLDFR | HFTD - Distribution - Tier 3 - 1QU CoRE ¦ 4QU LoRE | Non-Red Flag Warning - Large Fires | 2026 | 0 | 5.475 | 0.71896 | 3.0715 | 1.6846 | 1.1617 | 2.5268e-05 | 0 | 2.9354e-05 | 2.9354e-05 | 0 | 0.0015189 | 0.0015189 | 0 | 0.0015189
[79 empty] | WLDFR | HFTD - Distribution - Tier 3 - 1QU CoRE ¦ 4QU LoRE | Non-Red Flag Warning - Large Fires | 2027 | 0 | 5.475 | 0.71896 | 3.0715 | 1.6846 | 1.1617 | 2.5268e-05 | 0 | 2.9354e-05 | 2.9354e-05 | 0 | 0.0015189 | 0.0015189 | 0 | 0.0015189
[79 empty] | WLDFR | HFTD - Distribution - Tier 3 - 1QU CoRE ¦ 4QU LoRE | Non-Red Flag Warning - Large Fires | 2028 | 0 | 5.777 | 0.74734 | 3.238 | 1.7917 | 1.2356 | 2.5268e-05 | 0 | 3.1221e-05 | 3.1221e-05 | 0 | 0.0015189 | 0.0015189 | 0 | 0.0015189
[79 empty] | WLDFR | HFTD - Distribution - Tier 3 - 1QU CoRE ¦ 4QU LoRE | Non-Red Flag Warning - Large Fires | 2029 | 0 | 5.777 | 0.74734 | 3.238 | 1.7917 | 1.2356 | 2.5268e-05 | 0 | 3.1221e-05 | 3.1221e-05 | 0 | 0.0015941 | 0.0015941 | 0 | 0.0015941
[79 empty] | WLDFR | HFTD - Distribution - Tier 3 - 1QU CoRE ¦ 4QU LoRE | Non-Red Flag Warning - Large Fires | 2030 | 0 | 5.777 | 0.74734 | 3.238 | 1.7917 | 1.2356 | 2.5268e-05 | 0 | 3.1221e-05 | 3.1221e-05 | 0 | 0.0015941 | 0.0015941 | 0 | 0.0015941
[79 empty] | WLDFR | HFTD - Distribution - Tier 3 - 1QU CoRE ¦ 4QU LoRE | Non-Red Flag Warning - Large Fires | 2031 | 0 | 5.777 | 0.74734 | 3.238 | 1.7917 | 1.2356 | 2.5268e-05 | 0 | 3.1221e-05 | 3.1221e-05 | 0 | 0.0015941 | 0.0015941 | 0 | 0.0015941
[79 empty] | WLDFR | HFTD - Distribution - Tier 3 - 1QU CoRE ¦ 4QU LoRE | Non-Red Flag Warning - Large Fires | 2032 | 0 | 5.777 | 0.74734 | 3.238 | 1.7917 | 1.2356 | 2.5268e-05 | 0 | 3.1221e-05 | 3.1221e-05 | 0 | 0.0015941 | 0.0015941 | 0 | 0.0015941
[79 empty] | WLDFR | HFTD - Distribution - Tier 3 - 1QU CoRE ¦ 4QU LoRE | Non-Red Flag Warning - Large Fires | 2033 | 0 | 6.1205 | 0.77885 | 3.4265 | 1.9151 | 1.3207 | 2.5268e-05 | 0 | 3.3372e-05 | 3.3372e-05 | 0 | 0 | 0.0015941 | 0 | 0.0015941
[79 empty] | WLDFR | HFTD - Distribution - Tier 3 - 1QU CoRE ¦ 4QU LoRE | Non-Red Flag Warning - Large Fires | 2034 | 0 | 6.1205 | 0.77885 | 3.4265 | 1.9151 | 1.3207 | 2.5268e-05 | 0 | 3.3372e-05 | 3.3372e-05 | 0 | 7.3666e-06 | 0 | 0 | 0
[79 empty] | WLDFR | HFTD - Distribution - Tier 3 - 1QU CoRE ¦ 4QU LoRE | Non-Red Flag Warning - Large Fires | 2035 | 0 | 6.1205 | 0.77885 | 3.4265 | 1.9151 | 1.3207 | 2.5268e-05 | 0 | 3.3372e-05 | 3.3372e-05 | 0 | 7.6962e-06 | 7.6962e-06 | 0 | 7.6962e-06
[79 empty] | WLDFR | HFTD - Distribution - Tier 3 - 1QU CoRE ¦ 4QU LoRE | Non-Red Flag Warning - Large Fires | 2036 | 0 | 6.1205 | 0.77885 | 3.4265 | 1.9151 | 1.3207 | 2.5268e-05 | 0 | 3.3372e-05 | 3.3372e-05 | 0 | 7.6962e-06 | 7.6962e-06 | 0 | 7.6962e-06
[79 empty] | WLDFR | HFTD - Distribution - Tier 3 - 1QU CoRE ¦ 4QU LoRE | Non-Red Flag Warning - Large Fires | 2037 | 0 | 6.1205 | 0.77885 | 3.4265 | 1.9151 | 1.3207 | 2.5268e-05 | 0 | 3.3372e-05 | 3.3372e-05 | 0 | 7.6962e-06 | 7.6962e-06 | 0 | 7.6962e-06
[79 empty] | WLDFR | HFTD - Distribution - Tier 3 - 1QU CoRE ¦ 4QU LoRE | Non-Red Flag Warning - Large Fires | 2038 | 0 | 6.5028 | 0.81304 | 3.6355 | 2.0543 | 1.4167 | 2.5268e-05 | 0 | 3.5796e-05 | 3.5796e-05 | 0 | 7.6962e-06 | 7.6962e-06 | 0 | 7.6962e-06
[79 empty] | WLDFR | HFTD - Distribution - Tier 3 - 1QU CoRE ¦ 4QU LoRE | Non-Red Flag Warning - Large Fires | 2039 | 0 | 6.5028 | 0.81304 | 3.6355 | 2.0543 | 1.4167 | 2.5268e-05 | 0 | 3.5796e-05 | 3.5796e-05 | 0 | 7.6962e-06 | 7.6962e-06 | 0 | 7.6962e-06
[79 empty] | WLDFR | HFTD - Distribution - Tier 3 - 1QU CoRE ¦ 4QU LoRE | Non-Red Flag Warning - Large Fires | 2040 | 0 | 6.5028 | 0.81304 | 3.6355 | 2.0543 | 1.4167 | 2.5268e-05 | 0 | 3.5796e-05 | 3.5796e-05 | 0 | 8.1207e-06 | 8.1207e-06 | 0 | 8.1207e-06
[79 empty] | WLDFR | HFTD - Distribution - Tier 3 - 1QU CoRE ¦ 4QU LoRE | Non-Red Flag Warning - Large Fires | 2041 | 0 | 6.5028 | 0.81304 | 3.6355 | 2.0543 | 1.4167 | 2.5268e-05 | 0 | 3.5796e-05 | 3.5796e-05 | 0 | 8.1207e-06 | 8.1207e-06 | 0 | 8.1207e-06
[79 empty] | WLDFR | HFTD - Distribution - Tier 3 - 1QU CoRE ¦ 4QU LoRE | Non-Red Flag Warning - Large Fires | 2042 | 0 | 6.5028 | 0.81304 | 3.6355 | 2.0543 | 1.4167 | 2.5268e-05 | 0 | 3.5796e-05 | 3.5796e-05 | 0 | 8.1207e-06 | 8.1207e-06 | 0 | 8.1207e-06
[79 empty] | WLDFR | HFTD - Distribution - Tier 3 - 1QU CoRE ¦ 4QU LoRE | Non-Red Flag Warning - Large Fires | 2043 | 0 | 6.9209 | 0.84944 | 3.8632 | 2.2083 | 1.5229 | 2.5268e-05 | 0 | 3.848e-05 | 3.848e-05 | 0 | 8.1207e-06 | 8.1207e-06 | 0 | 8.1207e-06
[79 empty] | WLDFR | HFTD - Distribution - Tier 3 - 1QU CoRE ¦ 4QU LoRE | Non-Red Flag Warning - Large Fires | 2044 | 0 | 6.9209 | 0.84944 | 3.8632 | 2.2083 | 1.5229 | 2.5268e-05 | 0 | 3.848e-05 | 3.848e-05 | 0 | 8.1207e-06 | 8.1207e-06 | 0 | 8.1207e-06
[79 empty] | WLDFR | HFTD - Distribution - Tier 3 - 1QU CoRE ¦ 4QU LoRE | Non-Red Flag Warning - Large Fires | 2045 | 0 | 6.9209 | 0.84944 | 3.8632 | 2.2083 | 1.5229 | 2.5268e-05 | 0 | 3.848e-05 | 3.848e-05 | 0 | 8.6036e-06 | 8.6036e-06 | 0 | 8.6036e-06
[79 empty] | WLDFR | HFTD - Distribution - Tier 3 - 1QU CoRE ¦ 4QU LoRE | Non-Red Flag Warning - Large Fires | 2046 | 0 | 6.9209 | 0.84944 | 3.8632 | 2.2083 | 1.5229 | 2.5268e-05 | 0 | 3.848e-05 | 3.848e-05 | 0 | 8.6036e-06 | 8.6036e-06 | 0 | 8.6036e-06
[79 empty] | WLDFR | HFTD - Distribution - Tier 3 - 1QU CoRE ¦ 4QU LoRE | Non-Red Flag Warning - Large Fires | 2047 | 0 | 6.9209 | 0.84944 | 3.8632 | 2.2083 | 1.5229 | 2.5268e-05 | 0 | 3.848e-05 | 3.848e-05 | 0 | 8.6036e-06 | 8.6036e-06 | 0 | 8.6036e-06
[79 empty] | WLDFR | HFTD - Distribution - Tier 3 - 1QU CoRE ¦ 4QU LoRE | Non-Red Flag Warning - Large Fires | 2048 | 0 | 7.3713 | 0.88759 | 4.1075 | 2.3763 | 1.6388 | 2.5268e-05 | 0 | 4.1407e-05 | 4.1407e-05 | 0 | 8.6036e-06 | 8.6036e-06 | 0 | 8.6036e-06
[79 empty] | WLDFR | HFTD - Distribution - Tier 3 - 1QU CoRE ¦ 4QU LoRE | Non-Red Flag Warning - Large Fires | 2049 | 0 | 7.3713 | 0.88759 | 4.1075 | 2.3763 | 1.6388 | 2.5268e-05 | 0 | 4.1407e-05 | 4.1407e-05 | 0 | 8.6036e-06 | 8.6036e-06 | 0 | 8.6036e-06
[79 empty] | WLDFR | HFTD - Distribution - Tier 3 - 1QU CoRE ¦ 4QU LoRE | Non-Red Flag Warning - Large Fires | 2050 | 0 | 7.3713 | 0.88759 | 4.1075 | 2.3763 | 1.6388 | 2.5268e-05 | 0 | 4.1407e-05 | 4.1407e-05 | 0 | 9.141e-06 | 9.141e-06 | 0 | 9.141e-06
[79 empty] | WLDFR | HFTD - Distribution - Tier 3 - 1QU CoRE ¦ 4QU LoRE | Non-Red Flag Warning - Large Fires | 2051 | 0 | 7.3713 | 0.88759 | 4.1075 | 2.3763 | 1.6388 | 2.5268e-05 | 0 | 4.1407e-05 | 4.1407e-05 | 0 | 9.141e-06 | 9.141e-06 | 0 | 9.141e-06
[79 empty] | WLDFR | HFTD - Distribution - Tier 3 - 1QU CoRE ¦ 4QU LoRE | Non-Red Flag Warning - Large Fires | 2052 | 0 | 7.3713 | 0.88759 | 4.1075 | 2.3763 | 1.6388 | 2.5268e-05 | 0 | 4.1407e-05 | 4.1407e-05 | 0 | 9.141e-06 | 9.141e-06 | 0 | 9.141e-06
[79 empty] | WLDFR | HFTD - Distribution - Tier 3 - 1QU CoRE ¦ 4QU LoRE | Non-Red Flag Warning - Large Fires | 2053 | 0 | 7.8503 | 0.92702 | 4.3664 | 2.5569 | 1.7633 | 2.5268e-05 | 0 | 4.4554e-05 | 4.4554e-05 | 0 | 9.141e-06 | 9.141e-06 | 0 | 9.141e-06
[79 empty] | WLDFR | HFTD - Distribution - Tier 3 - 1QU CoRE ¦ 4QU LoRE | Non-Red Flag Warning - Large Fires | 2054 | 0 | 7.8503 | 0.92702 | 4.3664 | 2.5569 | 1.7633 | 2.5268e-05 | 0 | 4.4554e-05 | 4.4554e-05 | 0 | 9.141e-06 | 9.141e-06 | 0 | 9.141e-06
[79 empty] | WLDFR | HFTD - Distribution - Tier 3 - 1QU CoRE ¦ 4QU LoRE | Non-Red Flag Warning - Large Fires | 2055 | 0 | 7.8503 | 0.92702 | 4.3664 | 2.5569 | 1.7633 | 2.5268e-05 | 0 | 4.4554e-05 | 4.4554e-05 | 0 | 9.7287e-06 | 9.7287e-06 | 0 | 9.7287e-06
[79 empty] | WLDFR | HFTD - Distribution - Tier 3 - 1QU CoRE ¦ 4QU LoRE | Non-Red Flag Warning - Small Fires | 2026 | 0 | 0.080408 | 0.03759 | 0.0016314 | 0.041187 | 0.028403 | 0.0029513 | 0 | 8.3828e-05 | 8.3828e-05 | 0 | 9.7287e-06 | 9.7287e-06 | 0 | 9.7287e-06
[79 empty] | WLDFR | HFTD - Distribution - Tier 3 - 1QU CoRE ¦ 4QU LoRE | Non-Red Flag Warning - Small Fires | 2027 | 0 | 0.080408 | 0.03759 | 0.0016314 | 0.041187 | 0.028403 | 0.0029513 | 0 | 8.3828e-05 | 8.3828e-05 | 0 | 9.7287e-06 | 9.7287e-06 | 0 | 9.7287e-06
[79 empty] | WLDFR | HFTD - Distribution - Tier 3 - 1QU CoRE ¦ 4QU LoRE | Non-Red Flag Warning - Small Fires | 2028 | 0 | 0.083606 | 0.039055 | 0.001695 | 0.042856 | 0.029555 | 0.0029513 | 0 | 8.7226e-05 | 8.7226e-05 | 0 | 9.7287e-06 | 9.7287e-06 | 0 | 9.7287e-06
[79 empty] | WLDFR | HFTD - Distribution - Tier 3 - 1QU CoRE ¦ 4QU LoRE | Non-Red Flag Warning - Small Fires | 2029 | 0 | 0.083606 | 0.039055 | 0.001695 | 0.042856 | 0.029555 | 0.0029513 | 0 | 8.7226e-05 | 8.7226e-05 | 0 | 9.7287e-06 | 9.7287e-06 | 0 | 9.7287e-06
[79 empty] | WLDFR | HFTD - Distribution - Tier 3 - 1QU CoRE ¦ 4QU LoRE | Non-Red Flag Warning - Small Fires | 2030 | 0 | 0.083606 | 0.039055 | 0.001695 | 0.042856 | 0.029555 | 0.0029513 | 0 | 8.7226e-05 | 8.7226e-05 | 0 | 1.0362e-05 | 1.0362e-05 | 0 | 1.0362e-05
[79 empty] | WLDFR | HFTD - Distribution - Tier 3 - 1QU CoRE ¦ 4QU LoRE | Non-Red Flag Warning - Small Fires | 2031 | 0 | 0.083606 | 0.039055 | 0.001695 | 0.042856 | 0.029555 | 0.0029513 | 0 | 8.7226e-05 | 8.7226e-05 | 0 | 1.0362e-05 | 1.0362e-05 | 0 | 1.0362e-05
[79 empty] | WLDFR | HFTD - Distribution - Tier 3 - 1QU CoRE ¦ 4QU LoRE | Non-Red Flag Warning - Small Fires | 2032 | 0 | 0.083606 | 0.039055 | 0.001695 | 0.042856 | 0.029555 | 0.0029513 | 0 | 8.7226e-05 | 8.7226e-05 | 0 | 1.0362e-05 | 1.0362e-05 | 0 | 1.0362e-05
[79 empty] | WLDFR | HFTD - Distribution - Tier 3 - 1QU CoRE ¦ 4QU LoRE | Non-Red Flag Warning - Small Fires | 2033 | 0 | 0.087211 | 0.040679 | 0.0017655 | 0.044766 | 0.030872 | 0.0029513 | 0 | 9.1114e-05 | 9.1114e-05 | 0 | 1.0362e-05 | 1.0362e-05 | 0 | 1.0362e-05
[79 empty] | WLDFR | HFTD - Distribution - Tier 3 - 1QU CoRE ¦ 4QU LoRE | Non-Red Flag Warning - Small Fires | 2034 | 0 | 0.087211 | 0.040679 | 0.0017655 | 0.044766 | 0.030872 | 0.0029513 | 0 | 9.1114e-05 | 9.1114e-05 | 0 | 0 | 1.0362e-05 | 0 | 1.0362e-05
[79 empty] | WLDFR | HFTD - Distribution - Tier 3 - 1QU CoRE ¦ 4QU LoRE | Non-Red Flag Warning - Small Fires | 2035 | 0 | 0.087211 | 0.040679 | 0.0017655 | 0.044766 | 0.030872 | 0.0029513 | 0 | 9.1114e-05 | 9.1114e-05 | 0 | 1.2676e-05 | 0 | 0 | 0
[79 empty] | WLDFR | HFTD - Distribution - Tier 3 - 1QU CoRE ¦ 4QU LoRE | Non-Red Flag Warning - Small Fires | 2036 | 0 | 0.087211 | 0.040679 | 0.0017655 | 0.044766 | 0.030872 | 0.0029513 | 0 | 9.1114e-05 | 9.1114e-05 | 0 | 1.3084e-05 | 1.3084e-05 | 0 | 1.3084e-05
[79 empty] | WLDFR | HFTD - Distribution - Tier 3 - 1QU CoRE ¦ 4QU LoRE | Non-Red Flag Warning - Small Fires | 2037 | 0 | 0.087211 | 0.040679 | 0.0017655 | 0.044766 | 0.030872 | 0.0029513 | 0 | 9.1114e-05 | 9.1114e-05 | 0 | 1.3084e-05 | 1.3084e-05 | 0 | 1.3084e-05
[79 empty] | WLDFR | HFTD - Distribution - Tier 3 - 1QU CoRE ¦ 4QU LoRE | Non-Red Flag Warning - Small Fires | 2038 | 0 | 0.091184 | 0.042438 | 0.0018418 | 0.046905 | 0.032347 | 0.0029513 | 0 | 9.5466e-05 | 9.5466e-05 | 0 | 1.3084e-05 | 1.3084e-05 | 0 | 1.3084e-05
[79 empty] | WLDFR | HFTD - Distribution - Tier 3 - 1QU CoRE ¦ 4QU LoRE | Non-Red Flag Warning - Small Fires | 2039 | 0 | 0.091184 | 0.042438 | 0.0018418 | 0.046905 | 0.032347 | 0.0029513 | 0 | 9.5466e-05 | 9.5466e-05 | 0 | 1.3084e-05 | 1.3084e-05 | 0 | 1.3084e-05
[79 empty] | WLDFR | HFTD - Distribution - Tier 3 - 1QU CoRE ¦ 4QU LoRE | Non-Red Flag Warning - Small Fires | 2040 | 0 | 0.091184 | 0.042438 | 0.0018418 | 0.046905 | 0.032347 | 0.0029513 | 0 | 9.5466e-05 | 9.5466e-05 | 0 | 1.3084e-05 | 1.3084e-05 | 0 | 1.3084e-05
[79 empty] | WLDFR | HFTD - Distribution - Tier 3 - 1QU CoRE ¦ 4QU LoRE | Non-Red Flag Warning - Small Fires | 2041 | 0 | 0.091184 | 0.042438 | 0.0018418 | 0.046905 | 0.032347 | 0.0029513 | 0 | 9.5466e-05 | 9.5466e-05 | 0 | 1.3604e-05 | 1.3604e-05 | 0 | 1.3604e-05
[79 empty] | WLDFR | HFTD - Distribution - Tier 3 - 1QU CoRE ¦ 4QU LoRE | Non-Red Flag Warning - Small Fires | 2042 | 0 | 0.091184 | 0.042438 | 0.0018418 | 0.046905 | 0.032347 | 0.0029513 | 0 | 9.5466e-05 | 9.5466e-05 | 0 | 1.3604e-05 | 1.3604e-05 | 0 | 1.3604e-05
[79 empty] | WLDFR | HFTD - Distribution - Tier 3 - 1QU CoRE ¦ 4QU LoRE | Non-Red Flag Warning - Small Fires | 2043 | 0 | 0.095486 | 0.044306 | 0.0019228 | 0.049257 | 0.033969 | 0.0029513 | 0 | 0.00010025 | 0.00010025 | 0 | 1.3604e-05 | 1.3604e-05 | 0 | 1.3604e-05
[79 empty] | WLDFR | HFTD - Distribution - Tier 3 - 1QU CoRE ¦ 4QU LoRE | Non-Red Flag Warning - Small Fires | 2044 | 0 | 0.095486 | 0.044306 | 0.0019228 | 0.049257 | 0.033969 | 0.0029513 | 0 | 0.00010025 | 0.00010025 | 0 | 1.3604e-05 | 1.3604e-05 | 0 | 1.3604e-05
[79 empty] | WLDFR | HFTD - Distribution - Tier 3 - 1QU CoRE ¦ 4QU LoRE | Non-Red Flag Warning - Small Fires | 2045 | 0 | 0.095486 | 0.044306 | 0.0019228 | 0.049257 | 0.033969 | 0.0029513 | 0 | 0.00010025 | 0.00010025 | 0 | 1.3604e-05 | 1.3604e-05 | 0 | 1.3604e-05
[79 empty] | WLDFR | HFTD - Distribution - Tier 3 - 1QU CoRE ¦ 4QU LoRE | Non-Red Flag Warning - Small Fires | 2046 | 0 | 0.095486 | 0.044306 | 0.0019228 | 0.049257 | 0.033969 | 0.0029513 | 0 | 0.00010025 | 0.00010025 | 0 | 1.419e-05 | 1.419e-05 | 0 | 1.419e-05
[79 empty] | WLDFR | HFTD - Distribution - Tier 3 - 1QU CoRE ¦ 4QU LoRE | Non-Red Flag Warning - Small Fires | 2047 | 0 | 0.095486 | 0.044306 | 0.0019228 | 0.049257 | 0.033969 | 0.0029513 | 0 | 0.00010025 | 0.00010025 | 0 | 1.419e-05 | 1.419e-05 | 0 | 1.419e-05
[79 empty] | WLDFR | HFTD - Distribution - Tier 3 - 1QU CoRE ¦ 4QU LoRE | Non-Red Flag Warning - Small Fires | 2048 | 0 | 0.10007 | 0.04626 | 0.0020076 | 0.051804 | 0.035726 | 0.0029513 | 0 | 0.00010544 | 0.00010544 | 0 | 1.419e-05 | 1.419e-05 | 0 | 1.419e-05
[79 empty] | WLDFR | HFTD - Distribution - Tier 3 - 1QU CoRE ¦ 4QU LoRE | Non-Red Flag Warning - Small Fires | 2049 | 0 | 0.10007 | 0.04626 | 0.0020076 | 0.051804 | 0.035726 | 0.0029513 | 0 | 0.00010544 | 0.00010544 | 0 | 1.419e-05 | 1.419e-05 | 0 | 1.419e-05
[79 empty] | WLDFR | HFTD - Distribution - Tier 3 - 1QU CoRE ¦ 4QU LoRE | Non-Red Flag Warning - Small Fires | 2050 | 0 | 0.10007 | 0.04626 | 0.0020076 | 0.051804 | 0.035726 | 0.0029513 | 0 | 0.00010544 | 0.00010544 | 0 | 1.419e-05 | 1.419e-05 | 0 | 1.419e-05
[79 empty] | WLDFR | HFTD - Distribution - Tier 3 - 1QU CoRE ¦ 4QU LoRE | Non-Red Flag Warning - Small Fires | 2051 | 0 | 0.10007 | 0.04626 | 0.0020076 | 0.051804 | 0.035726 | 0.0029513 | 0 | 0.00010544 | 0.00010544 | 0 | 1.4837e-05 | 1.4837e-05 | 0 | 1.4837e-05
[79 empty] | WLDFR | HFTD - Distribution - Tier 3 - 1QU CoRE ¦ 4QU LoRE | Non-Red Flag Warning - Small Fires | 2052 | 0 | 0.10007 | 0.04626 | 0.0020076 | 0.051804 | 0.035726 | 0.0029513 | 0 | 0.00010544 | 0.00010544 | 0 | 1.4837e-05 | 1.4837e-05 | 0 | 1.4837e-05
[79 empty] | WLDFR | HFTD - Distribution - Tier 3 - 1QU CoRE ¦ 4QU LoRE | Non-Red Flag Warning - Small Fires | 2053 | 0 | 0.10489 | 0.048274 | 0.002095 | 0.054525 | 0.037602 | 0.0029513 | 0 | 0.00011098 | 0.00011098 | 0 | 1.4837e-05 | 1.4837e-05 | 0 | 1.4837e-05
[79 empty] | WLDFR | HFTD - Distribution - Tier 3 - 1QU CoRE ¦ 4QU LoRE | Non-Red Flag Warning - Small Fires | 2054 | 0 | 0.10489 | 0.048274 | 0.002095 | 0.054525 | 0.037602 | 0.0029513 | 0 | 0.00011098 | 0.00011098 | 0 | 1.4837e-05 | 1.4837e-05 | 0 | 1.4837e-05
[79 empty] | WLDFR | HFTD - Distribution - Tier 3 - 1QU CoRE ¦ 4QU LoRE | Non-Red Flag Warning - Small Fires | 2055 | 0 | 0.10489 | 0.048274 | 0.002095 | 0.054525 | 0.037602 | 0.0029513 | 0 | 0.00011098 | 0.00011098 | 0 | 1.4837e-05 | 1.4837e-05 | 0 | 1.4837e-05
[79 empty] | WLDFR | HFTD - Distribution - Tier 3 - 1QU CoRE ¦ 4QU LoRE | Red Flag Warning - Catastrophic Fires | 2026 | 0 | 14664.6376 | 233.2301 | 8896.516 | 5534.8915 | 3817.0051 | 9.7447e-05 | 0 | 0.37195 | 0.37195 | 0 | 1.5537e-05 | 1.5537e-05 | 0 | 1.5537e-05
[79 empty] | WLDFR | HFTD - Distribution - Tier 3 - 1QU CoRE ¦ 4QU LoRE | Red Flag Warning - Catastrophic Fires | 2027 | 0 | 14664.6376 | 233.2301 | 8896.516 | 5534.8915 | 3817.0051 | 9.7447e-05 | 0 | 0.37195 | 0.37195 | 0 | 1.5537e-05 | 1.5537e-05 | 0 | 1.5537e-05
[79 empty] | WLDFR | HFTD - Distribution - Tier 3 - 1QU CoRE ¦ 4QU LoRE | Red Flag Warning - Catastrophic Fires | 2028 | 0 | 15317.9909 | 247.273 | 9287.6491 | 5783.0689 | 3988.1546 | 9.7447e-05 | 0 | 0.38863 | 0.38863 | 0 | 1.5537e-05 | 1.5537e-05 | 0 | 1.5537e-05
[79 empty] | WLDFR | HFTD - Distribution - Tier 3 - 1QU CoRE ¦ 4QU LoRE | Red Flag Warning - Catastrophic Fires | 2029 | 0 | 15317.9909 | 247.273 | 9287.6491 | 5783.0689 | 3988.1546 | 9.7447e-05 | 0 | 0.38863 | 0.38863 | 0 | 1.5537e-05 | 1.5537e-05 | 0 | 1.5537e-05
[79 empty] | WLDFR | HFTD - Distribution - Tier 3 - 1QU CoRE ¦ 4QU LoRE | Red Flag Warning - Catastrophic Fires | 2030 | 0 | 15317.9909 | 247.273 | 9287.6491 | 5783.0689 | 3988.1546 | 9.7447e-05 | 0 | 0.38863 | 0.38863 | 0 | 1.5537e-05 | 1.5537e-05 | 0 | 1.5537e-05
[79 empty] | WLDFR | HFTD - Distribution - Tier 3 - 1QU CoRE ¦ 4QU LoRE | Red Flag Warning - Catastrophic Fires | 2031 | 0 | 15317.9909 | 247.273 | 9287.6491 | 5783.0689 | 3988.1546 | 9.7447e-05 | 0 | 0.38863 | 0.38863 | 0 | 1.6283e-05 | 1.6283e-05 | 0 | 1.6283e-05
[79 empty] | WLDFR | HFTD - Distribution - Tier 3 - 1QU CoRE ¦ 4QU LoRE | Red Flag Warning - Catastrophic Fires | 2032 | 0 | 15317.9909 | 247.273 | 9287.6491 | 5783.0689 | 3988.1546 | 9.7447e-05 | 0 | 0.38863 | 0.38863 | 0 | 1.6283e-05 | 1.6283e-05 | 0 | 1.6283e-05
[79 empty] | WLDFR | HFTD - Distribution - Tier 3 - 1QU CoRE ¦ 4QU LoRE | Red Flag Warning - Catastrophic Fires | 2033 | 0 | 16044.1264 | 263.1074 | 9721.74 | 6059.2791 | 4178.6364 | 9.7447e-05 | 0 | 0.40719 | 0.40719 | 0 | 1.6283e-05 | 1.6283e-05 | 0 | 1.6283e-05
[79 empty] | WLDFR | HFTD - Distribution - Tier 3 - 1QU CoRE ¦ 4QU LoRE | Red Flag Warning - Catastrophic Fires | 2034 | 0 | 16044.1264 | 263.1074 | 9721.74 | 6059.2791 | 4178.6364 | 9.7447e-05 | 0 | 0.40719 | 0.40719 | 0 | 1.6283e-05 | 1.6283e-05 | 0 | 1.6283e-05
[79 empty] | WLDFR | HFTD - Distribution - Tier 3 - 1QU CoRE ¦ 4QU LoRE | Red Flag Warning - Catastrophic Fires | 2035 | 0 | 16044.1264 | 263.1074 | 9721.74 | 6059.2791 | 4178.6364 | 9.7447e-05 | 0 | 0.40719 | 0.40719 | 0 | 0 | 1.6283e-05 | 0 | 1.6283e-05
[79 empty] | WLDFR | HFTD - Distribution - Tier 3 - 1QU CoRE ¦ 4QU LoRE | Red Flag Warning - Catastrophic Fires | 2036 | 0 | 16044.1264 | 263.1074 | 9721.74 | 6059.2791 | 4178.6364 | 9.7447e-05 | 0 | 0.40719 | 0.40719 | 0 | 0.074168 | 0 | 0 | 0
[79 empty] | WLDFR | HFTD - Distribution - Tier 3 - 1QU CoRE ¦ 4QU LoRE | Red Flag Warning - Catastrophic Fires | 2037 | 0 | 16044.1264 | 263.1074 | 9721.74 | 6059.2791 | 4178.6364 | 9.7447e-05 | 0 | 0.40719 | 0.40719 | 0 | 0.076886 | 0.076886 | 0 | 0.076886
[79 empty] | WLDFR | HFTD - Distribution - Tier 3 - 1QU CoRE ¦ 4QU LoRE | Red Flag Warning - Catastrophic Fires | 2038 | 0 | 16832.3912 | 280.5544 | 10192.2718 | 6359.5651 | 4385.7214 | 9.7447e-05 | 0 | 0.42737 | 0.42737 | 0 | 0.076886 | 0.076886 | 0 | 0.076886
[79 empty] | WLDFR | HFTD - Distribution - Tier 3 - 1QU CoRE ¦ 4QU LoRE | Red Flag Warning - Catastrophic Fires | 2039 | 0 | 16832.3912 | 280.5544 | 10192.2718 | 6359.5651 | 4385.7214 | 9.7447e-05 | 0 | 0.42737 | 0.42737 | 0 | 0.076886 | 0.076886 | 0 | 0.076886
[79 empty] | WLDFR | HFTD - Distribution - Tier 3 - 1QU CoRE ¦ 4QU LoRE | Red Flag Warning - Catastrophic Fires | 2040 | 0 | 16832.3912 | 280.5544 | 10192.2718 | 6359.5651 | 4385.7214 | 9.7447e-05 | 0 | 0.42737 | 0.42737 | 0 | 0.076886 | 0.076886 | 0 | 0.076886
[79 empty] | WLDFR | HFTD - Distribution - Tier 3 - 1QU CoRE ¦ 4QU LoRE | Red Flag Warning - Catastrophic Fires | 2041 | 0 | 16832.3912 | 280.5544 | 10192.2718 | 6359.5651 | 4385.7214 | 9.7447e-05 | 0 | 0.42737 | 0.42737 | 0 | 0.076886 | 0.076886 | 0 | 0.076886
[79 empty] | WLDFR | HFTD - Distribution - Tier 3 - 1QU CoRE ¦ 4QU LoRE | Red Flag Warning - Catastrophic Fires | 2042 | 0 | 16832.3912 | 280.5544 | 10192.2718 | 6359.5651 | 4385.7214 | 9.7447e-05 | 0 | 0.42737 | 0.42737 | 0 | 0.080312 | 0.080312 | 0 | 0.080312
[79 empty] | WLDFR | HFTD - Distribution - Tier 3 - 1QU CoRE ¦ 4QU LoRE | Red Flag Warning - Catastrophic Fires | 2043 | 0 | 17672.0852 | 299.42 | 10692.7362 | 6679.929 | 4606.6527 | 9.7447e-05 | 0 | 0.4489 | 0.4489 | 0 | 0.080312 | 0.080312 | 0 | 0.080312
[79 empty] | WLDFR | HFTD - Distribution - Tier 3 - 1QU CoRE ¦ 4QU LoRE | Red Flag Warning - Catastrophic Fires | 2044 | 0 | 17672.0852 | 299.42 | 10692.7362 | 6679.929 | 4606.6527 | 9.7447e-05 | 0 | 0.4489 | 0.4489 | 0 | 0.080312 | 0.080312 | 0 | 0.080312
[79 empty] | WLDFR | HFTD - Distribution - Tier 3 - 1QU CoRE ¦ 4QU LoRE | Red Flag Warning - Catastrophic Fires | 2045 | 0 | 17672.0852 | 299.42 | 10692.7362 | 6679.929 | 4606.6527 | 9.7447e-05 | 0 | 0.4489 | 0.4489 | 0 | 0.080312 | 0.080312 | 0 | 0.080312
[79 empty] | WLDFR | HFTD - Distribution - Tier 3 - 1QU CoRE ¦ 4QU LoRE | Red Flag Warning - Catastrophic Fires | 2046 | 0 | 17672.0852 | 299.42 | 10692.7362 | 6679.929 | 4606.6527 | 9.7447e-05 | 0 | 0.4489 | 0.4489 | 0 | 0.080312 | 0.080312 | 0 | 0.080312
[79 empty] | WLDFR | HFTD - Distribution - Tier 3 - 1QU CoRE ¦ 4QU LoRE | Red Flag Warning - Catastrophic Fires | 2047 | 0 | 17672.0852 | 299.42 | 10692.7362 | 6679.929 | 4606.6527 | 9.7447e-05 | 0 | 0.4489 | 0.4489 | 0 | 0.084119 | 0.084119 | 0 | 0.084119
[79 empty] | WLDFR | HFTD - Distribution - Tier 3 - 1QU CoRE ¦ 4QU LoRE | Red Flag Warning - Catastrophic Fires | 2048 | 0 | 18552.3348 | 319.4911 | 11216.5626 | 7016.281 | 4838.6098 | 9.7447e-05 | 0 | 0.47151 | 0.47151 | 0 | 0.084119 | 0.084119 | 0 | 0.084119
[79 empty] | WLDFR | HFTD - Distribution - Tier 3 - 1QU CoRE ¦ 4QU LoRE | Red Flag Warning - Catastrophic Fires | 2049 | 0 | 18552.3348 | 319.4911 | 11216.5626 | 7016.281 | 4838.6098 | 9.7447e-05 | 0 | 0.47151 | 0.47151 | 0 | 0.084119 | 0.084119 | 0 | 0.084119
[79 empty] | WLDFR | HFTD - Distribution - Tier 3 - 1QU CoRE ¦ 4QU LoRE | Red Flag Warning - Catastrophic Fires | 2050 | 0 | 18552.3348 | 319.4911 | 11216.5626 | 7016.281 | 4838.6098 | 9.7447e-05 | 0 | 0.47151 | 0.47151 | 0 | 0.084119 | 0.084119 | 0 | 0.084119
[79 empty] | WLDFR | HFTD - Distribution - Tier 3 - 1QU CoRE ¦ 4QU LoRE | Red Flag Warning - Catastrophic Fires | 2051 | 0 | 18552.3348 | 319.4911 | 11216.5626 | 7016.281 | 4838.6098 | 9.7447e-05 | 0 | 0.47151 | 0.47151 | 0 | 0.084119 | 0.084119 | 0 | 0.084119
[79 empty] | WLDFR | HFTD - Distribution - Tier 3 - 1QU CoRE ¦ 4QU LoRE | Red Flag Warning - Catastrophic Fires | 2052 | 0 | 18552.3348 | 319.4911 | 11216.5626 | 7016.281 | 4838.6098 | 9.7447e-05 | 0 | 0.47151 | 0.47151 | 0 | 0.088252 | 0.088252 | 0 | 0.088252
[79 empty] | WLDFR | HFTD - Distribution - Tier 3 - 1QU CoRE ¦ 4QU LoRE | Red Flag Warning - Catastrophic Fires | 2053 | 0 | 19462.1283 | 340.5356 | 11757.1413 | 7364.4514 | 5078.7171 | 9.7447e-05 | 0 | 0.4949 | 0.4949 | 0 | 0.088252 | 0.088252 | 0 | 0.088252
[79 empty] | WLDFR | HFTD - Distribution - Tier 3 - 1QU CoRE ¦ 4QU LoRE | Red Flag Warning - Catastrophic Fires | 2054 | 0 | 19462.1283 | 340.5356 | 11757.1413 | 7364.4514 | 5078.7171 | 9.7447e-05 | 0 | 0.4949 | 0.4949 | 0 | 0.088252 | 0.088252 | 0 | 0.088252
[79 empty] | WLDFR | HFTD - Distribution - Tier 3 - 1QU CoRE ¦ 4QU LoRE | Red Flag Warning - Catastrophic Fires | 2055 | 0 | 19462.1283 | 340.5356 | 11757.1413 | 7364.4514 | 5078.7171 | 9.7447e-05 | 0 | 0.4949 | 0.4949 | 0 | 0.088252 | 0.088252 | 0 | 0.088252
[79 empty] | WLDFR | HFTD - Distribution - Tier 3 - 1QU CoRE ¦ 4QU LoRE | Red Flag Warning - Large Fires | 2026 | 0 | 5.475 | 0.71896 | 3.0715 | 1.6846 | 1.1617 | 4.7455e-05 | 0 | 5.5129e-05 | 5.5129e-05 | 0 | 0.088252 | 0.088252 | 0 | 0.088252
[79 empty] | WLDFR | HFTD - Distribution - Tier 3 - 1QU CoRE ¦ 4QU LoRE | Red Flag Warning - Large Fires | 2027 | 0 | 5.475 | 0.71896 | 3.0715 | 1.6846 | 1.1617 | 4.7455e-05 | 0 | 5.5129e-05 | 5.5129e-05 | 0 | 0.092654 | 0.092654 | 0 | 0.092654
[79 empty] | WLDFR | HFTD - Distribution - Tier 3 - 1QU CoRE ¦ 4QU LoRE | Red Flag Warning - Large Fires | 2028 | 0 | 5.777 | 0.74734 | 3.238 | 1.7917 | 1.2356 | 4.7455e-05 | 0 | 5.8636e-05 | 5.8636e-05 | 0 | 0.092654 | 0.092654 | 0 | 0.092654
[79 empty] | WLDFR | HFTD - Distribution - Tier 3 - 1QU CoRE ¦ 4QU LoRE | Red Flag Warning - Large Fires | 2029 | 0 | 5.777 | 0.74734 | 3.238 | 1.7917 | 1.2356 | 4.7455e-05 | 0 | 5.8636e-05 | 5.8636e-05 | 0 | 0.092654 | 0.092654 | 0 | 0.092654
[79 empty] | WLDFR | HFTD - Distribution - Tier 3 - 1QU CoRE ¦ 4QU LoRE | Red Flag Warning - Large Fires | 2030 | 0 | 5.777 | 0.74734 | 3.238 | 1.7917 | 1.2356 | 4.7455e-05 | 0 | 5.8636e-05 | 5.8636e-05 | 0 | 0.092654 | 0.092654 | 0 | 0.092654
[79 empty] | WLDFR | HFTD - Distribution - Tier 3 - 1QU CoRE ¦ 4QU LoRE | Red Flag Warning - Large Fires | 2031 | 0 | 5.777 | 0.74734 | 3.238 | 1.7917 | 1.2356 | 4.7455e-05 | 0 | 5.8636e-05 | 5.8636e-05 | 0 | 0.092654 | 0.092654 | 0 | 0.092654
[79 empty] | WLDFR | HFTD - Distribution - Tier 3 - 1QU CoRE ¦ 4QU LoRE | Red Flag Warning - Large Fires | 2032 | 0 | 5.777 | 0.74734 | 3.238 | 1.7917 | 1.2356 | 4.7455e-05 | 0 | 5.8636e-05 | 5.8636e-05 | 0 | 0.097269 | 0.097269 | 0 | 0.097269
[79 empty] | WLDFR | HFTD - Distribution - Tier 3 - 1QU CoRE ¦ 4QU LoRE | Red Flag Warning - Large Fires | 2033 | 0 | 6.1205 | 0.77885 | 3.4265 | 1.9151 | 1.3207 | 4.7455e-05 | 0 | 6.2675e-05 | 6.2675e-05 | 0 | 0.097269 | 0.097269 | 0 | 0.097269
[79 empty] | WLDFR | HFTD - Distribution - Tier 3 - 1QU CoRE ¦ 4QU LoRE | Red Flag Warning - Large Fires | 2034 | 0 | 6.1205 | 0.77885 | 3.4265 | 1.9151 | 1.3207 | 4.7455e-05 | 0 | 6.2675e-05 | 6.2675e-05 | 0 | 0.097269 | 0.097269 | 0 | 0.097269
[79 empty] | WLDFR | HFTD - Distribution - Tier 3 - 1QU CoRE ¦ 4QU LoRE | Red Flag Warning - Large Fires | 2035 | 0 | 6.1205 | 0.77885 | 3.4265 | 1.9151 | 1.3207 | 4.7455e-05 | 0 | 6.2675e-05 | 6.2675e-05 | 0 | 0.097269 | 0.097269 | 0 | 0.097269
[79 empty] | WLDFR | HFTD - Distribution - Tier 3 - 1QU CoRE ¦ 4QU LoRE | Red Flag Warning - Large Fires | 2036 | 0 | 6.1205 | 0.77885 | 3.4265 | 1.9151 | 1.3207 | 4.7455e-05 | 0 | 6.2675e-05 | 6.2675e-05 | 0 | 0 | 0.097269 | 0 | 0.097269
[79 empty] | WLDFR | HFTD - Distribution - Tier 3 - 1QU CoRE ¦ 4QU LoRE | Red Flag Warning - Large Fires | 2037 | 0 | 6.1205 | 0.77885 | 3.4265 | 1.9151 | 1.3207 | 4.7455e-05 | 0 | 6.2675e-05 | 6.2675e-05 | 0 | 0.0058509 | 0 | 0 | 0
[79 empty] | WLDFR | HFTD - Distribution - Tier 3 - 1QU CoRE ¦ 4QU LoRE | Red Flag Warning - Large Fires | 2038 | 0 | 6.5028 | 0.81304 | 3.6355 | 2.0543 | 1.4167 | 4.7455e-05 | 0 | 6.7227e-05 | 6.7227e-05 | 0 | 0.0060647 | 0.0060647 | 0 | 0.0060647
[79 empty] | WLDFR | HFTD - Distribution - Tier 3 - 1QU CoRE ¦ 4QU LoRE | Red Flag Warning - Large Fires | 2039 | 0 | 6.5028 | 0.81304 | 3.6355 | 2.0543 | 1.4167 | 4.7455e-05 | 0 | 6.7227e-05 | 6.7227e-05 | 0 | 0.0060647 | 0.0060647 | 0 | 0.0060647
[79 empty] | WLDFR | HFTD - Distribution - Tier 3 - 1QU CoRE ¦ 4QU LoRE | Red Flag Warning - Large Fires | 2040 | 0 | 6.5028 | 0.81304 | 3.6355 | 2.0543 | 1.4167 | 4.7455e-05 | 0 | 6.7227e-05 | 6.7227e-05 | 0 | 0.0060647 | 0.0060647 | 0 | 0.0060647
[79 empty] | WLDFR | HFTD - Distribution - Tier 3 - 1QU CoRE ¦ 4QU LoRE | Red Flag Warning - Large Fires | 2041 | 0 | 6.5028 | 0.81304 | 3.6355 | 2.0543 | 1.4167 | 4.7455e-05 | 0 | 6.7227e-05 | 6.7227e-05 | 0 | 0.0060647 | 0.0060647 | 0 | 0.0060647
[79 empty] | WLDFR | HFTD - Distribution - Tier 3 - 1QU CoRE ¦ 4QU LoRE | Red Flag Warning - Large Fires | 2042 | 0 | 6.5028 | 0.81304 | 3.6355 | 2.0543 | 1.4167 | 4.7455e-05 | 0 | 6.7227e-05 | 6.7227e-05 | 0 | 0.0060647 | 0.0060647 | 0 | 0.0060647
[79 empty] | WLDFR | HFTD - Distribution - Tier 3 - 1QU CoRE ¦ 4QU LoRE | Red Flag Warning - Large Fires | 2043 | 0 | 6.9209 | 0.84944 | 3.8632 | 2.2083 | 1.5229 | 4.7455e-05 | 0 | 7.2269e-05 | 7.2269e-05 | 0 | 0.0063338 | 0.0063338 | 0 | 0.0063338
[79 empty] | WLDFR | HFTD - Distribution - Tier 3 - 1QU CoRE ¦ 4QU LoRE | Red Flag Warning - Large Fires | 2044 | 0 | 6.9209 | 0.84944 | 3.8632 | 2.2083 | 1.5229 | 4.7455e-05 | 0 | 7.2269e-05 | 7.2269e-05 | 0 | 0.0063338 | 0.0063338 | 0 | 0.0063338
[79 empty] | WLDFR | HFTD - Distribution - Tier 3 - 1QU CoRE ¦ 4QU LoRE | Red Flag Warning - Large Fires | 2045 | 0 | 6.9209 | 0.84944 | 3.8632 | 2.2083 | 1.5229 | 4.7455e-05 | 0 | 7.2269e-05 | 7.2269e-05 | 0 | 0.0063338 | 0.0063338 | 0 | 0.0063338
[79 empty] | WLDFR | HFTD - Distribution - Tier 3 - 1QU CoRE ¦ 4QU LoRE | Red Flag Warning - Large Fires | 2046 | 0 | 6.9209 | 0.84944 | 3.8632 | 2.2083 | 1.5229 | 4.7455e-05 | 0 | 7.2269e-05 | 7.2269e-05 | 0 | 0.0063338 | 0.0063338 | 0 | 0.0063338
[79 empty] | WLDFR | HFTD - Distribution - Tier 3 - 1QU CoRE ¦ 4QU LoRE | Red Flag Warning - Large Fires | 2047 | 0 | 6.9209 | 0.84944 | 3.8632 | 2.2083 | 1.5229 | 4.7455e-05 | 0 | 7.2269e-05 | 7.2269e-05 | 0 | 0.0063338 | 0.0063338 | 0 | 0.0063338
[79 empty] | WLDFR | HFTD - Distribution - Tier 3 - 1QU CoRE ¦ 4QU LoRE | Red Flag Warning - Large Fires | 2048 | 0 | 7.3713 | 0.88759 | 4.1075 | 2.3763 | 1.6388 | 4.7455e-05 | 0 | 7.7766e-05 | 7.7766e-05 | 0 | 0.0066327 | 0.0066327 | 0 | 0.0066327
[79 empty] | WLDFR | HFTD - Distribution - Tier 3 - 1QU CoRE ¦ 4QU LoRE | Red Flag Warning - Large Fires | 2049 | 0 | 7.3713 | 0.88759 | 4.1075 | 2.3763 | 1.6388 | 4.7455e-05 | 0 | 7.7766e-05 | 7.7766e-05 | 0 | 0.0066327 | 0.0066327 | 0 | 0.0066327
[79 empty] | WLDFR | HFTD - Distribution - Tier 3 - 1QU CoRE ¦ 4QU LoRE | Red Flag Warning - Large Fires | 2050 | 0 | 7.3713 | 0.88759 | 4.1075 | 2.3763 | 1.6388 | 4.7455e-05 | 0 | 7.7766e-05 | 7.7766e-05 | 0 | 0.0066327 | 0.0066327 | 0 | 0.0066327
[79 empty] | WLDFR | HFTD - Distribution - Tier 3 - 1QU CoRE ¦ 4QU LoRE | Red Flag Warning - Large Fires | 2051 | 0 | 7.3713 | 0.88759 | 4.1075 | 2.3763 | 1.6388 | 4.7455e-05 | 0 | 7.7766e-05 | 7.7766e-05 | 0 | 0.0066327 | 0.0066327 | 0 | 0.0066327
[79 empty] | WLDFR | HFTD - Distribution - Tier 3 - 1QU CoRE ¦ 4QU LoRE | Red Flag Warning - Large Fires | 2052 | 0 | 7.3713 | 0.88759 | 4.1075 | 2.3763 | 1.6388 | 4.7455e-05 | 0 | 7.7766e-05 | 7.7766e-05 | 0 | 0.0066327 | 0.0066327 | 0 | 0.0066327
[79 empty] | WLDFR | HFTD - Distribution - Tier 3 - 1QU CoRE ¦ 4QU LoRE | Red Flag Warning - Large Fires | 2053 | 0 | 7.8503 | 0.92702 | 4.3664 | 2.5569 | 1.7633 | 4.7455e-05 | 0 | 8.3676e-05 | 8.3676e-05 | 0 | 0.0069569 | 0.0069569 | 0 | 0.0069569
[79 empty] | WLDFR | HFTD - Distribution - Tier 3 - 1QU CoRE ¦ 4QU LoRE | Red Flag Warning - Large Fires | 2054 | 0 | 7.8503 | 0.92702 | 4.3664 | 2.5569 | 1.7633 | 4.7455e-05 | 0 | 8.3676e-05 | 8.3676e-05 | 0 | 0.0069569 | 0.0069569 | 0 | 0.0069569
[79 empty] | WLDFR | HFTD - Distribution - Tier 3 - 1QU CoRE ¦ 4QU LoRE | Red Flag Warning - Large Fires | 2055 | 0 | 7.8503 | 0.92702 | 4.3664 | 2.5569 | 1.7633 | 4.7455e-05 | 0 | 8.3676e-05 | 8.3676e-05 | 0 | 0.0069569 | 0.0069569 | 0 | 0.0069569
[79 empty] | WLDFR | HFTD - Distribution - Tier 3 - 1QU CoRE ¦ 4QU LoRE | Red Flag Warning - Small Fires | 2026 | 0 | 0.080408 | 0.03759 | 0.0016314 | 0.041187 | 0.028403 | 0.00042685 | 0 | 1.2124e-05 | 1.2124e-05 | 0 | 0.0069569 | 0.0069569 | 0 | 0.0069569
[79 empty] | WLDFR | HFTD - Distribution - Tier 3 - 1QU CoRE ¦ 4QU LoRE | Red Flag Warning - Small Fires | 2027 | 0 | 0.080408 | 0.03759 | 0.0016314 | 0.041187 | 0.028403 | 0.00042685 | 0 | 1.2124e-05 | 1.2124e-05 | 0 | 0.0069569 | 0.0069569 | 0 | 0.0069569
[79 empty] | WLDFR | HFTD - Distribution - Tier 3 - 1QU CoRE ¦ 4QU LoRE | Red Flag Warning - Small Fires | 2028 | 0 | 0.083606 | 0.039055 | 0.001695 | 0.042856 | 0.029555 | 0.00042685 | 0 | 1.2616e-05 | 1.2616e-05 | 0 | 0.0073018 | 0.0073018 | 0 | 0.0073018
[79 empty] | WLDFR | HFTD - Distribution - Tier 3 - 1QU CoRE ¦ 4QU LoRE | Red Flag Warning - Small Fires | 2029 | 0 | 0.083606 | 0.039055 | 0.001695 | 0.042856 | 0.029555 | 0.00042685 | 0 | 1.2616e-05 | 1.2616e-05 | 0 | 0.0073018 | 0.0073018 | 0 | 0.0073018
[79 empty] | WLDFR | HFTD - Distribution - Tier 3 - 1QU CoRE ¦ 4QU LoRE | Red Flag Warning - Small Fires | 2030 | 0 | 0.083606 | 0.039055 | 0.001695 | 0.042856 | 0.029555 | 0.00042685 | 0 | 1.2616e-05 | 1.2616e-05 | 0 | 0.0073018 | 0.0073018 | 0 | 0.0073018
[79 empty] | WLDFR | HFTD - Distribution - Tier 3 - 1QU CoRE ¦ 4QU LoRE | Red Flag Warning - Small Fires | 2031 | 0 | 0.083606 | 0.039055 | 0.001695 | 0.042856 | 0.029555 | 0.00042685 | 0 | 1.2616e-05 | 1.2616e-05 | 0 | 0.0073018 | 0.0073018 | 0 | 0.0073018
[79 empty] | WLDFR | HFTD - Distribution - Tier 3 - 1QU CoRE ¦ 4QU LoRE | Red Flag Warning - Small Fires | 2032 | 0 | 0.083606 | 0.039055 | 0.001695 | 0.042856 | 0.029555 | 0.00042685 | 0 | 1.2616e-05 | 1.2616e-05 | 0 | 0.0073018 | 0.0073018 | 0 | 0.0073018
[79 empty] | WLDFR | HFTD - Distribution - Tier 3 - 1QU CoRE ¦ 4QU LoRE | Red Flag Warning - Small Fires | 2033 | 0 | 0.087211 | 0.040679 | 0.0017655 | 0.044766 | 0.030872 | 0.00042685 | 0 | 1.3178e-05 | 1.3178e-05 | 0 | 0.0076631 | 0.0076631 | 0 | 0.0076631
[79 empty] | WLDFR | HFTD - Distribution - Tier 3 - 1QU CoRE ¦ 4QU LoRE | Red Flag Warning - Small Fires | 2034 | 0 | 0.087211 | 0.040679 | 0.0017655 | 0.044766 | 0.030872 | 0.00042685 | 0 | 1.3178e-05 | 1.3178e-05 | 0 | 0.0076631 | 0.0076631 | 0 | 0.0076631
[79 empty] | WLDFR | HFTD - Distribution - Tier 3 - 1QU CoRE ¦ 4QU LoRE | Red Flag Warning - Small Fires | 2035 | 0 | 0.087211 | 0.040679 | 0.0017655 | 0.044766 | 0.030872 | 0.00042685 | 0 | 1.3178e-05 | 1.3178e-05 | 0 | 0.0076631 | 0.0076631 | 0 | 0.0076631
[79 empty] | WLDFR | HFTD - Distribution - Tier 3 - 1QU CoRE ¦ 4QU LoRE | Red Flag Warning - Small Fires | 2036 | 0 | 0.087211 | 0.040679 | 0.0017655 | 0.044766 | 0.030872 | 0.00042685 | 0 | 1.3178e-05 | 1.3178e-05 | 0 | 0.0076631 | 0.0076631 | 0 | 0.0076631
[79 empty] | WLDFR | HFTD - Distribution - Tier 3 - 1QU CoRE ¦ 4QU LoRE | Red Flag Warning - Small Fires | 2037 | 0 | 0.087211 | 0.040679 | 0.0017655 | 0.044766 | 0.030872 | 0.00042685 | 0 | 1.3178e-05 | 1.3178e-05 | 0 | 0 | 0.0076631 | 0 | 0.0076631
[79 empty] | WLDFR | HFTD - Distribution - Tier 3 - 1QU CoRE ¦ 4QU LoRE | Red Flag Warning - Small Fires | 2038 | 0 | 0.091184 | 0.042438 | 0.0018418 | 0.046905 | 0.032347 | 0.00042685 | 0 | 1.3807e-05 | 1.3807e-05 | 0 | 1.9576e-05 | 0 | 0 | 0
[79 empty] | WLDFR | HFTD - Distribution - Tier 3 - 1QU CoRE ¦ 4QU LoRE | Red Flag Warning - Small Fires | 2039 | 0 | 0.091184 | 0.042438 | 0.0018418 | 0.046905 | 0.032347 | 0.00042685 | 0 | 1.3807e-05 | 1.3807e-05 | 0 | 2.0452e-05 | 2.0452e-05 | 0 | 2.0452e-05
[79 empty] | WLDFR | HFTD - Distribution - Tier 3 - 1QU CoRE ¦ 4QU LoRE | Red Flag Warning - Small Fires | 2040 | 0 | 0.091184 | 0.042438 | 0.0018418 | 0.046905 | 0.032347 | 0.00042685 | 0 | 1.3807e-05 | 1.3807e-05 | 0 | 2.0452e-05 | 2.0452e-05 | 0 | 2.0452e-05
[79 empty] | WLDFR | HFTD - Distribution - Tier 3 - 1QU CoRE ¦ 4QU LoRE | Red Flag Warning - Small Fires | 2041 | 0 | 0.091184 | 0.042438 | 0.0018418 | 0.046905 | 0.032347 | 0.00042685 | 0 | 1.3807e-05 | 1.3807e-05 | 0 | 2.0452e-05 | 2.0452e-05 | 0 | 2.0452e-05
[79 empty] | WLDFR | HFTD - Distribution - Tier 3 - 1QU CoRE ¦ 4QU LoRE | Red Flag Warning - Small Fires | 2042 | 0 | 0.091184 | 0.042438 | 0.0018418 | 0.046905 | 0.032347 | 0.00042685 | 0 | 1.3807e-05 | 1.3807e-05 | 0 | 2.0452e-05 | 2.0452e-05 | 0 | 2.0452e-05
[79 empty] | WLDFR | HFTD - Distribution - Tier 3 - 1QU CoRE ¦ 4QU LoRE | Red Flag Warning - Small Fires | 2043 | 0 | 0.095486 | 0.044306 | 0.0019228 | 0.049257 | 0.033969 | 0.00042685 | 0 | 1.45e-05 | 1.45e-05 | 0 | 2.0452e-05 | 2.0452e-05 | 0 | 2.0452e-05
[79 empty] | WLDFR | HFTD - Distribution - Tier 3 - 1QU CoRE ¦ 4QU LoRE | Red Flag Warning - Small Fires | 2044 | 0 | 0.095486 | 0.044306 | 0.0019228 | 0.049257 | 0.033969 | 0.00042685 | 0 | 1.45e-05 | 1.45e-05 | 0 | 2.158e-05 | 2.158e-05 | 0 | 2.158e-05
[79 empty] | WLDFR | HFTD - Distribution - Tier 3 - 1QU CoRE ¦ 4QU LoRE | Red Flag Warning - Small Fires | 2045 | 0 | 0.095486 | 0.044306 | 0.0019228 | 0.049257 | 0.033969 | 0.00042685 | 0 | 1.45e-05 | 1.45e-05 | 0 | 2.158e-05 | 2.158e-05 | 0 | 2.158e-05
[79 empty] | WLDFR | HFTD - Distribution - Tier 3 - 1QU CoRE ¦ 4QU LoRE | Red Flag Warning - Small Fires | 2046 | 0 | 0.095486 | 0.044306 | 0.0019228 | 0.049257 | 0.033969 | 0.00042685 | 0 | 1.45e-05 | 1.45e-05 | 0 | 2.158e-05 | 2.158e-05 | 0 | 2.158e-05
[79 empty] | WLDFR | HFTD - Distribution - Tier 3 - 1QU CoRE ¦ 4QU LoRE | Red Flag Warning - Small Fires | 2047 | 0 | 0.095486 | 0.044306 | 0.0019228 | 0.049257 | 0.033969 | 0.00042685 | 0 | 1.45e-05 | 1.45e-05 | 0 | 2.158e-05 | 2.158e-05 | 0 | 2.158e-05
[79 empty] | WLDFR | HFTD - Distribution - Tier 3 - 1QU CoRE ¦ 4QU LoRE | Red Flag Warning - Small Fires | 2048 | 0 | 0.10007 | 0.04626 | 0.0020076 | 0.051804 | 0.035726 | 0.00042685 | 0 | 1.525e-05 | 1.525e-05 | 0 | 2.158e-05 | 2.158e-05 | 0 | 2.158e-05
[79 empty] | WLDFR | HFTD - Distribution - Tier 3 - 1QU CoRE ¦ 4QU LoRE | Red Flag Warning - Small Fires | 2049 | 0 | 0.10007 | 0.04626 | 0.0020076 | 0.051804 | 0.035726 | 0.00042685 | 0 | 1.525e-05 | 1.525e-05 | 0 | 2.2863e-05 | 2.2863e-05 | 0 | 2.2863e-05
[79 empty] | WLDFR | HFTD - Distribution - Tier 3 - 1QU CoRE ¦ 4QU LoRE | Red Flag Warning - Small Fires | 2050 | 0 | 0.10007 | 0.04626 | 0.0020076 | 0.051804 | 0.035726 | 0.00042685 | 0 | 1.525e-05 | 1.525e-05 | 0 | 2.2863e-05 | 2.2863e-05 | 0 | 2.2863e-05
[79 empty] | WLDFR | HFTD - Distribution - Tier 3 - 1QU CoRE ¦ 4QU LoRE | Red Flag Warning - Small Fires | 2051 | 0 | 0.10007 | 0.04626 | 0.0020076 | 0.051804 | 0.035726 | 0.00042685 | 0 | 1.525e-05 | 1.525e-05 | 0 | 2.2863e-05 | 2.2863e-05 | 0 | 2.2863e-05
[79 empty] | WLDFR | HFTD - Distribution - Tier 3 - 1QU CoRE ¦ 4QU LoRE | Red Flag Warning - Small Fires | 2052 | 0 | 0.10007 | 0.04626 | 0.0020076 | 0.051804 | 0.035726 | 0.00042685 | 0 | 1.525e-05 | 1.525e-05 | 0 | 2.2863e-05 | 2.2863e-05 | 0 | 2.2863e-05
[79 empty] | WLDFR | HFTD - Distribution - Tier 3 - 1QU CoRE ¦ 4QU LoRE | Red Flag Warning - Small Fires | 2053 | 0 | 0.10489 | 0.048274 | 0.002095 | 0.054525 | 0.037602 | 0.00042685 | 0 | 1.605e-05 | 1.605e-05 | 0 | 2.2863e-05 | 2.2863e-05 | 0 | 2.2863e-05
[79 empty] | WLDFR | HFTD - Distribution - Tier 3 - 1QU CoRE ¦ 4QU LoRE | Red Flag Warning - Small Fires | 2054 | 0 | 0.10489 | 0.048274 | 0.002095 | 0.054525 | 0.037602 | 0.00042685 | 0 | 1.605e-05 | 1.605e-05 | 0 | 2.4291e-05 | 2.4291e-05 | 0 | 2.4291e-05
[79 empty] | WLDFR | HFTD - Distribution - Tier 3 - 1QU CoRE ¦ 4QU LoRE | Red Flag Warning - Small Fires | 2055 | 0 | 0.10489 | 0.048274 | 0.002095 | 0.054525 | 0.037602 | 0.00042685 | 0 | 1.605e-05 | 1.605e-05 | 0 | 2.4291e-05 | 2.4291e-05 | 0 | 2.4291e-05
[79 empty] | WLDFR | HFTD - Distribution - Tier 3 - 1QU CoRE ¦ 4QU LoRE | Seismic - Non-Red Flag Warning - Catastrophic Fires | 2026 | 0 | 21835.9781 | 428.6023 | 13939.561 | 7467.8148 | 5149.9993 | 4.1403e-10 | 0 | 2.1323e-06 | 2.1323e-06 | 0 | 2.4291e-05 | 2.4291e-05 | 0 | 2.4291e-05
[79 empty] | WLDFR | HFTD - Distribution - Tier 3 - 1QU CoRE ¦ 4QU LoRE | Seismic - Non-Red Flag Warning - Catastrophic Fires | 2027 | 0 | 21835.9781 | 428.6023 | 13939.561 | 7467.8148 | 5149.9993 | 4.1403e-10 | 0 | 2.1323e-06 | 2.1323e-06 | 0 | 2.4291e-05 | 2.4291e-05 | 0 | 2.4291e-05
[79 empty] | WLDFR | HFTD - Distribution - Tier 3 - 1QU CoRE ¦ 4QU LoRE | Seismic - Non-Red Flag Warning - Catastrophic Fires | 2028 | 0 | 22783.187 | 453.261 | 14531.3357 | 7798.5904 | 5378.1107 | 4.1403e-10 | 0 | 2.2267e-06 | 2.2267e-06 | 0 | 2.4291e-05 | 2.4291e-05 | 0 | 2.4291e-05
[79 empty] | WLDFR | HFTD - Distribution - Tier 3 - 1QU CoRE ¦ 4QU LoRE | Seismic - Non-Red Flag Warning - Catastrophic Fires | 2029 | 0 | 22783.187 | 453.261 | 14531.3357 | 7798.5904 | 5378.1107 | 4.1403e-10 | 0 | 2.2267e-06 | 2.2267e-06 | 0 | 2.5853e-05 | 2.5853e-05 | 0 | 2.5853e-05
[79 empty] | WLDFR | HFTD - Distribution - Tier 3 - 1QU CoRE ¦ 4QU LoRE | Seismic - Non-Red Flag Warning - Catastrophic Fires | 2030 | 0 | 22783.187 | 453.261 | 14531.3357 | 7798.5904 | 5378.1107 | 4.1403e-10 | 0 | 2.2267e-06 | 2.2267e-06 | 0 | 2.5853e-05 | 2.5853e-05 | 0 | 2.5853e-05
[79 empty] | WLDFR | HFTD - Distribution - Tier 3 - 1QU CoRE ¦ 4QU LoRE | Seismic - Non-Red Flag Warning - Catastrophic Fires | 2031 | 0 | 22783.187 | 453.261 | 14531.3357 | 7798.5904 | 5378.1107 | 4.1403e-10 | 0 | 2.2267e-06 | 2.2267e-06 | 0 | 2.5853e-05 | 2.5853e-05 | 0 | 2.5853e-05
[79 empty] | WLDFR | HFTD - Distribution - Tier 3 - 1QU CoRE ¦ 4QU LoRE | Seismic - Non-Red Flag Warning - Catastrophic Fires | 2032 | 0 | 22783.187 | 453.261 | 14531.3357 | 7798.5904 | 5378.1107 | 4.1403e-10 | 0 | 2.2267e-06 | 2.2267e-06 | 0 | 2.5853e-05 | 2.5853e-05 | 0 | 2.5853e-05
[79 empty] | WLDFR | HFTD - Distribution - Tier 3 - 1QU CoRE ¦ 4QU LoRE | Seismic - Non-Red Flag Warning - Catastrophic Fires | 2033 | 0 | 23835.2641 | 480.9649 | 15187.7294 | 8166.5698 | 5631.8789 | 4.1403e-10 | 0 | 2.3318e-06 | 2.3318e-06 | 0 | 2.5853e-05 | 2.5853e-05 | 0 | 2.5853e-05
[79 empty] | WLDFR | HFTD - Distribution - Tier 3 - 1QU CoRE ¦ 4QU LoRE | Seismic - Non-Red Flag Warning - Catastrophic Fires | 2034 | 0 | 23835.2641 | 480.9649 | 15187.7294 | 8166.5698 | 5631.8789 | 4.1403e-10 | 0 | 2.3318e-06 | 2.3318e-06 | 0 | 2.7536e-05 | 2.7536e-05 | 0 | 2.7536e-05
[79 empty] | WLDFR | HFTD - Distribution - Tier 3 - 1QU CoRE ¦ 4QU LoRE | Seismic - Non-Red Flag Warning - Catastrophic Fires | 2035 | 0 | 23835.2641 | 480.9649 | 15187.7294 | 8166.5698 | 5631.8789 | 4.1403e-10 | 0 | 2.3318e-06 | 2.3318e-06 | 0 | 2.7536e-05 | 2.7536e-05 | 0 | 2.7536e-05
[79 empty] | WLDFR | HFTD - Distribution - Tier 3 - 1QU CoRE ¦ 4QU LoRE | Seismic - Non-Red Flag Warning - Catastrophic Fires | 2036 | 0 | 23835.2641 | 480.9649 | 15187.7294 | 8166.5698 | 5631.8789 | 4.1403e-10 | 0 | 2.3318e-06 | 2.3318e-06 | 0 | 2.7536e-05 | 2.7536e-05 | 0 | 2.7536e-05
[79 empty] | WLDFR | HFTD - Distribution - Tier 3 - 1QU CoRE ¦ 4QU LoRE | Seismic - Non-Red Flag Warning - Catastrophic Fires | 2037 | 0 | 23835.2641 | 480.9649 | 15187.7294 | 8166.5698 | 5631.8789 | 4.1403e-10 | 0 | 2.3318e-06 | 2.3318e-06 | 0 | 2.7536e-05 | 2.7536e-05 | 0 | 2.7536e-05
[79 empty] | WLDFR | HFTD - Distribution - Tier 3 - 1QU CoRE ¦ 4QU LoRE | Seismic - Non-Red Flag Warning - Catastrophic Fires | 2038 | 0 | 24976.6418 | 511.3745 | 15898.8237 | 8566.4437 | 5907.6423 | 4.1403e-10 | 0 | 2.446e-06 | 2.446e-06 | 0 | 0 | 2.7536e-05 | 0 | 2.7536e-05
[79 empty] | WLDFR | HFTD - Distribution - Tier 3 - 1QU CoRE ¦ 4QU LoRE | Seismic - Non-Red Flag Warning - Catastrophic Fires | 2039 | 0 | 24976.6418 | 511.3745 | 15898.8237 | 8566.4437 | 5907.6423 | 4.1403e-10 | 0 | 2.446e-06 | 2.446e-06 | 0 | 1.9001e-06 | 0 | 0 | 0
[79 empty] | WLDFR | HFTD - Distribution - Tier 3 - 1QU CoRE ¦ 4QU LoRE | Seismic - Non-Red Flag Warning - Catastrophic Fires | 2040 | 0 | 24976.6418 | 511.3745 | 15898.8237 | 8566.4437 | 5907.6423 | 4.1403e-10 | 0 | 2.446e-06 | 2.446e-06 | 0 | 1.9613e-06 | 1.9613e-06 | 0 | 1.9613e-06
[79 empty] | WLDFR | HFTD - Distribution - Tier 3 - 1QU CoRE ¦ 4QU LoRE | Seismic - Non-Red Flag Warning - Catastrophic Fires | 2041 | 0 | 24976.6418 | 511.3745 | 15898.8237 | 8566.4437 | 5907.6423 | 4.1403e-10 | 0 | 2.446e-06 | 2.446e-06 | 0 | 1.9613e-06 | 1.9613e-06 | 0 | 1.9613e-06
[79 empty] | WLDFR | HFTD - Distribution - Tier 3 - 1QU CoRE ¦ 4QU LoRE | Seismic - Non-Red Flag Warning - Catastrophic Fires | 2042 | 0 | 24976.6418 | 511.3745 | 15898.8237 | 8566.4437 | 5907.6423 | 4.1403e-10 | 0 | 2.446e-06 | 2.446e-06 | 0 | 1.9613e-06 | 1.9613e-06 | 0 | 1.9613e-06
[79 empty] | WLDFR | HFTD - Distribution - Tier 3 - 1QU CoRE ¦ 4QU LoRE | Seismic - Non-Red Flag Warning - Catastrophic Fires | 2043 | 0 | 26191.7278 | 544.1291 | 16654.7414 | 8992.8573 | 6201.7082 | 4.1403e-10 | 0 | 2.5677e-06 | 2.5677e-06 | 0 | 1.9613e-06 | 1.9613e-06 | 0 | 1.9613e-06
[79 empty] | WLDFR | HFTD - Distribution - Tier 3 - 1QU CoRE ¦ 4QU LoRE | Seismic - Non-Red Flag Warning - Catastrophic Fires | 2044 | 0 | 26191.7278 | 544.1291 | 16654.7414 | 8992.8573 | 6201.7082 | 4.1403e-10 | 0 | 2.5677e-06 | 2.5677e-06 | 0 | 1.9613e-06 | 1.9613e-06 | 0 | 1.9613e-06
[79 empty] | WLDFR | HFTD - Distribution - Tier 3 - 1QU CoRE ¦ 4QU LoRE | Seismic - Non-Red Flag Warning - Catastrophic Fires | 2045 | 0 | 26191.7278 | 544.1291 | 16654.7414 | 8992.8573 | 6201.7082 | 4.1403e-10 | 0 | 2.5677e-06 | 2.5677e-06 | 0 | 2.0393e-06 | 2.0393e-06 | 0 | 2.0393e-06
[79 empty] | WLDFR | HFTD - Distribution - Tier 3 - 1QU CoRE ¦ 4QU LoRE | Seismic - Non-Red Flag Warning - Catastrophic Fires | 2046 | 0 | 26191.7278 | 544.1291 | 16654.7414 | 8992.8573 | 6201.7082 | 4.1403e-10 | 0 | 2.5677e-06 | 2.5677e-06 | 0 | 2.0393e-06 | 2.0393e-06 | 0 | 2.0393e-06
[79 empty] | WLDFR | HFTD - Distribution - Tier 3 - 1QU CoRE ¦ 4QU LoRE | Seismic - Non-Red Flag Warning - Catastrophic Fires | 2047 | 0 | 26191.7278 | 544.1291 | 16654.7414 | 8992.8573 | 6201.7082 | 4.1403e-10 | 0 | 2.5677e-06 | 2.5677e-06 | 0 | 2.0393e-06 | 2.0393e-06 | 0 | 2.0393e-06
[79 empty] | WLDFR | HFTD - Distribution - Tier 3 - 1QU CoRE ¦ 4QU LoRE | Seismic - Non-Red Flag Warning - Catastrophic Fires | 2048 | 0 | 27464.7227 | 578.8407 | 17445.538 | 9440.3441 | 6510.3067 | 4.1403e-10 | 0 | 2.6955e-06 | 2.6955e-06 | 0 | 2.0393e-06 | 2.0393e-06 | 0 | 2.0393e-06
[79 empty] | WLDFR | HFTD - Distribution - Tier 3 - 1QU CoRE ¦ 4QU LoRE | Seismic - Non-Red Flag Warning - Catastrophic Fires | 2049 | 0 | 27464.7227 | 578.8407 | 17445.538 | 9440.3441 | 6510.3067 | 4.1403e-10 | 0 | 2.6955e-06 | 2.6955e-06 | 0 | 2.0393e-06 | 2.0393e-06 | 0 | 2.0393e-06
[79 empty] | WLDFR | HFTD - Distribution - Tier 3 - 1QU CoRE ¦ 4QU LoRE | Seismic - Non-Red Flag Warning - Catastrophic Fires | 2050 | 0 | 27464.7227 | 578.8407 | 17445.538 | 9440.3441 | 6510.3067 | 4.1403e-10 | 0 | 2.6955e-06 | 2.6955e-06 | 0 | 2.1272e-06 | 2.1272e-06 | 0 | 2.1272e-06
[79 empty] | WLDFR | HFTD - Distribution - Tier 3 - 1QU CoRE ¦ 4QU LoRE | Seismic - Non-Red Flag Warning - Catastrophic Fires | 2051 | 0 | 27464.7227 | 578.8407 | 17445.538 | 9440.3441 | 6510.3067 | 4.1403e-10 | 0 | 2.6955e-06 | 2.6955e-06 | 0 | 2.1272e-06 | 2.1272e-06 | 0 | 2.1272e-06
[79 empty] | WLDFR | HFTD - Distribution - Tier 3 - 1QU CoRE ¦ 4QU LoRE | Seismic - Non-Red Flag Warning - Catastrophic Fires | 2052 | 0 | 27464.7227 | 578.8407 | 17445.538 | 9440.3441 | 6510.3067 | 4.1403e-10 | 0 | 2.6955e-06 | 2.6955e-06 | 0 | 2.1272e-06 | 2.1272e-06 | 0 | 2.1272e-06
[79 empty] | WLDFR | HFTD - Distribution - Tier 3 - 1QU CoRE ¦ 4QU LoRE | Seismic - Non-Red Flag Warning - Catastrophic Fires | 2053 | 0 | 28779.6694 | 615.0952 | 18261.2327 | 9903.3415 | 6829.6018 | 4.1403e-10 | 0 | 2.8277e-06 | 2.8277e-06 | 0 | 2.1272e-06 | 2.1272e-06 | 0 | 2.1272e-06
[79 empty] | WLDFR | HFTD - Distribution - Tier 3 - 1QU CoRE ¦ 4QU LoRE | Seismic - Non-Red Flag Warning - Catastrophic Fires | 2054 | 0 | 28779.6694 | 615.0952 | 18261.2327 | 9903.3415 | 6829.6018 | 4.1403e-10 | 0 | 2.8277e-06 | 2.8277e-06 | 0 | 2.1272e-06 | 2.1272e-06 | 0 | 2.1272e-06
[79 empty] | WLDFR | HFTD - Distribution - Tier 3 - 1QU CoRE ¦ 4QU LoRE | Seismic - Non-Red Flag Warning - Catastrophic Fires | 2055 | 0 | 28779.6694 | 615.0952 | 18261.2327 | 9903.3415 | 6829.6018 | 4.1403e-10 | 0 | 2.8277e-06 | 2.8277e-06 | 0 | 2.2241e-06 | 2.2241e-06 | 0 | 2.2241e-06
[79 empty] | WLDFR | HFTD - Distribution - Tier 3 - 1QU CoRE ¦ 4QU LoRE | Seismic - Red Flag Warning - Catastrophic Fires | 2026 | 0 | 21835.9781 | 428.6023 | 13939.561 | 7467.8148 | 5149.9993 | 1.7853e-08 | 0 | 9.1942e-05 | 9.1942e-05 | 0 | 2.2241e-06 | 2.2241e-06 | 0 | 2.2241e-06
[79 empty] | WLDFR | HFTD - Distribution - Tier 3 - 1QU CoRE ¦ 4QU LoRE | Seismic - Red Flag Warning - Catastrophic Fires | 2027 | 0 | 21835.9781 | 428.6023 | 13939.561 | 7467.8148 | 5149.9993 | 1.7853e-08 | 0 | 9.1942e-05 | 9.1942e-05 | 0 | 2.2241e-06 | 2.2241e-06 | 0 | 2.2241e-06
[79 empty] | WLDFR | HFTD - Distribution - Tier 3 - 1QU CoRE ¦ 4QU LoRE | Seismic - Red Flag Warning - Catastrophic Fires | 2028 | 0 | 22783.187 | 453.261 | 14531.3357 | 7798.5904 | 5378.1107 | 1.7853e-08 | 0 | 9.6015e-05 | 9.6015e-05 | 0 | 2.2241e-06 | 2.2241e-06 | 0 | 2.2241e-06
[79 empty] | WLDFR | HFTD - Distribution - Tier 3 - 1QU CoRE ¦ 4QU LoRE | Seismic - Red Flag Warning - Catastrophic Fires | 2029 | 0 | 22783.187 | 453.261 | 14531.3357 | 7798.5904 | 5378.1107 | 1.7853e-08 | 0 | 9.6015e-05 | 9.6015e-05 | 0 | 2.2241e-06 | 2.2241e-06 | 0 | 2.2241e-06
[79 empty] | WLDFR | HFTD - Distribution - Tier 3 - 1QU CoRE ¦ 4QU LoRE | Seismic - Red Flag Warning - Catastrophic Fires | 2030 | 0 | 22783.187 | 453.261 | 14531.3357 | 7798.5904 | 5378.1107 | 1.7853e-08 | 0 | 9.6015e-05 | 9.6015e-05 | 0 | 2.329e-06 | 2.329e-06 | 0 | 2.329e-06
[79 empty] | WLDFR | HFTD - Distribution - Tier 3 - 1QU CoRE ¦ 4QU LoRE | Seismic - Red Flag Warning - Catastrophic Fires | 2031 | 0 | 22783.187 | 453.261 | 14531.3357 | 7798.5904 | 5378.1107 | 1.7853e-08 | 0 | 9.6015e-05 | 9.6015e-05 | 0 | 2.329e-06 | 2.329e-06 | 0 | 2.329e-06
[79 empty] | WLDFR | HFTD - Distribution - Tier 3 - 1QU CoRE ¦ 4QU LoRE | Seismic - Red Flag Warning - Catastrophic Fires | 2032 | 0 | 22783.187 | 453.261 | 14531.3357 | 7798.5904 | 5378.1107 | 1.7853e-08 | 0 | 9.6015e-05 | 9.6015e-05 | 0 | 2.329e-06 | 2.329e-06 | 0 | 2.329e-06
[79 empty] | WLDFR | HFTD - Distribution - Tier 3 - 1QU CoRE ¦ 4QU LoRE | Seismic - Red Flag Warning - Catastrophic Fires | 2033 | 0 | 23835.2641 | 480.9649 | 15187.7294 | 8166.5698 | 5631.8789 | 1.7853e-08 | 0 | 0.00010055 | 0.00010055 | 0 | 2.329e-06 | 2.329e-06 | 0 | 2.329e-06
[79 empty] | WLDFR | HFTD - Distribution - Tier 3 - 1QU CoRE ¦ 4QU LoRE | Seismic - Red Flag Warning - Catastrophic Fires | 2034 | 0 | 23835.2641 | 480.9649 | 15187.7294 | 8166.5698 | 5631.8789 | 1.7853e-08 | 0 | 0.00010055 | 0.00010055 | 0 | 2.329e-06 | 2.329e-06 | 0 | 2.329e-06
[79 empty] | WLDFR | HFTD - Distribution - Tier 3 - 1QU CoRE ¦ 4QU LoRE | Seismic - Red Flag Warning - Catastrophic Fires | 2035 | 0 | 23835.2641 | 480.9649 | 15187.7294 | 8166.5698 | 5631.8789 | 1.7853e-08 | 0 | 0.00010055 | 0.00010055 | 0 | 2.4409e-06 | 2.4409e-06 | 0 | 2.4409e-06
[79 empty] | WLDFR | HFTD - Distribution - Tier 3 - 1QU CoRE ¦ 4QU LoRE | Seismic - Red Flag Warning - Catastrophic Fires | 2036 | 0 | 23835.2641 | 480.9649 | 15187.7294 | 8166.5698 | 5631.8789 | 1.7853e-08 | 0 | 0.00010055 | 0.00010055 | 0 | 2.4409e-06 | 2.4409e-06 | 0 | 2.4409e-06
[79 empty] | WLDFR | HFTD - Distribution - Tier 3 - 1QU CoRE ¦ 4QU LoRE | Seismic - Red Flag Warning - Catastrophic Fires | 2037 | 0 | 23835.2641 | 480.9649 | 15187.7294 | 8166.5698 | 5631.8789 | 1.7853e-08 | 0 | 0.00010055 | 0.00010055 | 0 | 2.4409e-06 | 2.4409e-06 | 0 | 2.4409e-06
[79 empty] | WLDFR | HFTD - Distribution - Tier 3 - 1QU CoRE ¦ 4QU LoRE | Seismic - Red Flag Warning - Catastrophic Fires | 2038 | 0 | 24976.6418 | 511.3745 | 15898.8237 | 8566.4437 | 5907.6423 | 1.7853e-08 | 0 | 0.00010547 | 0.00010547 | 0 | 2.4409e-06 | 2.4409e-06 | 0 | 2.4409e-06
[79 empty] | WLDFR | HFTD - Distribution - Tier 3 - 1QU CoRE ¦ 4QU LoRE | Seismic - Red Flag Warning - Catastrophic Fires | 2039 | 0 | 24976.6418 | 511.3745 | 15898.8237 | 8566.4437 | 5907.6423 | 1.7853e-08 | 0 | 0.00010547 | 0.00010547 | 0 | 0 | 2.4409e-06 | 0 | 2.4409e-06
[79 empty] | WLDFR | HFTD - Distribution - Tier 3 - 1QU CoRE ¦ 4QU LoRE | Seismic - Red Flag Warning - Catastrophic Fires | 2040 | 0 | 24976.6418 | 511.3745 | 15898.8237 | 8566.4437 | 5907.6423 | 1.7853e-08 | 0 | 0.00010547 | 0.00010547 | 0 | 0.0010605 | 0 | 0 | 0
[79 empty] | WLDFR | HFTD - Distribution - Tier 3 - 1QU CoRE ¦ 4QU LoRE | Seismic - Red Flag Warning - Catastrophic Fires | 2041 | 0 | 24976.6418 | 511.3745 | 15898.8237 | 8566.4437 | 5907.6423 | 1.7853e-08 | 0 | 0.00010547 | 0.00010547 | 0 | 0.0010994 | 0.0010994 | 0 | 0.0010994
[79 empty] | WLDFR | HFTD - Distribution - Tier 3 - 1QU CoRE ¦ 4QU LoRE | Seismic - Red Flag Warning - Catastrophic Fires | 2042 | 0 | 24976.6418 | 511.3745 | 15898.8237 | 8566.4437 | 5907.6423 | 1.7853e-08 | 0 | 0.00010547 | 0.00010547 | 0 | 0.0010994 | 0.0010994 | 0 | 0.0010994
[79 empty] | WLDFR | HFTD - Distribution - Tier 3 - 1QU CoRE ¦ 4QU LoRE | Seismic - Red Flag Warning - Catastrophic Fires | 2043 | 0 | 26191.7278 | 544.1291 | 16654.7414 | 8992.8573 | 6201.7082 | 1.7853e-08 | 0 | 0.00011072 | 0.00011072 | 0 | 0.0010994 | 0.0010994 | 0 | 0.0010994
[79 empty] | WLDFR | HFTD - Distribution - Tier 3 - 1QU CoRE ¦ 4QU LoRE | Seismic - Red Flag Warning - Catastrophic Fires | 2044 | 0 | 26191.7278 | 544.1291 | 16654.7414 | 8992.8573 | 6201.7082 | 1.7853e-08 | 0 | 0.00011072 | 0.00011072 | 0 | 0.0010994 | 0.0010994 | 0 | 0.0010994
[79 empty] | WLDFR | HFTD - Distribution - Tier 3 - 1QU CoRE ¦ 4QU LoRE | Seismic - Red Flag Warning - Catastrophic Fires | 2045 | 0 | 26191.7278 | 544.1291 | 16654.7414 | 8992.8573 | 6201.7082 | 1.7853e-08 | 0 | 0.00011072 | 0.00011072 | 0 | 0.0010994 | 0.0010994 | 0 | 0.0010994
[79 empty] | WLDFR | HFTD - Distribution - Tier 3 - 1QU CoRE ¦ 4QU LoRE | Seismic - Red Flag Warning - Catastrophic Fires | 2046 | 0 | 26191.7278 | 544.1291 | 16654.7414 | 8992.8573 | 6201.7082 | 1.7853e-08 | 0 | 0.00011072 | 0.00011072 | 0 | 0.0011484 | 0.0011484 | 0 | 0.0011484
[79 empty] | WLDFR | HFTD - Distribution - Tier 3 - 1QU CoRE ¦ 4QU LoRE | Seismic - Red Flag Warning - Catastrophic Fires | 2047 | 0 | 26191.7278 | 544.1291 | 16654.7414 | 8992.8573 | 6201.7082 | 1.7853e-08 | 0 | 0.00011072 | 0.00011072 | 0 | 0.0011484 | 0.0011484 | 0 | 0.0011484
[79 empty] | WLDFR | HFTD - Distribution - Tier 3 - 1QU CoRE ¦ 4QU LoRE | Seismic - Red Flag Warning - Catastrophic Fires | 2048 | 0 | 27464.7227 | 578.8407 | 17445.538 | 9440.3441 | 6510.3067 | 1.7853e-08 | 0 | 0.00011623 | 0.00011623 | 0 | 0.0011484 | 0.0011484 | 0 | 0.0011484
[79 empty] | WLDFR | HFTD - Distribution - Tier 3 - 1QU CoRE ¦ 4QU LoRE | Seismic - Red Flag Warning - Catastrophic Fires | 2049 | 0 | 27464.7227 | 578.8407 | 17445.538 | 9440.3441 | 6510.3067 | 1.7853e-08 | 0 | 0.00011623 | 0.00011623 | 0 | 0.0011484 | 0.0011484 | 0 | 0.0011484
[79 empty] | WLDFR | HFTD - Distribution - Tier 3 - 1QU CoRE ¦ 4QU LoRE | Seismic - Red Flag Warning - Catastrophic Fires | 2050 | 0 | 27464.7227 | 578.8407 | 17445.538 | 9440.3441 | 6510.3067 | 1.7853e-08 | 0 | 0.00011623 | 0.00011623 | 0 | 0.0011484 | 0.0011484 | 0 | 0.0011484
[79 empty] | WLDFR | HFTD - Distribution - Tier 3 - 1QU CoRE ¦ 4QU LoRE | Seismic - Red Flag Warning - Catastrophic Fires | 2051 | 0 | 27464.7227 | 578.8407 | 17445.538 | 9440.3441 | 6510.3067 | 1.7853e-08 | 0 | 0.00011623 | 0.00011623 | 0 | 0.0012028 | 0.0012028 | 0 | 0.0012028
[79 empty] | WLDFR | HFTD - Distribution - Tier 3 - 1QU CoRE ¦ 4QU LoRE | Seismic - Red Flag Warning - Catastrophic Fires | 2052 | 0 | 27464.7227 | 578.8407 | 17445.538 | 9440.3441 | 6510.3067 | 1.7853e-08 | 0 | 0.00011623 | 0.00011623 | 0 | 0.0012028 | 0.0012028 | 0 | 0.0012028
[79 empty] | WLDFR | HFTD - Distribution - Tier 3 - 1QU CoRE ¦ 4QU LoRE | Seismic - Red Flag Warning - Catastrophic Fires | 2053 | 0 | 28779.6694 | 615.0952 | 18261.2327 | 9903.3415 | 6829.6018 | 1.7853e-08 | 0 | 0.00012193 | 0.00012193 | 0 | 0.0012028 | 0.0012028 | 0 | 0.0012028
[79 empty] | WLDFR | HFTD - Distribution - Tier 3 - 1QU CoRE ¦ 4QU LoRE | Seismic - Red Flag Warning - Catastrophic Fires | 2054 | 0 | 28779.6694 | 615.0952 | 18261.2327 | 9903.3415 | 6829.6018 | 1.7853e-08 | 0 | 0.00012193 | 0.00012193 | 0 | 0.0012028 | 0.0012028 | 0 | 0.0012028
[79 empty] | WLDFR | HFTD - Distribution - Tier 3 - 1QU CoRE ¦ 4QU LoRE | Seismic - Red Flag Warning - Catastrophic Fires | 2055 | 0 | 28779.6694 | 615.0952 | 18261.2327 | 9903.3415 | 6829.6018 | 1.7853e-08 | 0 | 0.00012193 | 0.00012193 | 0 | 0.0012028 | 0.0012028 | 0 | 0.0012028
[79 empty] | WLDFR | HFTD - Distribution - Tier 3 - 1QU CoRE ¦ 5QU LoRE | Non-Red Flag Warning - Catastrophic Fires | 2026 | 0 | 14664.6376 | 233.2301 | 8896.516 | 5534.8915 | 3817.0051 | 2.6528e-06 | 0 | 0.010126 | 0.010126 | 0 | 0.0012619 | 0.0012619 | 0 | 0.0012619
[79 empty] | WLDFR | HFTD - Distribution - Tier 3 - 1QU CoRE ¦ 5QU LoRE | Non-Red Flag Warning - Catastrophic Fires | 2027 | 0 | 14664.6376 | 233.2301 | 8896.516 | 5534.8915 | 3817.0051 | 2.6528e-06 | 0 | 0.010126 | 0.010126 | 0 | 0.0012619 | 0.0012619 | 0 | 0.0012619
[79 empty] | WLDFR | HFTD - Distribution - Tier 3 - 1QU CoRE ¦ 5QU LoRE | Non-Red Flag Warning - Catastrophic Fires | 2028 | 0 | 15317.9909 | 247.273 | 9287.6491 | 5783.0689 | 3988.1546 | 2.6528e-06 | 0 | 0.01058 | 0.01058 | 0 | 0.0012619 | 0.0012619 | 0 | 0.0012619
[79 empty] | WLDFR | HFTD - Distribution - Tier 3 - 1QU CoRE ¦ 5QU LoRE | Non-Red Flag Warning - Catastrophic Fires | 2029 | 0 | 15317.9909 | 247.273 | 9287.6491 | 5783.0689 | 3988.1546 | 2.6528e-06 | 0 | 0.01058 | 0.01058 | 0 | 0.0012619 | 0.0012619 | 0 | 0.0012619
[79 empty] | WLDFR | HFTD - Distribution - Tier 3 - 1QU CoRE ¦ 5QU LoRE | Non-Red Flag Warning - Catastrophic Fires | 2030 | 0 | 15317.9909 | 247.273 | 9287.6491 | 5783.0689 | 3988.1546 | 2.6528e-06 | 0 | 0.01058 | 0.01058 | 0 | 0.0012619 | 0.0012619 | 0 | 0.0012619
[79 empty] | WLDFR | HFTD - Distribution - Tier 3 - 1QU CoRE ¦ 5QU LoRE | Non-Red Flag Warning - Catastrophic Fires | 2031 | 0 | 15317.9909 | 247.273 | 9287.6491 | 5783.0689 | 3988.1546 | 2.6528e-06 | 0 | 0.01058 | 0.01058 | 0 | 0.0013249 | 0.0013249 | 0 | 0.0013249
[79 empty] | WLDFR | HFTD - Distribution - Tier 3 - 1QU CoRE ¦ 5QU LoRE | Non-Red Flag Warning - Catastrophic Fires | 2032 | 0 | 15317.9909 | 247.273 | 9287.6491 | 5783.0689 | 3988.1546 | 2.6528e-06 | 0 | 0.01058 | 0.01058 | 0 | 0.0013249 | 0.0013249 | 0 | 0.0013249
[79 empty] | WLDFR | HFTD - Distribution - Tier 3 - 1QU CoRE ¦ 5QU LoRE | Non-Red Flag Warning - Catastrophic Fires | 2033 | 0 | 16044.1264 | 263.1074 | 9721.74 | 6059.2791 | 4178.6364 | 2.6528e-06 | 0 | 0.011085 | 0.011085 | 0 | 0.0013249 | 0.0013249 | 0 | 0.0013249
[79 empty] | WLDFR | HFTD - Distribution - Tier 3 - 1QU CoRE ¦ 5QU LoRE | Non-Red Flag Warning - Catastrophic Fires | 2034 | 0 | 16044.1264 | 263.1074 | 9721.74 | 6059.2791 | 4178.6364 | 2.6528e-06 | 0 | 0.011085 | 0.011085 | 0 | 0.0013249 | 0.0013249 | 0 | 0.0013249
[79 empty] | WLDFR | HFTD - Distribution - Tier 3 - 1QU CoRE ¦ 5QU LoRE | Non-Red Flag Warning - Catastrophic Fires | 2035 | 0 | 16044.1264 | 263.1074 | 9721.74 | 6059.2791 | 4178.6364 | 2.6528e-06 | 0 | 0.011085 | 0.011085 | 0 | 0.0013249 | 0.0013249 | 0 | 0.0013249
[79 empty] | WLDFR | HFTD - Distribution - Tier 3 - 1QU CoRE ¦ 5QU LoRE | Non-Red Flag Warning - Catastrophic Fires | 2036 | 0 | 16044.1264 | 263.1074 | 9721.74 | 6059.2791 | 4178.6364 | 2.6528e-06 | 0 | 0.011085 | 0.011085 | 0 | 0.0013909 | 0.0013909 | 0 | 0.0013909
[79 empty] | WLDFR | HFTD - Distribution - Tier 3 - 1QU CoRE ¦ 5QU LoRE | Non-Red Flag Warning - Catastrophic Fires | 2037 | 0 | 16044.1264 | 263.1074 | 9721.74 | 6059.2791 | 4178.6364 | 2.6528e-06 | 0 | 0.011085 | 0.011085 | 0 | 0.0013909 | 0.0013909 | 0 | 0.0013909
[79 empty] | WLDFR | HFTD - Distribution - Tier 3 - 1QU CoRE ¦ 5QU LoRE | Non-Red Flag Warning - Catastrophic Fires | 2038 | 0 | 16832.3912 | 280.5544 | 10192.2718 | 6359.5651 | 4385.7214 | 2.6528e-06 | 0 | 0.011634 | 0.011634 | 0 | 0.0013909 | 0.0013909 | 0 | 0.0013909
[79 empty] | WLDFR | HFTD - Distribution - Tier 3 - 1QU CoRE ¦ 5QU LoRE | Non-Red Flag Warning - Catastrophic Fires | 2039 | 0 | 16832.3912 | 280.5544 | 10192.2718 | 6359.5651 | 4385.7214 | 2.6528e-06 | 0 | 0.011634 | 0.011634 | 0 | 0.0013909 | 0.0013909 | 0 | 0.0013909
[79 empty] | WLDFR | HFTD - Distribution - Tier 3 - 1QU CoRE ¦ 5QU LoRE | Non-Red Flag Warning - Catastrophic Fires | 2040 | 0 | 16832.3912 | 280.5544 | 10192.2718 | 6359.5651 | 4385.7214 | 2.6528e-06 | 0 | 0.011634 | 0.011634 | 0 | 0 | 0.0013909 | 0 | 0.0013909
[79 empty] | WLDFR | HFTD - Distribution - Tier 3 - 1QU CoRE ¦ 5QU LoRE | Non-Red Flag Warning - Catastrophic Fires | 2041 | 0 | 16832.3912 | 280.5544 | 10192.2718 | 6359.5651 | 4385.7214 | 2.6528e-06 | 0 | 0.011634 | 0.011634 | 0 | 0.0010952 | 0 | 0 | 0
[79 empty] | WLDFR | HFTD - Distribution - Tier 3 - 1QU CoRE ¦ 5QU LoRE | Non-Red Flag Warning - Catastrophic Fires | 2042 | 0 | 16832.3912 | 280.5544 | 10192.2718 | 6359.5651 | 4385.7214 | 2.6528e-06 | 0 | 0.011634 | 0.011634 | 0 | 0.0011352 | 0.0011352 | 0 | 0.0011352
[79 empty] | WLDFR | HFTD - Distribution - Tier 3 - 1QU CoRE ¦ 5QU LoRE | Non-Red Flag Warning - Catastrophic Fires | 2043 | 0 | 17672.0852 | 299.42 | 10692.7362 | 6679.929 | 4606.6527 | 2.6528e-06 | 0 | 0.012221 | 0.012221 | 0 | 0.0011352 | 0.0011352 | 0 | 0.0011352
[79 empty] | WLDFR | HFTD - Distribution - Tier 3 - 1QU CoRE ¦ 5QU LoRE | Non-Red Flag Warning - Catastrophic Fires | 2044 | 0 | 17672.0852 | 299.42 | 10692.7362 | 6679.929 | 4606.6527 | 2.6528e-06 | 0 | 0.012221 | 0.012221 | 0 | 0.0011352 | 0.0011352 | 0 | 0.0011352
[79 empty] | WLDFR | HFTD - Distribution - Tier 3 - 1QU CoRE ¦ 5QU LoRE | Non-Red Flag Warning - Catastrophic Fires | 2045 | 0 | 17672.0852 | 299.42 | 10692.7362 | 6679.929 | 4606.6527 | 2.6528e-06 | 0 | 0.012221 | 0.012221 | 0 | 0.0011352 | 0.0011352 | 0 | 0.0011352
[79 empty] | WLDFR | HFTD - Distribution - Tier 3 - 1QU CoRE ¦ 5QU LoRE | Non-Red Flag Warning - Catastrophic Fires | 2046 | 0 | 17672.0852 | 299.42 | 10692.7362 | 6679.929 | 4606.6527 | 2.6528e-06 | 0 | 0.012221 | 0.012221 | 0 | 0.0011352 | 0.0011352 | 0 | 0.0011352
[79 empty] | WLDFR | HFTD - Distribution - Tier 3 - 1QU CoRE ¦ 5QU LoRE | Non-Red Flag Warning - Catastrophic Fires | 2047 | 0 | 17672.0852 | 299.42 | 10692.7362 | 6679.929 | 4606.6527 | 2.6528e-06 | 0 | 0.012221 | 0.012221 | 0 | 0.0011856 | 0.0011856 | 0 | 0.0011856
[79 empty] | WLDFR | HFTD - Distribution - Tier 3 - 1QU CoRE ¦ 5QU LoRE | Non-Red Flag Warning - Catastrophic Fires | 2048 | 0 | 18552.3348 | 319.4911 | 11216.5626 | 7016.281 | 4838.6098 | 2.6528e-06 | 0 | 0.012836 | 0.012836 | 0 | 0.0011856 | 0.0011856 | 0 | 0.0011856
[79 empty] | WLDFR | HFTD - Distribution - Tier 3 - 1QU CoRE ¦ 5QU LoRE | Non-Red Flag Warning - Catastrophic Fires | 2049 | 0 | 18552.3348 | 319.4911 | 11216.5626 | 7016.281 | 4838.6098 | 2.6528e-06 | 0 | 0.012836 | 0.012836 | 0 | 0.0011856 | 0.0011856 | 0 | 0.0011856
[79 empty] | WLDFR | HFTD - Distribution - Tier 3 - 1QU CoRE ¦ 5QU LoRE | Non-Red Flag Warning - Catastrophic Fires | 2050 | 0 | 18552.3348 | 319.4911 | 11216.5626 | 7016.281 | 4838.6098 | 2.6528e-06 | 0 | 0.012836 | 0.012836 | 0 | 0.0011856 | 0.0011856 | 0 | 0.0011856
[79 empty] | WLDFR | HFTD - Distribution - Tier 3 - 1QU CoRE ¦ 5QU LoRE | Non-Red Flag Warning - Catastrophic Fires | 2051 | 0 | 18552.3348 | 319.4911 | 11216.5626 | 7016.281 | 4838.6098 | 2.6528e-06 | 0 | 0.012836 | 0.012836 | 0 | 0.0011856 | 0.0011856 | 0 | 0.0011856
[79 empty] | WLDFR | HFTD - Distribution - Tier 3 - 1QU CoRE ¦ 5QU LoRE | Non-Red Flag Warning - Catastrophic Fires | 2052 | 0 | 18552.3348 | 319.4911 | 11216.5626 | 7016.281 | 4838.6098 | 2.6528e-06 | 0 | 0.012836 | 0.012836 | 0 | 0.0012416 | 0.0012416 | 0 | 0.0012416
[79 empty] | WLDFR | HFTD - Distribution - Tier 3 - 1QU CoRE ¦ 5QU LoRE | Non-Red Flag Warning - Catastrophic Fires | 2053 | 0 | 19462.1283 | 340.5356 | 11757.1413 | 7364.4514 | 5078.7171 | 2.6528e-06 | 0 | 0.013473 | 0.013473 | 0 | 0.0012416 | 0.0012416 | 0 | 0.0012416
[79 empty] | WLDFR | HFTD - Distribution - Tier 3 - 1QU CoRE ¦ 5QU LoRE | Non-Red Flag Warning - Catastrophic Fires | 2054 | 0 | 19462.1283 | 340.5356 | 11757.1413 | 7364.4514 | 5078.7171 | 2.6528e-06 | 0 | 0.013473 | 0.013473 | 0 | 0.0012416 | 0.0012416 | 0 | 0.0012416
[79 empty] | WLDFR | HFTD - Distribution - Tier 3 - 1QU CoRE ¦ 5QU LoRE | Non-Red Flag Warning - Catastrophic Fires | 2055 | 0 | 19462.1283 | 340.5356 | 11757.1413 | 7364.4514 | 5078.7171 | 2.6528e-06 | 0 | 0.013473 | 0.013473 | 0 | 0.0012416 | 0.0012416 | 0 | 0.0012416
[79 empty] | WLDFR | HFTD - Distribution - Tier 3 - 1QU CoRE ¦ 5QU LoRE | Non-Red Flag Warning - Large Fires | 2026 | 0 | 5.475 | 0.71896 | 3.0715 | 1.6846 | 1.1617 | 1.9523e-05 | 0 | 2.268e-05 | 2.268e-05 | 0 | 0.0012416 | 0.0012416 | 0 | 0.0012416
[79 empty] | WLDFR | HFTD - Distribution - Tier 3 - 1QU CoRE ¦ 5QU LoRE | Non-Red Flag Warning - Large Fires | 2027 | 0 | 5.475 | 0.71896 | 3.0715 | 1.6846 | 1.1617 | 1.9523e-05 | 0 | 2.268e-05 | 2.268e-05 | 0 | 0.0013022 | 0.0013022 | 0 | 0.0013022
[79 empty] | WLDFR | HFTD - Distribution - Tier 3 - 1QU CoRE ¦ 5QU LoRE | Non-Red Flag Warning - Large Fires | 2028 | 0 | 5.777 | 0.74734 | 3.238 | 1.7917 | 1.2356 | 1.9523e-05 | 0 | 2.4122e-05 | 2.4122e-05 | 0 | 0.0013022 | 0.0013022 | 0 | 0.0013022
[79 empty] | WLDFR | HFTD - Distribution - Tier 3 - 1QU CoRE ¦ 5QU LoRE | Non-Red Flag Warning - Large Fires | 2029 | 0 | 5.777 | 0.74734 | 3.238 | 1.7917 | 1.2356 | 1.9523e-05 | 0 | 2.4122e-05 | 2.4122e-05 | 0 | 0.0013022 | 0.0013022 | 0 | 0.0013022
[79 empty] | WLDFR | HFTD - Distribution - Tier 3 - 1QU CoRE ¦ 5QU LoRE | Non-Red Flag Warning - Large Fires | 2030 | 0 | 5.777 | 0.74734 | 3.238 | 1.7917 | 1.2356 | 1.9523e-05 | 0 | 2.4122e-05 | 2.4122e-05 | 0 | 0.0013022 | 0.0013022 | 0 | 0.0013022
[79 empty] | WLDFR | HFTD - Distribution - Tier 3 - 1QU CoRE ¦ 5QU LoRE | Non-Red Flag Warning - Large Fires | 2031 | 0 | 5.777 | 0.74734 | 3.238 | 1.7917 | 1.2356 | 1.9523e-05 | 0 | 2.4122e-05 | 2.4122e-05 | 0 | 0.0013022 | 0.0013022 | 0 | 0.0013022
[79 empty] | WLDFR | HFTD - Distribution - Tier 3 - 1QU CoRE ¦ 5QU LoRE | Non-Red Flag Warning - Large Fires | 2032 | 0 | 5.777 | 0.74734 | 3.238 | 1.7917 | 1.2356 | 1.9523e-05 | 0 | 2.4122e-05 | 2.4122e-05 | 0 | 0.0013668 | 0.0013668 | 0 | 0.0013668
[79 empty] | WLDFR | HFTD - Distribution - Tier 3 - 1QU CoRE ¦ 5QU LoRE | Non-Red Flag Warning - Large Fires | 2033 | 0 | 6.1205 | 0.77885 | 3.4265 | 1.9151 | 1.3207 | 1.9523e-05 | 0 | 2.5784e-05 | 2.5784e-05 | 0 | 0.0013668 | 0.0013668 | 0 | 0.0013668
[79 empty] | WLDFR | HFTD - Distribution - Tier 3 - 1QU CoRE ¦ 5QU LoRE | Non-Red Flag Warning - Large Fires | 2034 | 0 | 6.1205 | 0.77885 | 3.4265 | 1.9151 | 1.3207 | 1.9523e-05 | 0 | 2.5784e-05 | 2.5784e-05 | 0 | 0.0013668 | 0.0013668 | 0 | 0.0013668
[79 empty] | WLDFR | HFTD - Distribution - Tier 3 - 1QU CoRE ¦ 5QU LoRE | Non-Red Flag Warning - Large Fires | 2035 | 0 | 6.1205 | 0.77885 | 3.4265 | 1.9151 | 1.3207 | 1.9523e-05 | 0 | 2.5784e-05 | 2.5784e-05 | 0 | 0.0013668 | 0.0013668 | 0 | 0.0013668
[79 empty] | WLDFR | HFTD - Distribution - Tier 3 - 1QU CoRE ¦ 5QU LoRE | Non-Red Flag Warning - Large Fires | 2036 | 0 | 6.1205 | 0.77885 | 3.4265 | 1.9151 | 1.3207 | 1.9523e-05 | 0 | 2.5784e-05 | 2.5784e-05 | 0 | 0.0013668 | 0.0013668 | 0 | 0.0013668
[79 empty] | WLDFR | HFTD - Distribution - Tier 3 - 1QU CoRE ¦ 5QU LoRE | Non-Red Flag Warning - Large Fires | 2037 | 0 | 6.1205 | 0.77885 | 3.4265 | 1.9151 | 1.3207 | 1.9523e-05 | 0 | 2.5784e-05 | 2.5784e-05 | 0 | 0.0014344 | 0.0014344 | 0 | 0.0014344
[79 empty] | WLDFR | HFTD - Distribution - Tier 3 - 1QU CoRE ¦ 5QU LoRE | Non-Red Flag Warning - Large Fires | 2038 | 0 | 6.5028 | 0.81304 | 3.6355 | 2.0543 | 1.4167 | 1.9523e-05 | 0 | 2.7657e-05 | 2.7657e-05 | 0 | 0.0014344 | 0.0014344 | 0 | 0.0014344
[79 empty] | WLDFR | HFTD - Distribution - Tier 3 - 1QU CoRE ¦ 5QU LoRE | Non-Red Flag Warning - Large Fires | 2039 | 0 | 6.5028 | 0.81304 | 3.6355 | 2.0543 | 1.4167 | 1.9523e-05 | 0 | 2.7657e-05 | 2.7657e-05 | 0 | 0.0014344 | 0.0014344 | 0 | 0.0014344
[79 empty] | WLDFR | HFTD - Distribution - Tier 3 - 1QU CoRE ¦ 5QU LoRE | Non-Red Flag Warning - Large Fires | 2040 | 0 | 6.5028 | 0.81304 | 3.6355 | 2.0543 | 1.4167 | 1.9523e-05 | 0 | 2.7657e-05 | 2.7657e-05 | 0 | 0.0014344 | 0.0014344 | 0 | 0.0014344
[79 empty] | WLDFR | HFTD - Distribution - Tier 3 - 1QU CoRE ¦ 5QU LoRE | Non-Red Flag Warning - Large Fires | 2041 | 0 | 6.5028 | 0.81304 | 3.6355 | 2.0543 | 1.4167 | 1.9523e-05 | 0 | 2.7657e-05 | 2.7657e-05 | 0 | 0 | 0.0014344 | 0 | 0.0014344
[79 empty] | WLDFR | HFTD - Distribution - Tier 3 - 1QU CoRE ¦ 5QU LoRE | Non-Red Flag Warning - Large Fires | 2042 | 0 | 6.5028 | 0.81304 | 3.6355 | 2.0543 | 1.4167 | 1.9523e-05 | 0 | 2.7657e-05 | 2.7657e-05 | 0 | 4.4137e-06 | 0 | 0 | 0
[79 empty] | WLDFR | HFTD - Distribution - Tier 3 - 1QU CoRE ¦ 5QU LoRE | Non-Red Flag Warning - Large Fires | 2043 | 0 | 6.9209 | 0.84944 | 3.8632 | 2.2083 | 1.5229 | 1.9523e-05 | 0 | 2.9731e-05 | 2.9731e-05 | 0 | 4.6112e-06 | 4.6112e-06 | 0 | 4.6112e-06
[79 empty] | WLDFR | HFTD - Distribution - Tier 3 - 1QU CoRE ¦ 5QU LoRE | Non-Red Flag Warning - Large Fires | 2044 | 0 | 6.9209 | 0.84944 | 3.8632 | 2.2083 | 1.5229 | 1.9523e-05 | 0 | 2.9731e-05 | 2.9731e-05 | 0 | 4.6112e-06 | 4.6112e-06 | 0 | 4.6112e-06
[79 empty] | WLDFR | HFTD - Distribution - Tier 3 - 1QU CoRE ¦ 5QU LoRE | Non-Red Flag Warning - Large Fires | 2045 | 0 | 6.9209 | 0.84944 | 3.8632 | 2.2083 | 1.5229 | 1.9523e-05 | 0 | 2.9731e-05 | 2.9731e-05 | 0 | 4.6112e-06 | 4.6112e-06 | 0 | 4.6112e-06
[79 empty] | WLDFR | HFTD - Distribution - Tier 3 - 1QU CoRE ¦ 5QU LoRE | Non-Red Flag Warning - Large Fires | 2046 | 0 | 6.9209 | 0.84944 | 3.8632 | 2.2083 | 1.5229 | 1.9523e-05 | 0 | 2.9731e-05 | 2.9731e-05 | 0 | 4.6112e-06 | 4.6112e-06 | 0 | 4.6112e-06
[79 empty] | WLDFR | HFTD - Distribution - Tier 3 - 1QU CoRE ¦ 5QU LoRE | Non-Red Flag Warning - Large Fires | 2047 | 0 | 6.9209 | 0.84944 | 3.8632 | 2.2083 | 1.5229 | 1.9523e-05 | 0 | 2.9731e-05 | 2.9731e-05 | 0 | 4.6112e-06 | 4.6112e-06 | 0 | 4.6112e-06
[79 empty] | WLDFR | HFTD - Distribution - Tier 3 - 1QU CoRE ¦ 5QU LoRE | Non-Red Flag Warning - Large Fires | 2048 | 0 | 7.3713 | 0.88759 | 4.1075 | 2.3763 | 1.6388 | 1.9523e-05 | 0 | 3.1993e-05 | 3.1993e-05 | 0 | 4.8656e-06 | 4.8656e-06 | 0 | 4.8656e-06
[79 empty] | WLDFR | HFTD - Distribution - Tier 3 - 1QU CoRE ¦ 5QU LoRE | Non-Red Flag Warning - Large Fires | 2049 | 0 | 7.3713 | 0.88759 | 4.1075 | 2.3763 | 1.6388 | 1.9523e-05 | 0 | 3.1993e-05 | 3.1993e-05 | 0 | 4.8656e-06 | 4.8656e-06 | 0 | 4.8656e-06
[79 empty] | WLDFR | HFTD - Distribution - Tier 3 - 1QU CoRE ¦ 5QU LoRE | Non-Red Flag Warning - Large Fires | 2050 | 0 | 7.3713 | 0.88759 | 4.1075 | 2.3763 | 1.6388 | 1.9523e-05 | 0 | 3.1993e-05 | 3.1993e-05 | 0 | 4.8656e-06 | 4.8656e-06 | 0 | 4.8656e-06
[79 empty] | WLDFR | HFTD - Distribution - Tier 3 - 1QU CoRE ¦ 5QU LoRE | Non-Red Flag Warning - Large Fires | 2051 | 0 | 7.3713 | 0.88759 | 4.1075 | 2.3763 | 1.6388 | 1.9523e-05 | 0 | 3.1993e-05 | 3.1993e-05 | 0 | 4.8656e-06 | 4.8656e-06 | 0 | 4.8656e-06
[79 empty] | WLDFR | HFTD - Distribution - Tier 3 - 1QU CoRE ¦ 5QU LoRE | Non-Red Flag Warning - Large Fires | 2052 | 0 | 7.3713 | 0.88759 | 4.1075 | 2.3763 | 1.6388 | 1.9523e-05 | 0 | 3.1993e-05 | 3.1993e-05 | 0 | 4.8656e-06 | 4.8656e-06 | 0 | 4.8656e-06
[79 empty] | WLDFR | HFTD - Distribution - Tier 3 - 1QU CoRE ¦ 5QU LoRE | Non-Red Flag Warning - Large Fires | 2053 | 0 | 7.8503 | 0.92702 | 4.3664 | 2.5569 | 1.7633 | 1.9523e-05 | 0 | 3.4424e-05 | 3.4424e-05 | 0 | 5.1548e-06 | 5.1548e-06 | 0 | 5.1548e-06
[79 empty] | WLDFR | HFTD - Distribution - Tier 3 - 1QU CoRE ¦ 5QU LoRE | Non-Red Flag Warning - Large Fires | 2054 | 0 | 7.8503 | 0.92702 | 4.3664 | 2.5569 | 1.7633 | 1.9523e-05 | 0 | 3.4424e-05 | 3.4424e-05 | 0 | 5.1548e-06 | 5.1548e-06 | 0 | 5.1548e-06
[79 empty] | WLDFR | HFTD - Distribution - Tier 3 - 1QU CoRE ¦ 5QU LoRE | Non-Red Flag Warning - Large Fires | 2055 | 0 | 7.8503 | 0.92702 | 4.3664 | 2.5569 | 1.7633 | 1.9523e-05 | 0 | 3.4424e-05 | 3.4424e-05 | 0 | 5.1548e-06 | 5.1548e-06 | 0 | 5.1548e-06
[79 empty] | WLDFR | HFTD - Distribution - Tier 3 - 1QU CoRE ¦ 5QU LoRE | Non-Red Flag Warning - Small Fires | 2026 | 0 | 0.080408 | 0.03759 | 0.0016314 | 0.041187 | 0.028403 | 0.0022713 | 0 | 6.4512e-05 | 6.4512e-05 | 0 | 5.1548e-06 | 5.1548e-06 | 0 | 5.1548e-06
[79 empty] | WLDFR | HFTD - Distribution - Tier 3 - 1QU CoRE ¦ 5QU LoRE | Non-Red Flag Warning - Small Fires | 2027 | 0 | 0.080408 | 0.03759 | 0.0016314 | 0.041187 | 0.028403 | 0.0022713 | 0 | 6.4512e-05 | 6.4512e-05 | 0 | 5.1548e-06 | 5.1548e-06 | 0 | 5.1548e-06
[79 empty] | WLDFR | HFTD - Distribution - Tier 3 - 1QU CoRE ¦ 5QU LoRE | Non-Red Flag Warning - Small Fires | 2028 | 0 | 0.083606 | 0.039055 | 0.001695 | 0.042856 | 0.029555 | 0.0022713 | 0 | 6.7127e-05 | 6.7127e-05 | 0 | 5.4768e-06 | 5.4768e-06 | 0 | 5.4768e-06
[79 empty] | WLDFR | HFTD - Distribution - Tier 3 - 1QU CoRE ¦ 5QU LoRE | Non-Red Flag Warning - Small Fires | 2029 | 0 | 0.083606 | 0.039055 | 0.001695 | 0.042856 | 0.029555 | 0.0022713 | 0 | 6.7127e-05 | 6.7127e-05 | 0 | 5.4768e-06 | 5.4768e-06 | 0 | 5.4768e-06
[79 empty] | WLDFR | HFTD - Distribution - Tier 3 - 1QU CoRE ¦ 5QU LoRE | Non-Red Flag Warning - Small Fires | 2030 | 0 | 0.083606 | 0.039055 | 0.001695 | 0.042856 | 0.029555 | 0.0022713 | 0 | 6.7127e-05 | 6.7127e-05 | 0 | 5.4768e-06 | 5.4768e-06 | 0 | 5.4768e-06
[79 empty] | WLDFR | HFTD - Distribution - Tier 3 - 1QU CoRE ¦ 5QU LoRE | Non-Red Flag Warning - Small Fires | 2031 | 0 | 0.083606 | 0.039055 | 0.001695 | 0.042856 | 0.029555 | 0.0022713 | 0 | 6.7127e-05 | 6.7127e-05 | 0 | 5.4768e-06 | 5.4768e-06 | 0 | 5.4768e-06
[79 empty] | WLDFR | HFTD - Distribution - Tier 3 - 1QU CoRE ¦ 5QU LoRE | Non-Red Flag Warning - Small Fires | 2032 | 0 | 0.083606 | 0.039055 | 0.001695 | 0.042856 | 0.029555 | 0.0022713 | 0 | 6.7127e-05 | 6.7127e-05 | 0 | 5.4768e-06 | 5.4768e-06 | 0 | 5.4768e-06
[79 empty] | WLDFR | HFTD - Distribution - Tier 3 - 1QU CoRE ¦ 5QU LoRE | Non-Red Flag Warning - Small Fires | 2033 | 0 | 0.087211 | 0.040679 | 0.0017655 | 0.044766 | 0.030872 | 0.0022713 | 0 | 7.0119e-05 | 7.0119e-05 | 0 | 5.829e-06 | 5.829e-06 | 0 | 5.829e-06
[79 empty] | WLDFR | HFTD - Distribution - Tier 3 - 1QU CoRE ¦ 5QU LoRE | Non-Red Flag Warning - Small Fires | 2034 | 0 | 0.087211 | 0.040679 | 0.0017655 | 0.044766 | 0.030872 | 0.0022713 | 0 | 7.0119e-05 | 7.0119e-05 | 0 | 5.829e-06 | 5.829e-06 | 0 | 5.829e-06
[79 empty] | WLDFR | HFTD - Distribution - Tier 3 - 1QU CoRE ¦ 5QU LoRE | Non-Red Flag Warning - Small Fires | 2035 | 0 | 0.087211 | 0.040679 | 0.0017655 | 0.044766 | 0.030872 | 0.0022713 | 0 | 7.0119e-05 | 7.0119e-05 | 0 | 5.829e-06 | 5.829e-06 | 0 | 5.829e-06
[79 empty] | WLDFR | HFTD - Distribution - Tier 3 - 1QU CoRE ¦ 5QU LoRE | Non-Red Flag Warning - Small Fires | 2036 | 0 | 0.087211 | 0.040679 | 0.0017655 | 0.044766 | 0.030872 | 0.0022713 | 0 | 7.0119e-05 | 7.0119e-05 | 0 | 5.829e-06 | 5.829e-06 | 0 | 5.829e-06
[79 empty] | WLDFR | HFTD - Distribution - Tier 3 - 1QU CoRE ¦ 5QU LoRE | Non-Red Flag Warning - Small Fires | 2037 | 0 | 0.087211 | 0.040679 | 0.0017655 | 0.044766 | 0.030872 | 0.0022713 | 0 | 7.0119e-05 | 7.0119e-05 | 0 | 5.829e-06 | 5.829e-06 | 0 | 5.829e-06
[79 empty] | WLDFR | HFTD - Distribution - Tier 3 - 1QU CoRE ¦ 5QU LoRE | Non-Red Flag Warning - Small Fires | 2038 | 0 | 0.091184 | 0.042438 | 0.0018418 | 0.046905 | 0.032347 | 0.0022713 | 0 | 7.3469e-05 | 7.3469e-05 | 0 | 6.2083e-06 | 6.2083e-06 | 0 | 6.2083e-06
[79 empty] | WLDFR | HFTD - Distribution - Tier 3 - 1QU CoRE ¦ 5QU LoRE | Non-Red Flag Warning - Small Fires | 2039 | 0 | 0.091184 | 0.042438 | 0.0018418 | 0.046905 | 0.032347 | 0.0022713 | 0 | 7.3469e-05 | 7.3469e-05 | 0 | 6.2083e-06 | 6.2083e-06 | 0 | 6.2083e-06
[79 empty] | WLDFR | HFTD - Distribution - Tier 3 - 1QU CoRE ¦ 5QU LoRE | Non-Red Flag Warning - Small Fires | 2040 | 0 | 0.091184 | 0.042438 | 0.0018418 | 0.046905 | 0.032347 | 0.0022713 | 0 | 7.3469e-05 | 7.3469e-05 | 0 | 6.2083e-06 | 6.2083e-06 | 0 | 6.2083e-06
[79 empty] | WLDFR | HFTD - Distribution - Tier 3 - 1QU CoRE ¦ 5QU LoRE | Non-Red Flag Warning - Small Fires | 2041 | 0 | 0.091184 | 0.042438 | 0.0018418 | 0.046905 | 0.032347 | 0.0022713 | 0 | 7.3469e-05 | 7.3469e-05 | 0 | 6.2083e-06 | 6.2083e-06 | 0 | 6.2083e-06
[79 empty] | WLDFR | HFTD - Distribution - Tier 3 - 1QU CoRE ¦ 5QU LoRE | Non-Red Flag Warning - Small Fires | 2042 | 0 | 0.091184 | 0.042438 | 0.0018418 | 0.046905 | 0.032347 | 0.0022713 | 0 | 7.3469e-05 | 7.3469e-05 | 0 | 0 | 6.2083e-06 | 0 | 6.2083e-06
[79 empty] | WLDFR | HFTD - Distribution - Tier 3 - 1QU CoRE ¦ 5QU LoRE | Non-Red Flag Warning - Small Fires | 2043 | 0 | 0.095486 | 0.044306 | 0.0019228 | 0.049257 | 0.033969 | 0.0022713 | 0 | 7.7152e-05 | 7.7152e-05 | 0 | 8.1797e-06 | 0 | 0 | 0
[79 empty] | WLDFR | HFTD - Distribution - Tier 3 - 1QU CoRE ¦ 5QU LoRE | Non-Red Flag Warning - Small Fires | 2044 | 0 | 0.095486 | 0.044306 | 0.0019228 | 0.049257 | 0.033969 | 0.0022713 | 0 | 7.7152e-05 | 7.7152e-05 | 0 | 8.443e-06 | 8.443e-06 | 0 | 8.443e-06
[79 empty] | WLDFR | HFTD - Distribution - Tier 3 - 1QU CoRE ¦ 5QU LoRE | Non-Red Flag Warning - Small Fires | 2045 | 0 | 0.095486 | 0.044306 | 0.0019228 | 0.049257 | 0.033969 | 0.0022713 | 0 | 7.7152e-05 | 7.7152e-05 | 0 | 8.443e-06 | 8.443e-06 | 0 | 8.443e-06
[79 empty] | WLDFR | HFTD - Distribution - Tier 3 - 1QU CoRE ¦ 5QU LoRE | Non-Red Flag Warning - Small Fires | 2046 | 0 | 0.095486 | 0.044306 | 0.0019228 | 0.049257 | 0.033969 | 0.0022713 | 0 | 7.7152e-05 | 7.7152e-05 | 0 | 8.443e-06 | 8.443e-06 | 0 | 8.443e-06
[79 empty] | WLDFR | HFTD - Distribution - Tier 3 - 1QU CoRE ¦ 5QU LoRE | Non-Red Flag Warning - Small Fires | 2047 | 0 | 0.095486 | 0.044306 | 0.0019228 | 0.049257 | 0.033969 | 0.0022713 | 0 | 7.7152e-05 | 7.7152e-05 | 0 | 8.443e-06 | 8.443e-06 | 0 | 8.443e-06
[79 empty] | WLDFR | HFTD - Distribution - Tier 3 - 1QU CoRE ¦ 5QU LoRE | Non-Red Flag Warning - Small Fires | 2048 | 0 | 0.10007 | 0.04626 | 0.0020076 | 0.051804 | 0.035726 | 0.0022713 | 0 | 8.1143e-05 | 8.1143e-05 | 0 | 8.443e-06 | 8.443e-06 | 0 | 8.443e-06
[79 empty] | WLDFR | HFTD - Distribution - Tier 3 - 1QU CoRE ¦ 5QU LoRE | Non-Red Flag Warning - Small Fires | 2049 | 0 | 0.10007 | 0.04626 | 0.0020076 | 0.051804 | 0.035726 | 0.0022713 | 0 | 8.1143e-05 | 8.1143e-05 | 0 | 8.7788e-06 | 8.7788e-06 | 0 | 8.7788e-06
[79 empty] | WLDFR | HFTD - Distribution - Tier 3 - 1QU CoRE ¦ 5QU LoRE | Non-Red Flag Warning - Small Fires | 2050 | 0 | 0.10007 | 0.04626 | 0.0020076 | 0.051804 | 0.035726 | 0.0022713 | 0 | 8.1143e-05 | 8.1143e-05 | 0 | 8.7788e-06 | 8.7788e-06 | 0 | 8.7788e-06
[79 empty] | WLDFR | HFTD - Distribution - Tier 3 - 1QU CoRE ¦ 5QU LoRE | Non-Red Flag Warning - Small Fires | 2051 | 0 | 0.10007 | 0.04626 | 0.0020076 | 0.051804 | 0.035726 | 0.0022713 | 0 | 8.1143e-05 | 8.1143e-05 | 0 | 8.7788e-06 | 8.7788e-06 | 0 | 8.7788e-06
[79 empty] | WLDFR | HFTD - Distribution - Tier 3 - 1QU CoRE ¦ 5QU LoRE | Non-Red Flag Warning - Small Fires | 2052 | 0 | 0.10007 | 0.04626 | 0.0020076 | 0.051804 | 0.035726 | 0.0022713 | 0 | 8.1143e-05 | 8.1143e-05 | 0 | 8.7788e-06 | 8.7788e-06 | 0 | 8.7788e-06
[79 empty] | WLDFR | HFTD - Distribution - Tier 3 - 1QU CoRE ¦ 5QU LoRE | Non-Red Flag Warning - Small Fires | 2053 | 0 | 0.10489 | 0.048274 | 0.002095 | 0.054525 | 0.037602 | 0.0022713 | 0 | 8.5404e-05 | 8.5404e-05 | 0 | 8.7788e-06 | 8.7788e-06 | 0 | 8.7788e-06
[79 empty] | WLDFR | HFTD - Distribution - Tier 3 - 1QU CoRE ¦ 5QU LoRE | Non-Red Flag Warning - Small Fires | 2054 | 0 | 0.10489 | 0.048274 | 0.002095 | 0.054525 | 0.037602 | 0.0022713 | 0 | 8.5404e-05 | 8.5404e-05 | 0 | 9.1573e-06 | 9.1573e-06 | 0 | 9.1573e-06
[79 empty] | WLDFR | HFTD - Distribution - Tier 3 - 1QU CoRE ¦ 5QU LoRE | Non-Red Flag Warning - Small Fires | 2055 | 0 | 0.10489 | 0.048274 | 0.002095 | 0.054525 | 0.037602 | 0.0022713 | 0 | 8.5404e-05 | 8.5404e-05 | 0 | 9.1573e-06 | 9.1573e-06 | 0 | 9.1573e-06
[79 empty] | WLDFR | HFTD - Distribution - Tier 3 - 1QU CoRE ¦ 5QU LoRE | Red Flag Warning - Catastrophic Fires | 2026 | 0 | 14664.6376 | 233.2301 | 8896.516 | 5534.8915 | 3817.0051 | 9.1029e-05 | 0 | 0.34746 | 0.34746 | 0 | 9.1573e-06 | 9.1573e-06 | 0 | 9.1573e-06
[79 empty] | WLDFR | HFTD - Distribution - Tier 3 - 1QU CoRE ¦ 5QU LoRE | Red Flag Warning - Catastrophic Fires | 2027 | 0 | 14664.6376 | 233.2301 | 8896.516 | 5534.8915 | 3817.0051 | 9.1029e-05 | 0 | 0.34746 | 0.34746 | 0 | 9.1573e-06 | 9.1573e-06 | 0 | 9.1573e-06
[79 empty] | WLDFR | HFTD - Distribution - Tier 3 - 1QU CoRE ¦ 5QU LoRE | Red Flag Warning - Catastrophic Fires | 2028 | 0 | 15317.9909 | 247.273 | 9287.6491 | 5783.0689 | 3988.1546 | 9.1029e-05 | 0 | 0.36304 | 0.36304 | 0 | 9.1573e-06 | 9.1573e-06 | 0 | 9.1573e-06
[79 empty] | WLDFR | HFTD - Distribution - Tier 3 - 1QU CoRE ¦ 5QU LoRE | Red Flag Warning - Catastrophic Fires | 2029 | 0 | 15317.9909 | 247.273 | 9287.6491 | 5783.0689 | 3988.1546 | 9.1029e-05 | 0 | 0.36304 | 0.36304 | 0 | 9.5745e-06 | 9.5745e-06 | 0 | 9.5745e-06
[79 empty] | WLDFR | HFTD - Distribution - Tier 3 - 1QU CoRE ¦ 5QU LoRE | Red Flag Warning - Catastrophic Fires | 2030 | 0 | 15317.9909 | 247.273 | 9287.6491 | 5783.0689 | 3988.1546 | 9.1029e-05 | 0 | 0.36304 | 0.36304 | 0 | 9.5745e-06 | 9.5745e-06 | 0 | 9.5745e-06
[79 empty] | WLDFR | HFTD - Distribution - Tier 3 - 1QU CoRE ¦ 5QU LoRE | Red Flag Warning - Catastrophic Fires | 2031 | 0 | 15317.9909 | 247.273 | 9287.6491 | 5783.0689 | 3988.1546 | 9.1029e-05 | 0 | 0.36304 | 0.36304 | 0 | 9.5745e-06 | 9.5745e-06 | 0 | 9.5745e-06
[79 empty] | WLDFR | HFTD - Distribution - Tier 3 - 1QU CoRE ¦ 5QU LoRE | Red Flag Warning - Catastrophic Fires | 2032 | 0 | 15317.9909 | 247.273 | 9287.6491 | 5783.0689 | 3988.1546 | 9.1029e-05 | 0 | 0.36304 | 0.36304 | 0 | 9.5745e-06 | 9.5745e-06 | 0 | 9.5745e-06
[79 empty] | WLDFR | HFTD - Distribution - Tier 3 - 1QU CoRE ¦ 5QU LoRE | Red Flag Warning - Catastrophic Fires | 2033 | 0 | 16044.1264 | 263.1074 | 9721.74 | 6059.2791 | 4178.6364 | 9.1029e-05 | 0 | 0.38038 | 0.38038 | 0 | 9.5745e-06 | 9.5745e-06 | 0 | 9.5745e-06
[79 empty] | WLDFR | HFTD - Distribution - Tier 3 - 1QU CoRE ¦ 5QU LoRE | Red Flag Warning - Catastrophic Fires | 2034 | 0 | 16044.1264 | 263.1074 | 9721.74 | 6059.2791 | 4178.6364 | 9.1029e-05 | 0 | 0.38038 | 0.38038 | 0 | 1.0026e-05 | 1.0026e-05 | 0 | 1.0026e-05
[79 empty] | WLDFR | HFTD - Distribution - Tier 3 - 1QU CoRE ¦ 5QU LoRE | Red Flag Warning - Catastrophic Fires | 2035 | 0 | 16044.1264 | 263.1074 | 9721.74 | 6059.2791 | 4178.6364 | 9.1029e-05 | 0 | 0.38038 | 0.38038 | 0 | 1.0026e-05 | 1.0026e-05 | 0 | 1.0026e-05
[79 empty] | WLDFR | HFTD - Distribution - Tier 3 - 1QU CoRE ¦ 5QU LoRE | Red Flag Warning - Catastrophic Fires | 2036 | 0 | 16044.1264 | 263.1074 | 9721.74 | 6059.2791 | 4178.6364 | 9.1029e-05 | 0 | 0.38038 | 0.38038 | 0 | 1.0026e-05 | 1.0026e-05 | 0 | 1.0026e-05
[79 empty] | WLDFR | HFTD - Distribution - Tier 3 - 1QU CoRE ¦ 5QU LoRE | Red Flag Warning - Catastrophic Fires | 2037 | 0 | 16044.1264 | 263.1074 | 9721.74 | 6059.2791 | 4178.6364 | 9.1029e-05 | 0 | 0.38038 | 0.38038 | 0 | 1.0026e-05 | 1.0026e-05 | 0 | 1.0026e-05
[79 empty] | WLDFR | HFTD - Distribution - Tier 3 - 1QU CoRE ¦ 5QU LoRE | Red Flag Warning - Catastrophic Fires | 2038 | 0 | 16832.3912 | 280.5544 | 10192.2718 | 6359.5651 | 4385.7214 | 9.1029e-05 | 0 | 0.39923 | 0.39923 | 0 | 1.0026e-05 | 1.0026e-05 | 0 | 1.0026e-05
[79 empty] | WLDFR | HFTD - Distribution - Tier 3 - 1QU CoRE ¦ 5QU LoRE | Red Flag Warning - Catastrophic Fires | 2039 | 0 | 16832.3912 | 280.5544 | 10192.2718 | 6359.5651 | 4385.7214 | 9.1029e-05 | 0 | 0.39923 | 0.39923 | 0 | 1.0508e-05 | 1.0508e-05 | 0 | 1.0508e-05
[79 empty] | WLDFR | HFTD - Distribution - Tier 3 - 1QU CoRE ¦ 5QU LoRE | Red Flag Warning - Catastrophic Fires | 2040 | 0 | 16832.3912 | 280.5544 | 10192.2718 | 6359.5651 | 4385.7214 | 9.1029e-05 | 0 | 0.39923 | 0.39923 | 0 | 1.0508e-05 | 1.0508e-05 | 0 | 1.0508e-05
[79 empty] | WLDFR | HFTD - Distribution - Tier 3 - 1QU CoRE ¦ 5QU LoRE | Red Flag Warning - Catastrophic Fires | 2041 | 0 | 16832.3912 | 280.5544 | 10192.2718 | 6359.5651 | 4385.7214 | 9.1029e-05 | 0 | 0.39923 | 0.39923 | 0 | 1.0508e-05 | 1.0508e-05 | 0 | 1.0508e-05
[79 empty] | WLDFR | HFTD - Distribution - Tier 3 - 1QU CoRE ¦ 5QU LoRE | Red Flag Warning - Catastrophic Fires | 2042 | 0 | 16832.3912 | 280.5544 | 10192.2718 | 6359.5651 | 4385.7214 | 9.1029e-05 | 0 | 0.39923 | 0.39923 | 0 | 1.0508e-05 | 1.0508e-05 | 0 | 1.0508e-05
[79 empty] | WLDFR | HFTD - Distribution - Tier 3 - 1QU CoRE ¦ 5QU LoRE | Red Flag Warning - Catastrophic Fires | 2043 | 0 | 17672.0852 | 299.42 | 10692.7362 | 6679.929 | 4606.6527 | 9.1029e-05 | 0 | 0.41934 | 0.41934 | 0 | 0 | 1.0508e-05 | 0 | 1.0508e-05
[79 empty] | WLDFR | HFTD - Distribution - Tier 3 - 1QU CoRE ¦ 5QU LoRE | Red Flag Warning - Catastrophic Fires | 2044 | 0 | 17672.0852 | 299.42 | 10692.7362 | 6679.929 | 4606.6527 | 9.1029e-05 | 0 | 0.41934 | 0.41934 | 0 | 0.057808 | 0 | 0 | 0
[79 empty] | WLDFR | HFTD - Distribution - Tier 3 - 1QU CoRE ¦ 5QU LoRE | Red Flag Warning - Catastrophic Fires | 2045 | 0 | 17672.0852 | 299.42 | 10692.7362 | 6679.929 | 4606.6527 | 9.1029e-05 | 0 | 0.41934 | 0.41934 | 0 | 0.059927 | 0.059927 | 0 | 0.059927
[79 empty] | WLDFR | HFTD - Distribution - Tier 3 - 1QU CoRE ¦ 5QU LoRE | Red Flag Warning - Catastrophic Fires | 2046 | 0 | 17672.0852 | 299.42 | 10692.7362 | 6679.929 | 4606.6527 | 9.1029e-05 | 0 | 0.41934 | 0.41934 | 0 | 0.059927 | 0.059927 | 0 | 0.059927
[79 empty] | WLDFR | HFTD - Distribution - Tier 3 - 1QU CoRE ¦ 5QU LoRE | Red Flag Warning - Catastrophic Fires | 2047 | 0 | 17672.0852 | 299.42 | 10692.7362 | 6679.929 | 4606.6527 | 9.1029e-05 | 0 | 0.41934 | 0.41934 | 0 | 0.059927 | 0.059927 | 0 | 0.059927
[79 empty] | WLDFR | HFTD - Distribution - Tier 3 - 1QU CoRE ¦ 5QU LoRE | Red Flag Warning - Catastrophic Fires | 2048 | 0 | 18552.3348 | 319.4911 | 11216.5626 | 7016.281 | 4838.6098 | 9.1029e-05 | 0 | 0.44045 | 0.44045 | 0 | 0.059927 | 0.059927 | 0 | 0.059927
[79 empty] | WLDFR | HFTD - Distribution - Tier 3 - 1QU CoRE ¦ 5QU LoRE | Red Flag Warning - Catastrophic Fires | 2049 | 0 | 18552.3348 | 319.4911 | 11216.5626 | 7016.281 | 4838.6098 | 9.1029e-05 | 0 | 0.44045 | 0.44045 | 0 | 0.059927 | 0.059927 | 0 | 0.059927
[79 empty] | WLDFR | HFTD - Distribution - Tier 3 - 1QU CoRE ¦ 5QU LoRE | Red Flag Warning - Catastrophic Fires | 2050 | 0 | 18552.3348 | 319.4911 | 11216.5626 | 7016.281 | 4838.6098 | 9.1029e-05 | 0 | 0.44045 | 0.44045 | 0 | 0.062597 | 0.062597 | 0 | 0.062597
[79 empty] | WLDFR | HFTD - Distribution - Tier 3 - 1QU CoRE ¦ 5QU LoRE | Red Flag Warning - Catastrophic Fires | 2051 | 0 | 18552.3348 | 319.4911 | 11216.5626 | 7016.281 | 4838.6098 | 9.1029e-05 | 0 | 0.44045 | 0.44045 | 0 | 0.062597 | 0.062597 | 0 | 0.062597
[79 empty] | WLDFR | HFTD - Distribution - Tier 3 - 1QU CoRE ¦ 5QU LoRE | Red Flag Warning - Catastrophic Fires | 2052 | 0 | 18552.3348 | 319.4911 | 11216.5626 | 7016.281 | 4838.6098 | 9.1029e-05 | 0 | 0.44045 | 0.44045 | 0 | 0.062597 | 0.062597 | 0 | 0.062597
[79 empty] | WLDFR | HFTD - Distribution - Tier 3 - 1QU CoRE ¦ 5QU LoRE | Red Flag Warning - Catastrophic Fires | 2053 | 0 | 19462.1283 | 340.5356 | 11757.1413 | 7364.4514 | 5078.7171 | 9.1029e-05 | 0 | 0.46231 | 0.46231 | 0 | 0.062597 | 0.062597 | 0 | 0.062597
[79 empty] | WLDFR | HFTD - Distribution - Tier 3 - 1QU CoRE ¦ 5QU LoRE | Red Flag Warning - Catastrophic Fires | 2054 | 0 | 19462.1283 | 340.5356 | 11757.1413 | 7364.4514 | 5078.7171 | 9.1029e-05 | 0 | 0.46231 | 0.46231 | 0 | 0.062597 | 0.062597 | 0 | 0.062597
[79 empty] | WLDFR | HFTD - Distribution - Tier 3 - 1QU CoRE ¦ 5QU LoRE | Red Flag Warning - Catastrophic Fires | 2055 | 0 | 19462.1283 | 340.5356 | 11757.1413 | 7364.4514 | 5078.7171 | 9.1029e-05 | 0 | 0.46231 | 0.46231 | 0 | 0.065564 | 0.065564 | 0 | 0.065564
[79 empty] | WLDFR | HFTD - Distribution - Tier 3 - 1QU CoRE ¦ 5QU LoRE | Red Flag Warning - Large Fires | 2026 | 0 | 5.475 | 0.71896 | 3.0715 | 1.6846 | 1.1617 | 3.6163e-05 | 0 | 4.2012e-05 | 4.2012e-05 | 0 | 0.065564 | 0.065564 | 0 | 0.065564
[79 empty] | WLDFR | HFTD - Distribution - Tier 3 - 1QU CoRE ¦ 5QU LoRE | Red Flag Warning - Large Fires | 2027 | 0 | 5.475 | 0.71896 | 3.0715 | 1.6846 | 1.1617 | 3.6163e-05 | 0 | 4.2012e-05 | 4.2012e-05 | 0 | 0.065564 | 0.065564 | 0 | 0.065564
[79 empty] | WLDFR | HFTD - Distribution - Tier 3 - 1QU CoRE ¦ 5QU LoRE | Red Flag Warning - Large Fires | 2028 | 0 | 5.777 | 0.74734 | 3.238 | 1.7917 | 1.2356 | 3.6163e-05 | 0 | 4.4684e-05 | 4.4684e-05 | 0 | 0.065564 | 0.065564 | 0 | 0.065564
[79 empty] | WLDFR | HFTD - Distribution - Tier 3 - 1QU CoRE ¦ 5QU LoRE | Red Flag Warning - Large Fires | 2029 | 0 | 5.777 | 0.74734 | 3.238 | 1.7917 | 1.2356 | 3.6163e-05 | 0 | 4.4684e-05 | 4.4684e-05 | 0 | 0.065564 | 0.065564 | 0 | 0.065564
[79 empty] | WLDFR | HFTD - Distribution - Tier 3 - 1QU CoRE ¦ 5QU LoRE | Red Flag Warning - Large Fires | 2030 | 0 | 5.777 | 0.74734 | 3.238 | 1.7917 | 1.2356 | 3.6163e-05 | 0 | 4.4684e-05 | 4.4684e-05 | 0 | 0.068785 | 0.068785 | 0 | 0.068785
[79 empty] | WLDFR | HFTD - Distribution - Tier 3 - 1QU CoRE ¦ 5QU LoRE | Red Flag Warning - Large Fires | 2031 | 0 | 5.777 | 0.74734 | 3.238 | 1.7917 | 1.2356 | 3.6163e-05 | 0 | 4.4684e-05 | 4.4684e-05 | 0 | 0.068785 | 0.068785 | 0 | 0.068785
[79 empty] | WLDFR | HFTD - Distribution - Tier 3 - 1QU CoRE ¦ 5QU LoRE | Red Flag Warning - Large Fires | 2032 | 0 | 5.777 | 0.74734 | 3.238 | 1.7917 | 1.2356 | 3.6163e-05 | 0 | 4.4684e-05 | 4.4684e-05 | 0 | 0.068785 | 0.068785 | 0 | 0.068785
[79 empty] | WLDFR | HFTD - Distribution - Tier 3 - 1QU CoRE ¦ 5QU LoRE | Red Flag Warning - Large Fires | 2033 | 0 | 6.1205 | 0.77885 | 3.4265 | 1.9151 | 1.3207 | 3.6163e-05 | 0 | 4.7762e-05 | 4.7762e-05 | 0 | 0.068785 | 0.068785 | 0 | 0.068785
[79 empty] | WLDFR | HFTD - Distribution - Tier 3 - 1QU CoRE ¦ 5QU LoRE | Red Flag Warning - Large Fires | 2034 | 0 | 6.1205 | 0.77885 | 3.4265 | 1.9151 | 1.3207 | 3.6163e-05 | 0 | 4.7762e-05 | 4.7762e-05 | 0 | 0.068785 | 0.068785 | 0 | 0.068785
[79 empty] | WLDFR | HFTD - Distribution - Tier 3 - 1QU CoRE ¦ 5QU LoRE | Red Flag Warning - Large Fires | 2035 | 0 | 6.1205 | 0.77885 | 3.4265 | 1.9151 | 1.3207 | 3.6163e-05 | 0 | 4.7762e-05 | 4.7762e-05 | 0 | 0.072217 | 0.072217 | 0 | 0.072217
[79 empty] | WLDFR | HFTD - Distribution - Tier 3 - 1QU CoRE ¦ 5QU LoRE | Red Flag Warning - Large Fires | 2036 | 0 | 6.1205 | 0.77885 | 3.4265 | 1.9151 | 1.3207 | 3.6163e-05 | 0 | 4.7762e-05 | 4.7762e-05 | 0 | 0.072217 | 0.072217 | 0 | 0.072217
[79 empty] | WLDFR | HFTD - Distribution - Tier 3 - 1QU CoRE ¦ 5QU LoRE | Red Flag Warning - Large Fires | 2037 | 0 | 6.1205 | 0.77885 | 3.4265 | 1.9151 | 1.3207 | 3.6163e-05 | 0 | 4.7762e-05 | 4.7762e-05 | 0 | 0.072217 | 0.072217 | 0 | 0.072217
[79 empty] | WLDFR | HFTD - Distribution - Tier 3 - 1QU CoRE ¦ 5QU LoRE | Red Flag Warning - Large Fires | 2038 | 0 | 6.5028 | 0.81304 | 3.6355 | 2.0543 | 1.4167 | 3.6163e-05 | 0 | 5.1231e-05 | 5.1231e-05 | 0 | 0.072217 | 0.072217 | 0 | 0.072217
[79 empty] | WLDFR | HFTD - Distribution - Tier 3 - 1QU CoRE ¦ 5QU LoRE | Red Flag Warning - Large Fires | 2039 | 0 | 6.5028 | 0.81304 | 3.6355 | 2.0543 | 1.4167 | 3.6163e-05 | 0 | 5.1231e-05 | 5.1231e-05 | 0 | 0.072217 | 0.072217 | 0 | 0.072217
[79 empty] | WLDFR | HFTD - Distribution - Tier 3 - 1QU CoRE ¦ 5QU LoRE | Red Flag Warning - Large Fires | 2040 | 0 | 6.5028 | 0.81304 | 3.6355 | 2.0543 | 1.4167 | 3.6163e-05 | 0 | 5.1231e-05 | 5.1231e-05 | 0 | 0.075814 | 0.075814 | 0 | 0.075814
[79 empty] | WLDFR | HFTD - Distribution - Tier 3 - 1QU CoRE ¦ 5QU LoRE | Red Flag Warning - Large Fires | 2041 | 0 | 6.5028 | 0.81304 | 3.6355 | 2.0543 | 1.4167 | 3.6163e-05 | 0 | 5.1231e-05 | 5.1231e-05 | 0 | 0.075814 | 0.075814 | 0 | 0.075814
[79 empty] | WLDFR | HFTD - Distribution - Tier 3 - 1QU CoRE ¦ 5QU LoRE | Red Flag Warning - Large Fires | 2042 | 0 | 6.5028 | 0.81304 | 3.6355 | 2.0543 | 1.4167 | 3.6163e-05 | 0 | 5.1231e-05 | 5.1231e-05 | 0 | 0.075814 | 0.075814 | 0 | 0.075814
[79 empty] | WLDFR | HFTD - Distribution - Tier 3 - 1QU CoRE ¦ 5QU LoRE | Red Flag Warning - Large Fires | 2043 | 0 | 6.9209 | 0.84944 | 3.8632 | 2.2083 | 1.5229 | 3.6163e-05 | 0 | 5.5073e-05 | 5.5073e-05 | 0 | 0.075814 | 0.075814 | 0 | 0.075814
[79 empty] | WLDFR | HFTD - Distribution - Tier 3 - 1QU CoRE ¦ 5QU LoRE | Red Flag Warning - Large Fires | 2044 | 0 | 6.9209 | 0.84944 | 3.8632 | 2.2083 | 1.5229 | 3.6163e-05 | 0 | 5.5073e-05 | 5.5073e-05 | 0 | 0 | 0.075814 | 0 | 0.075814
[79 empty] | WLDFR | HFTD - Distribution - Tier 3 - 1QU CoRE ¦ 5QU LoRE | Red Flag Warning - Large Fires | 2045 | 0 | 6.9209 | 0.84944 | 3.8632 | 2.2083 | 1.5229 | 3.6163e-05 | 0 | 5.5073e-05 | 5.5073e-05 | 0 | 0.0046609 | 0 | 0 | 0
[79 empty] | WLDFR | HFTD - Distribution - Tier 3 - 1QU CoRE ¦ 5QU LoRE | Red Flag Warning - Large Fires | 2046 | 0 | 6.9209 | 0.84944 | 3.8632 | 2.2083 | 1.5229 | 3.6163e-05 | 0 | 5.5073e-05 | 5.5073e-05 | 0 | 0.0048312 | 0.0048312 | 0 | 0.0048312
[79 empty] | WLDFR | HFTD - Distribution - Tier 3 - 1QU CoRE ¦ 5QU LoRE | Red Flag Warning - Large Fires | 2047 | 0 | 6.9209 | 0.84944 | 3.8632 | 2.2083 | 1.5229 | 3.6163e-05 | 0 | 5.5073e-05 | 5.5073e-05 | 0 | 0.0048312 | 0.0048312 | 0 | 0.0048312
[79 empty] | WLDFR | HFTD - Distribution - Tier 3 - 1QU CoRE ¦ 5QU LoRE | Red Flag Warning - Large Fires | 2048 | 0 | 7.3713 | 0.88759 | 4.1075 | 2.3763 | 1.6388 | 3.6163e-05 | 0 | 5.9263e-05 | 5.9263e-05 | 0 | 0.0048312 | 0.0048312 | 0 | 0.0048312
[79 empty] | WLDFR | HFTD - Distribution - Tier 3 - 1QU CoRE ¦ 5QU LoRE | Red Flag Warning - Large Fires | 2049 | 0 | 7.3713 | 0.88759 | 4.1075 | 2.3763 | 1.6388 | 3.6163e-05 | 0 | 5.9263e-05 | 5.9263e-05 | 0 | 0.0048312 | 0.0048312 | 0 | 0.0048312
[79 empty] | WLDFR | HFTD - Distribution - Tier 3 - 1QU CoRE ¦ 5QU LoRE | Red Flag Warning - Large Fires | 2050 | 0 | 7.3713 | 0.88759 | 4.1075 | 2.3763 | 1.6388 | 3.6163e-05 | 0 | 5.9263e-05 | 5.9263e-05 | 0 | 0.0048312 | 0.0048312 | 0 | 0.0048312
[79 empty] | WLDFR | HFTD - Distribution - Tier 3 - 1QU CoRE ¦ 5QU LoRE | Red Flag Warning - Large Fires | 2051 | 0 | 7.3713 | 0.88759 | 4.1075 | 2.3763 | 1.6388 | 3.6163e-05 | 0 | 5.9263e-05 | 5.9263e-05 | 0 | 0.0050456 | 0.0050456 | 0 | 0.0050456
[79 empty] | WLDFR | HFTD - Distribution - Tier 3 - 1QU CoRE ¦ 5QU LoRE | Red Flag Warning - Large Fires | 2052 | 0 | 7.3713 | 0.88759 | 4.1075 | 2.3763 | 1.6388 | 3.6163e-05 | 0 | 5.9263e-05 | 5.9263e-05 | 0 | 0.0050456 | 0.0050456 | 0 | 0.0050456
[79 empty] | WLDFR | HFTD - Distribution - Tier 3 - 1QU CoRE ¦ 5QU LoRE | Red Flag Warning - Large Fires | 2053 | 0 | 7.8503 | 0.92702 | 4.3664 | 2.5569 | 1.7633 | 3.6163e-05 | 0 | 6.3766e-05 | 6.3766e-05 | 0 | 0.0050456 | 0.0050456 | 0 | 0.0050456
[79 empty] | WLDFR | HFTD - Distribution - Tier 3 - 1QU CoRE ¦ 5QU LoRE | Red Flag Warning - Large Fires | 2054 | 0 | 7.8503 | 0.92702 | 4.3664 | 2.5569 | 1.7633 | 3.6163e-05 | 0 | 6.3766e-05 | 6.3766e-05 | 0 | 0.0050456 | 0.0050456 | 0 | 0.0050456
[79 empty] | WLDFR | HFTD - Distribution - Tier 3 - 1QU CoRE ¦ 5QU LoRE | Red Flag Warning - Large Fires | 2055 | 0 | 7.8503 | 0.92702 | 4.3664 | 2.5569 | 1.7633 | 3.6163e-05 | 0 | 6.3766e-05 | 6.3766e-05 | 0 | 0.0050456 | 0.0050456 | 0 | 0.0050456
[79 empty] | WLDFR | HFTD - Distribution - Tier 3 - 1QU CoRE ¦ 5QU LoRE | Red Flag Warning - Small Fires | 2026 | 0 | 0.080408 | 0.03759 | 0.0016314 | 0.041187 | 0.028403 | 0.00037266 | 0 | 1.0585e-05 | 1.0585e-05 | 0 | 0.0052837 | 0.0052837 | 0 | 0.0052837
[79 empty] | WLDFR | HFTD - Distribution - Tier 3 - 1QU CoRE ¦ 5QU LoRE | Red Flag Warning - Small Fires | 2027 | 0 | 0.080408 | 0.03759 | 0.0016314 | 0.041187 | 0.028403 | 0.00037266 | 0 | 1.0585e-05 | 1.0585e-05 | 0 | 0.0052837 | 0.0052837 | 0 | 0.0052837
[79 empty] | WLDFR | HFTD - Distribution - Tier 3 - 1QU CoRE ¦ 5QU LoRE | Red Flag Warning - Small Fires | 2028 | 0 | 0.083606 | 0.039055 | 0.001695 | 0.042856 | 0.029555 | 0.00037266 | 0 | 1.1014e-05 | 1.1014e-05 | 0 | 0.0052837 | 0.0052837 | 0 | 0.0052837
[79 empty] | WLDFR | HFTD - Distribution - Tier 3 - 1QU CoRE ¦ 5QU LoRE | Red Flag Warning - Small Fires | 2029 | 0 | 0.083606 | 0.039055 | 0.001695 | 0.042856 | 0.029555 | 0.00037266 | 0 | 1.1014e-05 | 1.1014e-05 | 0 | 0.0052837 | 0.0052837 | 0 | 0.0052837
[79 empty] | WLDFR | HFTD - Distribution - Tier 3 - 1QU CoRE ¦ 5QU LoRE | Red Flag Warning - Small Fires | 2030 | 0 | 0.083606 | 0.039055 | 0.001695 | 0.042856 | 0.029555 | 0.00037266 | 0 | 1.1014e-05 | 1.1014e-05 | 0 | 0.0052837 | 0.0052837 | 0 | 0.0052837
[79 empty] | WLDFR | HFTD - Distribution - Tier 3 - 1QU CoRE ¦ 5QU LoRE | Red Flag Warning - Small Fires | 2031 | 0 | 0.083606 | 0.039055 | 0.001695 | 0.042856 | 0.029555 | 0.00037266 | 0 | 1.1014e-05 | 1.1014e-05 | 0 | 0.0055419 | 0.0055419 | 0 | 0.0055419
[79 empty] | WLDFR | HFTD - Distribution - Tier 3 - 1QU CoRE ¦ 5QU LoRE | Red Flag Warning - Small Fires | 2032 | 0 | 0.083606 | 0.039055 | 0.001695 | 0.042856 | 0.029555 | 0.00037266 | 0 | 1.1014e-05 | 1.1014e-05 | 0 | 0.0055419 | 0.0055419 | 0 | 0.0055419
[79 empty] | WLDFR | HFTD - Distribution - Tier 3 - 1QU CoRE ¦ 5QU LoRE | Red Flag Warning - Small Fires | 2033 | 0 | 0.087211 | 0.040679 | 0.0017655 | 0.044766 | 0.030872 | 0.00037266 | 0 | 1.1505e-05 | 1.1505e-05 | 0 | 0.0055419 | 0.0055419 | 0 | 0.0055419
[79 empty] | WLDFR | HFTD - Distribution - Tier 3 - 1QU CoRE ¦ 5QU LoRE | Red Flag Warning - Small Fires | 2034 | 0 | 0.087211 | 0.040679 | 0.0017655 | 0.044766 | 0.030872 | 0.00037266 | 0 | 1.1505e-05 | 1.1505e-05 | 0 | 0.0055419 | 0.0055419 | 0 | 0.0055419
[79 empty] | WLDFR | HFTD - Distribution - Tier 3 - 1QU CoRE ¦ 5QU LoRE | Red Flag Warning - Small Fires | 2035 | 0 | 0.087211 | 0.040679 | 0.0017655 | 0.044766 | 0.030872 | 0.00037266 | 0 | 1.1505e-05 | 1.1505e-05 | 0 | 0.0055419 | 0.0055419 | 0 | 0.0055419
[79 empty] | WLDFR | HFTD - Distribution - Tier 3 - 1QU CoRE ¦ 5QU LoRE | Red Flag Warning - Small Fires | 2036 | 0 | 0.087211 | 0.040679 | 0.0017655 | 0.044766 | 0.030872 | 0.00037266 | 0 | 1.1505e-05 | 1.1505e-05 | 0 | 0.0058167 | 0.0058167 | 0 | 0.0058167
[79 empty] | WLDFR | HFTD - Distribution - Tier 3 - 1QU CoRE ¦ 5QU LoRE | Red Flag Warning - Small Fires | 2037 | 0 | 0.087211 | 0.040679 | 0.0017655 | 0.044766 | 0.030872 | 0.00037266 | 0 | 1.1505e-05 | 1.1505e-05 | 0 | 0.0058167 | 0.0058167 | 0 | 0.0058167
[79 empty] | WLDFR | HFTD - Distribution - Tier 3 - 1QU CoRE ¦ 5QU LoRE | Red Flag Warning - Small Fires | 2038 | 0 | 0.091184 | 0.042438 | 0.0018418 | 0.046905 | 0.032347 | 0.00037266 | 0 | 1.2054e-05 | 1.2054e-05 | 0 | 0.0058167 | 0.0058167 | 0 | 0.0058167
[79 empty] | WLDFR | HFTD - Distribution - Tier 3 - 1QU CoRE ¦ 5QU LoRE | Red Flag Warning - Small Fires | 2039 | 0 | 0.091184 | 0.042438 | 0.0018418 | 0.046905 | 0.032347 | 0.00037266 | 0 | 1.2054e-05 | 1.2054e-05 | 0 | 0.0058167 | 0.0058167 | 0 | 0.0058167
[79 empty] | WLDFR | HFTD - Distribution - Tier 3 - 1QU CoRE ¦ 5QU LoRE | Red Flag Warning - Small Fires | 2040 | 0 | 0.091184 | 0.042438 | 0.0018418 | 0.046905 | 0.032347 | 0.00037266 | 0 | 1.2054e-05 | 1.2054e-05 | 0 | 0.0058167 | 0.0058167 | 0 | 0.0058167
[79 empty] | WLDFR | HFTD - Distribution - Tier 3 - 1QU CoRE ¦ 5QU LoRE | Red Flag Warning - Small Fires | 2041 | 0 | 0.091184 | 0.042438 | 0.0018418 | 0.046905 | 0.032347 | 0.00037266 | 0 | 1.2054e-05 | 1.2054e-05 | 0 | 0.0061046 | 0.0061046 | 0 | 0.0061046
[79 empty] | WLDFR | HFTD - Distribution - Tier 3 - 1QU CoRE ¦ 5QU LoRE | Red Flag Warning - Small Fires | 2042 | 0 | 0.091184 | 0.042438 | 0.0018418 | 0.046905 | 0.032347 | 0.00037266 | 0 | 1.2054e-05 | 1.2054e-05 | 0 | 0.0061046 | 0.0061046 | 0 | 0.0061046
[79 empty] | WLDFR | HFTD - Distribution - Tier 3 - 1QU CoRE ¦ 5QU LoRE | Red Flag Warning - Small Fires | 2043 | 0 | 0.095486 | 0.044306 | 0.0019228 | 0.049257 | 0.033969 | 0.00037266 | 0 | 1.2659e-05 | 1.2659e-05 | 0 | 0.0061046 | 0.0061046 | 0 | 0.0061046
[79 empty] | WLDFR | HFTD - Distribution - Tier 3 - 1QU CoRE ¦ 5QU LoRE | Red Flag Warning - Small Fires | 2044 | 0 | 0.095486 | 0.044306 | 0.0019228 | 0.049257 | 0.033969 | 0.00037266 | 0 | 1.2659e-05 | 1.2659e-05 | 0 | 0.0061046 | 0.0061046 | 0 | 0.0061046
[79 empty] | WLDFR | HFTD - Distribution - Tier 3 - 1QU CoRE ¦ 5QU LoRE | Red Flag Warning - Small Fires | 2045 | 0 | 0.095486 | 0.044306 | 0.0019228 | 0.049257 | 0.033969 | 0.00037266 | 0 | 1.2659e-05 | 1.2659e-05 | 0 | 0 | 0.0061046 | 0 | 0.0061046
[79 empty] | WLDFR | HFTD - Distribution - Tier 3 - 1QU CoRE ¦ 5QU LoRE | Red Flag Warning - Small Fires | 2046 | 0 | 0.095486 | 0.044306 | 0.0019228 | 0.049257 | 0.033969 | 0.00037266 | 0 | 1.2659e-05 | 1.2659e-05 | 0 | 1.0781e-05 | 0 | 0 | 0
[79 empty] | WLDFR | HFTD - Distribution - Tier 3 - 1QU CoRE ¦ 5QU LoRE | Red Flag Warning - Small Fires | 2047 | 0 | 0.095486 | 0.044306 | 0.0019228 | 0.049257 | 0.033969 | 0.00037266 | 0 | 1.2659e-05 | 1.2659e-05 | 0 | 1.1263e-05 | 1.1263e-05 | 0 | 1.1263e-05
[79 empty] | WLDFR | HFTD - Distribution - Tier 3 - 1QU CoRE ¦ 5QU LoRE | Red Flag Warning - Small Fires | 2048 | 0 | 0.10007 | 0.04626 | 0.0020076 | 0.051804 | 0.035726 | 0.00037266 | 0 | 1.3313e-05 | 1.3313e-05 | 0 | 1.1263e-05 | 1.1263e-05 | 0 | 1.1263e-05
[79 empty] | WLDFR | HFTD - Distribution - Tier 3 - 1QU CoRE ¦ 5QU LoRE | Red Flag Warning - Small Fires | 2049 | 0 | 0.10007 | 0.04626 | 0.0020076 | 0.051804 | 0.035726 | 0.00037266 | 0 | 1.3313e-05 | 1.3313e-05 | 0 | 1.1263e-05 | 1.1263e-05 | 0 | 1.1263e-05
[79 empty] | WLDFR | HFTD - Distribution - Tier 3 - 1QU CoRE ¦ 5QU LoRE | Red Flag Warning - Small Fires | 2050 | 0 | 0.10007 | 0.04626 | 0.0020076 | 0.051804 | 0.035726 | 0.00037266 | 0 | 1.3313e-05 | 1.3313e-05 | 0 | 1.1263e-05 | 1.1263e-05 | 0 | 1.1263e-05
[79 empty] | WLDFR | HFTD - Distribution - Tier 3 - 1QU CoRE ¦ 5QU LoRE | Red Flag Warning - Small Fires | 2051 | 0 | 0.10007 | 0.04626 | 0.0020076 | 0.051804 | 0.035726 | 0.00037266 | 0 | 1.3313e-05 | 1.3313e-05 | 0 | 1.1263e-05 | 1.1263e-05 | 0 | 1.1263e-05
[79 empty] | WLDFR | HFTD - Distribution - Tier 3 - 1QU CoRE ¦ 5QU LoRE | Red Flag Warning - Small Fires | 2052 | 0 | 0.10007 | 0.04626 | 0.0020076 | 0.051804 | 0.035726 | 0.00037266 | 0 | 1.3313e-05 | 1.3313e-05 | 0 | 1.1885e-05 | 1.1885e-05 | 0 | 1.1885e-05
[79 empty] | WLDFR | HFTD - Distribution - Tier 3 - 1QU CoRE ¦ 5QU LoRE | Red Flag Warning - Small Fires | 2053 | 0 | 0.10489 | 0.048274 | 0.002095 | 0.054525 | 0.037602 | 0.00037266 | 0 | 1.4013e-05 | 1.4013e-05 | 0 | 1.1885e-05 | 1.1885e-05 | 0 | 1.1885e-05
[79 empty] | WLDFR | HFTD - Distribution - Tier 3 - 1QU CoRE ¦ 5QU LoRE | Red Flag Warning - Small Fires | 2054 | 0 | 0.10489 | 0.048274 | 0.002095 | 0.054525 | 0.037602 | 0.00037266 | 0 | 1.4013e-05 | 1.4013e-05 | 0 | 1.1885e-05 | 1.1885e-05 | 0 | 1.1885e-05
[79 empty] | WLDFR | HFTD - Distribution - Tier 3 - 1QU CoRE ¦ 5QU LoRE | Red Flag Warning - Small Fires | 2055 | 0 | 0.10489 | 0.048274 | 0.002095 | 0.054525 | 0.037602 | 0.00037266 | 0 | 1.4013e-05 | 1.4013e-05 | 0 | 1.1885e-05 | 1.1885e-05 | 0 | 1.1885e-05
[79 empty] | WLDFR | HFTD - Distribution - Tier 3 - 1QU CoRE ¦ 5QU LoRE | Seismic - Non-Red Flag Warning - Catastrophic Fires | 2026 | 0 | 21835.9781 | 428.6023 | 13939.561 | 7467.8148 | 5149.9993 | 5.6441e-10 | 0 | 2.9067e-06 | 2.9067e-06 | 0 | 1.1885e-05 | 1.1885e-05 | 0 | 1.1885e-05
[79 empty] | WLDFR | HFTD - Distribution - Tier 3 - 1QU CoRE ¦ 5QU LoRE | Seismic - Non-Red Flag Warning - Catastrophic Fires | 2027 | 0 | 21835.9781 | 428.6023 | 13939.561 | 7467.8148 | 5149.9993 | 5.6441e-10 | 0 | 2.9067e-06 | 2.9067e-06 | 0 | 1.2591e-05 | 1.2591e-05 | 0 | 1.2591e-05
[79 empty] | WLDFR | HFTD - Distribution - Tier 3 - 1QU CoRE ¦ 5QU LoRE | Seismic - Non-Red Flag Warning - Catastrophic Fires | 2028 | 0 | 22783.187 | 453.261 | 14531.3357 | 7798.5904 | 5378.1107 | 5.6441e-10 | 0 | 3.0355e-06 | 3.0355e-06 | 0 | 1.2591e-05 | 1.2591e-05 | 0 | 1.2591e-05
[79 empty] | WLDFR | HFTD - Distribution - Tier 3 - 1QU CoRE ¦ 5QU LoRE | Seismic - Non-Red Flag Warning - Catastrophic Fires | 2029 | 0 | 22783.187 | 453.261 | 14531.3357 | 7798.5904 | 5378.1107 | 5.6441e-10 | 0 | 3.0355e-06 | 3.0355e-06 | 0 | 1.2591e-05 | 1.2591e-05 | 0 | 1.2591e-05
[79 empty] | WLDFR | HFTD - Distribution - Tier 3 - 1QU CoRE ¦ 5QU LoRE | Seismic - Non-Red Flag Warning - Catastrophic Fires | 2030 | 0 | 22783.187 | 453.261 | 14531.3357 | 7798.5904 | 5378.1107 | 5.6441e-10 | 0 | 3.0355e-06 | 3.0355e-06 | 0 | 1.2591e-05 | 1.2591e-05 | 0 | 1.2591e-05
[79 empty] | WLDFR | HFTD - Distribution - Tier 3 - 1QU CoRE ¦ 5QU LoRE | Seismic - Non-Red Flag Warning - Catastrophic Fires | 2031 | 0 | 22783.187 | 453.261 | 14531.3357 | 7798.5904 | 5378.1107 | 5.6441e-10 | 0 | 3.0355e-06 | 3.0355e-06 | 0 | 1.2591e-05 | 1.2591e-05 | 0 | 1.2591e-05
[79 empty] | WLDFR | HFTD - Distribution - Tier 3 - 1QU CoRE ¦ 5QU LoRE | Seismic - Non-Red Flag Warning - Catastrophic Fires | 2032 | 0 | 22783.187 | 453.261 | 14531.3357 | 7798.5904 | 5378.1107 | 5.6441e-10 | 0 | 3.0355e-06 | 3.0355e-06 | 0 | 1.3378e-05 | 1.3378e-05 | 0 | 1.3378e-05
[79 empty] | WLDFR | HFTD - Distribution - Tier 3 - 1QU CoRE ¦ 5QU LoRE | Seismic - Non-Red Flag Warning - Catastrophic Fires | 2033 | 0 | 23835.2641 | 480.9649 | 15187.7294 | 8166.5698 | 5631.8789 | 5.6441e-10 | 0 | 3.1787e-06 | 3.1787e-06 | 0 | 1.3378e-05 | 1.3378e-05 | 0 | 1.3378e-05
[79 empty] | WLDFR | HFTD - Distribution - Tier 3 - 1QU CoRE ¦ 5QU LoRE | Seismic - Non-Red Flag Warning - Catastrophic Fires | 2034 | 0 | 23835.2641 | 480.9649 | 15187.7294 | 8166.5698 | 5631.8789 | 5.6441e-10 | 0 | 3.1787e-06 | 3.1787e-06 | 0 | 1.3378e-05 | 1.3378e-05 | 0 | 1.3378e-05
[79 empty] | WLDFR | HFTD - Distribution - Tier 3 - 1QU CoRE ¦ 5QU LoRE | Seismic - Non-Red Flag Warning - Catastrophic Fires | 2035 | 0 | 23835.2641 | 480.9649 | 15187.7294 | 8166.5698 | 5631.8789 | 5.6441e-10 | 0 | 3.1787e-06 | 3.1787e-06 | 0 | 1.3378e-05 | 1.3378e-05 | 0 | 1.3378e-05
[79 empty] | WLDFR | HFTD - Distribution - Tier 3 - 1QU CoRE ¦ 5QU LoRE | Seismic - Non-Red Flag Warning - Catastrophic Fires | 2036 | 0 | 23835.2641 | 480.9649 | 15187.7294 | 8166.5698 | 5631.8789 | 5.6441e-10 | 0 | 3.1787e-06 | 3.1787e-06 | 0 | 1.3378e-05 | 1.3378e-05 | 0 | 1.3378e-05
[79 empty] | WLDFR | HFTD - Distribution - Tier 3 - 1QU CoRE ¦ 5QU LoRE | Seismic - Non-Red Flag Warning - Catastrophic Fires | 2037 | 0 | 23835.2641 | 480.9649 | 15187.7294 | 8166.5698 | 5631.8789 | 5.6441e-10 | 0 | 3.1787e-06 | 3.1787e-06 | 0 | 1.4238e-05 | 1.4238e-05 | 0 | 1.4238e-05
[79 empty] | WLDFR | HFTD - Distribution - Tier 3 - 1QU CoRE ¦ 5QU LoRE | Seismic - Non-Red Flag Warning - Catastrophic Fires | 2038 | 0 | 24976.6418 | 511.3745 | 15898.8237 | 8566.4437 | 5907.6423 | 5.6441e-10 | 0 | 3.3343e-06 | 3.3343e-06 | 0 | 1.4238e-05 | 1.4238e-05 | 0 | 1.4238e-05
[79 empty] | WLDFR | HFTD - Distribution - Tier 3 - 1QU CoRE ¦ 5QU LoRE | Seismic - Non-Red Flag Warning - Catastrophic Fires | 2039 | 0 | 24976.6418 | 511.3745 | 15898.8237 | 8566.4437 | 5907.6423 | 5.6441e-10 | 0 | 3.3343e-06 | 3.3343e-06 | 0 | 1.4238e-05 | 1.4238e-05 | 0 | 1.4238e-05
[79 empty] | WLDFR | HFTD - Distribution - Tier 3 - 1QU CoRE ¦ 5QU LoRE | Seismic - Non-Red Flag Warning - Catastrophic Fires | 2040 | 0 | 24976.6418 | 511.3745 | 15898.8237 | 8566.4437 | 5907.6423 | 5.6441e-10 | 0 | 3.3343e-06 | 3.3343e-06 | 0 | 1.4238e-05 | 1.4238e-05 | 0 | 1.4238e-05
[79 empty] | WLDFR | HFTD - Distribution - Tier 3 - 1QU CoRE ¦ 5QU LoRE | Seismic - Non-Red Flag Warning - Catastrophic Fires | 2041 | 0 | 24976.6418 | 511.3745 | 15898.8237 | 8566.4437 | 5907.6423 | 5.6441e-10 | 0 | 3.3343e-06 | 3.3343e-06 | 0 | 1.4238e-05 | 1.4238e-05 | 0 | 1.4238e-05
[79 empty] | WLDFR | HFTD - Distribution - Tier 3 - 1QU CoRE ¦ 5QU LoRE | Seismic - Non-Red Flag Warning - Catastrophic Fires | 2042 | 0 | 24976.6418 | 511.3745 | 15898.8237 | 8566.4437 | 5907.6423 | 5.6441e-10 | 0 | 3.3343e-06 | 3.3343e-06 | 0 | 1.5165e-05 | 1.5165e-05 | 0 | 1.5165e-05
[79 empty] | WLDFR | HFTD - Distribution - Tier 3 - 1QU CoRE ¦ 5QU LoRE | Seismic - Non-Red Flag Warning - Catastrophic Fires | 2043 | 0 | 26191.7278 | 544.1291 | 16654.7414 | 8992.8573 | 6201.7082 | 5.6441e-10 | 0 | 3.5003e-06 | 3.5003e-06 | 0 | 1.5165e-05 | 1.5165e-05 | 0 | 1.5165e-05
[79 empty] | WLDFR | HFTD - Distribution - Tier 3 - 1QU CoRE ¦ 5QU LoRE | Seismic - Non-Red Flag Warning - Catastrophic Fires | 2044 | 0 | 26191.7278 | 544.1291 | 16654.7414 | 8992.8573 | 6201.7082 | 5.6441e-10 | 0 | 3.5003e-06 | 3.5003e-06 | 0 | 1.5165e-05 | 1.5165e-05 | 0 | 1.5165e-05
[79 empty] | WLDFR | HFTD - Distribution - Tier 3 - 1QU CoRE ¦ 5QU LoRE | Seismic - Non-Red Flag Warning - Catastrophic Fires | 2045 | 0 | 26191.7278 | 544.1291 | 16654.7414 | 8992.8573 | 6201.7082 | 5.6441e-10 | 0 | 3.5003e-06 | 3.5003e-06 | 0 | 1.5165e-05 | 1.5165e-05 | 0 | 1.5165e-05
[79 empty] | WLDFR | HFTD - Distribution - Tier 3 - 1QU CoRE ¦ 5QU LoRE | Seismic - Non-Red Flag Warning - Catastrophic Fires | 2046 | 0 | 26191.7278 | 544.1291 | 16654.7414 | 8992.8573 | 6201.7082 | 5.6441e-10 | 0 | 3.5003e-06 | 3.5003e-06 | 0 | 0 | 1.5165e-05 | 0 | 1.5165e-05
[79 empty] | WLDFR | HFTD - Distribution - Tier 3 - 1QU CoRE ¦ 5QU LoRE | Seismic - Non-Red Flag Warning - Catastrophic Fires | 2047 | 0 | 26191.7278 | 544.1291 | 16654.7414 | 8992.8573 | 6201.7082 | 5.6441e-10 | 0 | 3.5003e-06 | 3.5003e-06 | 0 | 1.2599e-06 | 0 | 0 | 0
[79 empty] | WLDFR | HFTD - Distribution - Tier 3 - 1QU CoRE ¦ 5QU LoRE | Seismic - Non-Red Flag Warning - Catastrophic Fires | 2048 | 0 | 27464.7227 | 578.8407 | 17445.538 | 9440.3441 | 6510.3067 | 5.6441e-10 | 0 | 3.6745e-06 | 3.6745e-06 | 0 | 1.3004e-06 | 1.3004e-06 | 0 | 1.3004e-06
[79 empty] | WLDFR | HFTD - Distribution - Tier 3 - 1QU CoRE ¦ 5QU LoRE | Seismic - Non-Red Flag Warning - Catastrophic Fires | 2049 | 0 | 27464.7227 | 578.8407 | 17445.538 | 9440.3441 | 6510.3067 | 5.6441e-10 | 0 | 3.6745e-06 | 3.6745e-06 | 0 | 1.3004e-06 | 1.3004e-06 | 0 | 1.3004e-06
[79 empty] | WLDFR | HFTD - Distribution - Tier 3 - 1QU CoRE ¦ 5QU LoRE | Seismic - Non-Red Flag Warning - Catastrophic Fires | 2050 | 0 | 27464.7227 | 578.8407 | 17445.538 | 9440.3441 | 6510.3067 | 5.6441e-10 | 0 | 3.6745e-06 | 3.6745e-06 | 0 | 1.3004e-06 | 1.3004e-06 | 0 | 1.3004e-06
[79 empty] | WLDFR | HFTD - Distribution - Tier 3 - 1QU CoRE ¦ 5QU LoRE | Seismic - Non-Red Flag Warning - Catastrophic Fires | 2051 | 0 | 27464.7227 | 578.8407 | 17445.538 | 9440.3441 | 6510.3067 | 5.6441e-10 | 0 | 3.6745e-06 | 3.6745e-06 | 0 | 1.3004e-06 | 1.3004e-06 | 0 | 1.3004e-06
[79 empty] | WLDFR | HFTD - Distribution - Tier 3 - 1QU CoRE ¦ 5QU LoRE | Seismic - Non-Red Flag Warning - Catastrophic Fires | 2052 | 0 | 27464.7227 | 578.8407 | 17445.538 | 9440.3441 | 6510.3067 | 5.6441e-10 | 0 | 3.6745e-06 | 3.6745e-06 | 0 | 1.3004e-06 | 1.3004e-06 | 0 | 1.3004e-06
[79 empty] | WLDFR | HFTD - Distribution - Tier 3 - 1QU CoRE ¦ 5QU LoRE | Seismic - Non-Red Flag Warning - Catastrophic Fires | 2053 | 0 | 28779.6694 | 615.0952 | 18261.2327 | 9903.3415 | 6829.6018 | 5.6441e-10 | 0 | 3.8547e-06 | 3.8547e-06 | 0 | 1.3521e-06 | 1.3521e-06 | 0 | 1.3521e-06
[79 empty] | WLDFR | HFTD - Distribution - Tier 3 - 1QU CoRE ¦ 5QU LoRE | Seismic - Non-Red Flag Warning - Catastrophic Fires | 2054 | 0 | 28779.6694 | 615.0952 | 18261.2327 | 9903.3415 | 6829.6018 | 5.6441e-10 | 0 | 3.8547e-06 | 3.8547e-06 | 0 | 1.3521e-06 | 1.3521e-06 | 0 | 1.3521e-06
[79 empty] | WLDFR | HFTD - Distribution - Tier 3 - 1QU CoRE ¦ 5QU LoRE | Seismic - Non-Red Flag Warning - Catastrophic Fires | 2055 | 0 | 28779.6694 | 615.0952 | 18261.2327 | 9903.3415 | 6829.6018 | 5.6441e-10 | 0 | 3.8547e-06 | 3.8547e-06 | 0 | 1.3521e-06 | 1.3521e-06 | 0 | 1.3521e-06
[79 empty] | WLDFR | HFTD - Distribution - Tier 3 - 1QU CoRE ¦ 5QU LoRE | Seismic - Red Flag Warning - Catastrophic Fires | 2026 | 0 | 21835.9781 | 428.6023 | 13939.561 | 7467.8148 | 5149.9993 | 2.4337e-08 | 0 | 0.00012534 | 0.00012534 | 0 | 1.3521e-06 | 1.3521e-06 | 0 | 1.3521e-06
[79 empty] | WLDFR | HFTD - Distribution - Tier 3 - 1QU CoRE ¦ 5QU LoRE | Seismic - Red Flag Warning - Catastrophic Fires | 2027 | 0 | 21835.9781 | 428.6023 | 13939.561 | 7467.8148 | 5149.9993 | 2.4337e-08 | 0 | 0.00012534 | 0.00012534 | 0 | 1.3521e-06 | 1.3521e-06 | 0 | 1.3521e-06
[79 empty] | WLDFR | HFTD - Distribution - Tier 3 - 1QU CoRE ¦ 5QU LoRE | Seismic - Red Flag Warning - Catastrophic Fires | 2028 | 0 | 22783.187 | 453.261 | 14531.3357 | 7798.5904 | 5378.1107 | 2.4337e-08 | 0 | 0.00013089 | 0.00013089 | 0 | 1.4104e-06 | 1.4104e-06 | 0 | 1.4104e-06
[79 empty] | WLDFR | HFTD - Distribution - Tier 3 - 1QU CoRE ¦ 5QU LoRE | Seismic - Red Flag Warning - Catastrophic Fires | 2029 | 0 | 22783.187 | 453.261 | 14531.3357 | 7798.5904 | 5378.1107 | 2.4337e-08 | 0 | 0.00013089 | 0.00013089 | 0 | 1.4104e-06 | 1.4104e-06 | 0 | 1.4104e-06
[79 empty] | WLDFR | HFTD - Distribution - Tier 3 - 1QU CoRE ¦ 5QU LoRE | Seismic - Red Flag Warning - Catastrophic Fires | 2030 | 0 | 22783.187 | 453.261 | 14531.3357 | 7798.5904 | 5378.1107 | 2.4337e-08 | 0 | 0.00013089 | 0.00013089 | 0 | 1.4104e-06 | 1.4104e-06 | 0 | 1.4104e-06
[79 empty] | WLDFR | HFTD - Distribution - Tier 3 - 1QU CoRE ¦ 5QU LoRE | Seismic - Red Flag Warning - Catastrophic Fires | 2031 | 0 | 22783.187 | 453.261 | 14531.3357 | 7798.5904 | 5378.1107 | 2.4337e-08 | 0 | 0.00013089 | 0.00013089 | 0 | 1.4104e-06 | 1.4104e-06 | 0 | 1.4104e-06
[79 empty] | WLDFR | HFTD - Distribution - Tier 3 - 1QU CoRE ¦ 5QU LoRE | Seismic - Red Flag Warning - Catastrophic Fires | 2032 | 0 | 22783.187 | 453.261 | 14531.3357 | 7798.5904 | 5378.1107 | 2.4337e-08 | 0 | 0.00013089 | 0.00013089 | 0 | 1.4104e-06 | 1.4104e-06 | 0 | 1.4104e-06
[79 empty] | WLDFR | HFTD - Distribution - Tier 3 - 1QU CoRE ¦ 5QU LoRE | Seismic - Red Flag Warning - Catastrophic Fires | 2033 | 0 | 23835.2641 | 480.9649 | 15187.7294 | 8166.5698 | 5631.8789 | 2.4337e-08 | 0 | 0.00013706 | 0.00013706 | 0 | 1.4747e-06 | 1.4747e-06 | 0 | 1.4747e-06
[79 empty] | WLDFR | HFTD - Distribution - Tier 3 - 1QU CoRE ¦ 5QU LoRE | Seismic - Red Flag Warning - Catastrophic Fires | 2034 | 0 | 23835.2641 | 480.9649 | 15187.7294 | 8166.5698 | 5631.8789 | 2.4337e-08 | 0 | 0.00013706 | 0.00013706 | 0 | 1.4747e-06 | 1.4747e-06 | 0 | 1.4747e-06
[79 empty] | WLDFR | HFTD - Distribution - Tier 3 - 1QU CoRE ¦ 5QU LoRE | Seismic - Red Flag Warning - Catastrophic Fires | 2035 | 0 | 23835.2641 | 480.9649 | 15187.7294 | 8166.5698 | 5631.8789 | 2.4337e-08 | 0 | 0.00013706 | 0.00013706 | 0 | 1.4747e-06 | 1.4747e-06 | 0 | 1.4747e-06
[79 empty] | WLDFR | HFTD - Distribution - Tier 3 - 1QU CoRE ¦ 5QU LoRE | Seismic - Red Flag Warning - Catastrophic Fires | 2036 | 0 | 23835.2641 | 480.9649 | 15187.7294 | 8166.5698 | 5631.8789 | 2.4337e-08 | 0 | 0.00013706 | 0.00013706 | 0 | 1.4747e-06 | 1.4747e-06 | 0 | 1.4747e-06
[79 empty] | WLDFR | HFTD - Distribution - Tier 3 - 1QU CoRE ¦ 5QU LoRE | Seismic - Red Flag Warning - Catastrophic Fires | 2037 | 0 | 23835.2641 | 480.9649 | 15187.7294 | 8166.5698 | 5631.8789 | 2.4337e-08 | 0 | 0.00013706 | 0.00013706 | 0 | 1.4747e-06 | 1.4747e-06 | 0 | 1.4747e-06
[79 empty] | WLDFR | HFTD - Distribution - Tier 3 - 1QU CoRE ¦ 5QU LoRE | Seismic - Red Flag Warning - Catastrophic Fires | 2038 | 0 | 24976.6418 | 511.3745 | 15898.8237 | 8566.4437 | 5907.6423 | 2.4337e-08 | 0 | 0.00014378 | 0.00014378 | 0 | 1.5442e-06 | 1.5442e-06 | 0 | 1.5442e-06
[79 empty] | WLDFR | HFTD - Distribution - Tier 3 - 1QU CoRE ¦ 5QU LoRE | Seismic - Red Flag Warning - Catastrophic Fires | 2039 | 0 | 24976.6418 | 511.3745 | 15898.8237 | 8566.4437 | 5907.6423 | 2.4337e-08 | 0 | 0.00014378 | 0.00014378 | 0 | 1.5442e-06 | 1.5442e-06 | 0 | 1.5442e-06
[79 empty] | WLDFR | HFTD - Distribution - Tier 3 - 1QU CoRE ¦ 5QU LoRE | Seismic - Red Flag Warning - Catastrophic Fires | 2040 | 0 | 24976.6418 | 511.3745 | 15898.8237 | 8566.4437 | 5907.6423 | 2.4337e-08 | 0 | 0.00014378 | 0.00014378 | 0 | 1.5442e-06 | 1.5442e-06 | 0 | 1.5442e-06
[79 empty] | WLDFR | HFTD - Distribution - Tier 3 - 1QU CoRE ¦ 5QU LoRE | Seismic - Red Flag Warning - Catastrophic Fires | 2041 | 0 | 24976.6418 | 511.3745 | 15898.8237 | 8566.4437 | 5907.6423 | 2.4337e-08 | 0 | 0.00014378 | 0.00014378 | 0 | 1.5442e-06 | 1.5442e-06 | 0 | 1.5442e-06
[79 empty] | WLDFR | HFTD - Distribution - Tier 3 - 1QU CoRE ¦ 5QU LoRE | Seismic - Red Flag Warning - Catastrophic Fires | 2042 | 0 | 24976.6418 | 511.3745 | 15898.8237 | 8566.4437 | 5907.6423 | 2.4337e-08 | 0 | 0.00014378 | 0.00014378 | 0 | 1.5442e-06 | 1.5442e-06 | 0 | 1.5442e-06
[79 empty] | WLDFR | HFTD - Distribution - Tier 3 - 1QU CoRE ¦ 5QU LoRE | Seismic - Red Flag Warning - Catastrophic Fires | 2043 | 0 | 26191.7278 | 544.1291 | 16654.7414 | 8992.8573 | 6201.7082 | 2.4337e-08 | 0 | 0.00015093 | 0.00015093 | 0 | 1.6184e-06 | 1.6184e-06 | 0 | 1.6184e-06
[79 empty] | WLDFR | HFTD - Distribution - Tier 3 - 1QU CoRE ¦ 5QU LoRE | Seismic - Red Flag Warning - Catastrophic Fires | 2044 | 0 | 26191.7278 | 544.1291 | 16654.7414 | 8992.8573 | 6201.7082 | 2.4337e-08 | 0 | 0.00015093 | 0.00015093 | 0 | 1.6184e-06 | 1.6184e-06 | 0 | 1.6184e-06
[79 empty] | WLDFR | HFTD - Distribution - Tier 3 - 1QU CoRE ¦ 5QU LoRE | Seismic - Red Flag Warning - Catastrophic Fires | 2045 | 0 | 26191.7278 | 544.1291 | 16654.7414 | 8992.8573 | 6201.7082 | 2.4337e-08 | 0 | 0.00015093 | 0.00015093 | 0 | 1.6184e-06 | 1.6184e-06 | 0 | 1.6184e-06
[79 empty] | WLDFR | HFTD - Distribution - Tier 3 - 1QU CoRE ¦ 5QU LoRE | Seismic - Red Flag Warning - Catastrophic Fires | 2046 | 0 | 26191.7278 | 544.1291 | 16654.7414 | 8992.8573 | 6201.7082 | 2.4337e-08 | 0 | 0.00015093 | 0.00015093 | 0 | 1.6184e-06 | 1.6184e-06 | 0 | 1.6184e-06
[79 empty] | WLDFR | HFTD - Distribution - Tier 3 - 1QU CoRE ¦ 5QU LoRE | Seismic - Red Flag Warning - Catastrophic Fires | 2047 | 0 | 26191.7278 | 544.1291 | 16654.7414 | 8992.8573 | 6201.7082 | 2.4337e-08 | 0 | 0.00015093 | 0.00015093 | 0 | 0 | 1.6184e-06 | 0 | 1.6184e-06
[79 empty] | WLDFR | HFTD - Distribution - Tier 3 - 1QU CoRE ¦ 5QU LoRE | Seismic - Red Flag Warning - Catastrophic Fires | 2048 | 0 | 27464.7227 | 578.8407 | 17445.538 | 9440.3441 | 6510.3067 | 2.4337e-08 | 0 | 0.00015844 | 0.00015844 | 0 | 0.00077661 | 0 | 0 | 0
[79 empty] | WLDFR | HFTD - Distribution - Tier 3 - 1QU CoRE ¦ 5QU LoRE | Seismic - Red Flag Warning - Catastrophic Fires | 2049 | 0 | 27464.7227 | 578.8407 | 17445.538 | 9440.3441 | 6510.3067 | 2.4337e-08 | 0 | 0.00015844 | 0.00015844 | 0 | 0.00080508 | 0.00080508 | 0 | 0.00080508
[79 empty] | WLDFR | HFTD - Distribution - Tier 3 - 1QU CoRE ¦ 5QU LoRE | Seismic - Red Flag Warning - Catastrophic Fires | 2050 | 0 | 27464.7227 | 578.8407 | 17445.538 | 9440.3441 | 6510.3067 | 2.4337e-08 | 0 | 0.00015844 | 0.00015844 | 0 | 0.00080508 | 0.00080508 | 0 | 0.00080508
[79 empty] | WLDFR | HFTD - Distribution - Tier 3 - 1QU CoRE ¦ 5QU LoRE | Seismic - Red Flag Warning - Catastrophic Fires | 2051 | 0 | 27464.7227 | 578.8407 | 17445.538 | 9440.3441 | 6510.3067 | 2.4337e-08 | 0 | 0.00015844 | 0.00015844 | 0 | 0.00080508 | 0.00080508 | 0 | 0.00080508
[79 empty] | WLDFR | HFTD - Distribution - Tier 3 - 1QU CoRE ¦ 5QU LoRE | Seismic - Red Flag Warning - Catastrophic Fires | 2052 | 0 | 27464.7227 | 578.8407 | 17445.538 | 9440.3441 | 6510.3067 | 2.4337e-08 | 0 | 0.00015844 | 0.00015844 | 0 | 0.00080508 | 0.00080508 | 0 | 0.00080508
[79 empty] | WLDFR | HFTD - Distribution - Tier 3 - 1QU CoRE ¦ 5QU LoRE | Seismic - Red Flag Warning - Catastrophic Fires | 2053 | 0 | 28779.6694 | 615.0952 | 18261.2327 | 9903.3415 | 6829.6018 | 2.4337e-08 | 0 | 0.00016621 | 0.00016621 | 0 | 0.00080508 | 0.00080508 | 0 | 0.00080508
[79 empty] | WLDFR | HFTD - Distribution - Tier 3 - 1QU CoRE ¦ 5QU LoRE | Seismic - Red Flag Warning - Catastrophic Fires | 2054 | 0 | 28779.6694 | 615.0952 | 18261.2327 | 9903.3415 | 6829.6018 | 2.4337e-08 | 0 | 0.00016621 | 0.00016621 | 0 | 0.00084095 | 0.00084095 | 0 | 0.00084095
[79 empty] | WLDFR | HFTD - Distribution - Tier 3 - 1QU CoRE ¦ 5QU LoRE | Seismic - Red Flag Warning - Catastrophic Fires | 2055 | 0 | 28779.6694 | 615.0952 | 18261.2327 | 9903.3415 | 6829.6018 | 2.4337e-08 | 0 | 0.00016621 | 0.00016621 | 0 | 0.00084095 | 0.00084095 | 0 | 0.00084095
[79 empty] | WLDFR | HFTD - Distribution - Tier 3 - 2QU CoRE ¦ 1QU LoRE | Non-Red Flag Warning - Catastrophic Fires | 2026 | 0 | 14664.6376 | 233.2301 | 8896.516 | 5534.8915 | 3817.0051 | 4.6182e-06 | 0 | 0.017628 | 0.017628 | 0 | 0.00084095 | 0.00084095 | 0 | 0.00084095
[79 empty] | WLDFR | HFTD - Distribution - Tier 3 - 2QU CoRE ¦ 1QU LoRE | Non-Red Flag Warning - Catastrophic Fires | 2027 | 0 | 14664.6376 | 233.2301 | 8896.516 | 5534.8915 | 3817.0051 | 4.6182e-06 | 0 | 0.017628 | 0.017628 | 0 | 0.00084095 | 0.00084095 | 0 | 0.00084095
[79 empty] | WLDFR | HFTD - Distribution - Tier 3 - 2QU CoRE ¦ 1QU LoRE | Non-Red Flag Warning - Catastrophic Fires | 2028 | 0 | 15317.9909 | 247.273 | 9287.6491 | 5783.0689 | 3988.1546 | 4.6182e-06 | 0 | 0.018418 | 0.018418 | 0 | 0.00084095 | 0.00084095 | 0 | 0.00084095
[79 empty] | WLDFR | HFTD - Distribution - Tier 3 - 2QU CoRE ¦ 1QU LoRE | Non-Red Flag Warning - Catastrophic Fires | 2029 | 0 | 15317.9909 | 247.273 | 9287.6491 | 5783.0689 | 3988.1546 | 4.6182e-06 | 0 | 0.018418 | 0.018418 | 0 | 0.00088081 | 0.00088081 | 0 | 0.00088081
[79 empty] | WLDFR | HFTD - Distribution - Tier 3 - 2QU CoRE ¦ 1QU LoRE | Non-Red Flag Warning - Catastrophic Fires | 2030 | 0 | 15317.9909 | 247.273 | 9287.6491 | 5783.0689 | 3988.1546 | 4.6182e-06 | 0 | 0.018418 | 0.018418 | 0 | 0.00088081 | 0.00088081 | 0 | 0.00088081
[79 empty] | WLDFR | HFTD - Distribution - Tier 3 - 2QU CoRE ¦ 1QU LoRE | Non-Red Flag Warning - Catastrophic Fires | 2031 | 0 | 15317.9909 | 247.273 | 9287.6491 | 5783.0689 | 3988.1546 | 4.6182e-06 | 0 | 0.018418 | 0.018418 | 0 | 0.00088081 | 0.00088081 | 0 | 0.00088081
[79 empty] | WLDFR | HFTD - Distribution - Tier 3 - 2QU CoRE ¦ 1QU LoRE | Non-Red Flag Warning - Catastrophic Fires | 2032 | 0 | 15317.9909 | 247.273 | 9287.6491 | 5783.0689 | 3988.1546 | 4.6182e-06 | 0 | 0.018418 | 0.018418 | 0 | 0.00088081 | 0.00088081 | 0 | 0.00088081
[79 empty] | WLDFR | HFTD - Distribution - Tier 3 - 2QU CoRE ¦ 1QU LoRE | Non-Red Flag Warning - Catastrophic Fires | 2033 | 0 | 16044.1264 | 263.1074 | 9721.74 | 6059.2791 | 4178.6364 | 4.6182e-06 | 0 | 0.019298 | 0.019298 | 0 | 0.00088081 | 0.00088081 | 0 | 0.00088081
[79 empty] | WLDFR | HFTD - Distribution - Tier 3 - 2QU CoRE ¦ 1QU LoRE | Non-Red Flag Warning - Catastrophic Fires | 2034 | 0 | 16044.1264 | 263.1074 | 9721.74 | 6059.2791 | 4178.6364 | 4.6182e-06 | 0 | 0.019298 | 0.019298 | 0 | 0.00092409 | 0.00092409 | 0 | 0.00092409
[79 empty] | WLDFR | HFTD - Distribution - Tier 3 - 2QU CoRE ¦ 1QU LoRE | Non-Red Flag Warning - Catastrophic Fires | 2035 | 0 | 16044.1264 | 263.1074 | 9721.74 | 6059.2791 | 4178.6364 | 4.6182e-06 | 0 | 0.019298 | 0.019298 | 0 | 0.00092409 | 0.00092409 | 0 | 0.00092409
[79 empty] | WLDFR | HFTD - Distribution - Tier 3 - 2QU CoRE ¦ 1QU LoRE | Non-Red Flag Warning - Catastrophic Fires | 2036 | 0 | 16044.1264 | 263.1074 | 9721.74 | 6059.2791 | 4178.6364 | 4.6182e-06 | 0 | 0.019298 | 0.019298 | 0 | 0.00092409 | 0.00092409 | 0 | 0.00092409
[79 empty] | WLDFR | HFTD - Distribution - Tier 3 - 2QU CoRE ¦ 1QU LoRE | Non-Red Flag Warning - Catastrophic Fires | 2037 | 0 | 16044.1264 | 263.1074 | 9721.74 | 6059.2791 | 4178.6364 | 4.6182e-06 | 0 | 0.019298 | 0.019298 | 0 | 0.00092409 | 0.00092409 | 0 | 0.00092409
[79 empty] | WLDFR | HFTD - Distribution - Tier 3 - 2QU CoRE ¦ 1QU LoRE | Non-Red Flag Warning - Catastrophic Fires | 2038 | 0 | 16832.3912 | 280.5544 | 10192.2718 | 6359.5651 | 4385.7214 | 4.6182e-06 | 0 | 0.020254 | 0.020254 | 0 | 0.00092409 | 0.00092409 | 0 | 0.00092409
[79 empty] | WLDFR | HFTD - Distribution - Tier 3 - 2QU CoRE ¦ 1QU LoRE | Non-Red Flag Warning - Catastrophic Fires | 2039 | 0 | 16832.3912 | 280.5544 | 10192.2718 | 6359.5651 | 4385.7214 | 4.6182e-06 | 0 | 0.020254 | 0.020254 | 0 | 0.00097019 | 0.00097019 | 0 | 0.00097019
[79 empty] | WLDFR | HFTD - Distribution - Tier 3 - 2QU CoRE ¦ 1QU LoRE | Non-Red Flag Warning - Catastrophic Fires | 2040 | 0 | 16832.3912 | 280.5544 | 10192.2718 | 6359.5651 | 4385.7214 | 4.6182e-06 | 0 | 0.020254 | 0.020254 | 0 | 0.00097019 | 0.00097019 | 0 | 0.00097019
[79 empty] | WLDFR | HFTD - Distribution - Tier 3 - 2QU CoRE ¦ 1QU LoRE | Non-Red Flag Warning - Catastrophic Fires | 2041 | 0 | 16832.3912 | 280.5544 | 10192.2718 | 6359.5651 | 4385.7214 | 4.6182e-06 | 0 | 0.020254 | 0.020254 | 0 | 0.00097019 | 0.00097019 | 0 | 0.00097019
[79 empty] | WLDFR | HFTD - Distribution - Tier 3 - 2QU CoRE ¦ 1QU LoRE | Non-Red Flag Warning - Catastrophic Fires | 2042 | 0 | 16832.3912 | 280.5544 | 10192.2718 | 6359.5651 | 4385.7214 | 4.6182e-06 | 0 | 0.020254 | 0.020254 | 0 | 0.00097019 | 0.00097019 | 0 | 0.00097019
[79 empty] | WLDFR | HFTD - Distribution - Tier 3 - 2QU CoRE ¦ 1QU LoRE | Non-Red Flag Warning - Catastrophic Fires | 2043 | 0 | 17672.0852 | 299.42 | 10692.7362 | 6679.929 | 4606.6527 | 4.6182e-06 | 0 | 0.021275 | 0.021275 | 0 | 0.00097019 | 0.00097019 | 0 | 0.00097019
[79 empty] | WLDFR | HFTD - Distribution - Tier 3 - 2QU CoRE ¦ 1QU LoRE | Non-Red Flag Warning - Catastrophic Fires | 2044 | 0 | 17672.0852 | 299.42 | 10692.7362 | 6679.929 | 4606.6527 | 4.6182e-06 | 0 | 0.021275 | 0.021275 | 0 | 0.0010185 | 0.0010185 | 0 | 0.0010185
[79 empty] | WLDFR | HFTD - Distribution - Tier 3 - 2QU CoRE ¦ 1QU LoRE | Non-Red Flag Warning - Catastrophic Fires | 2045 | 0 | 17672.0852 | 299.42 | 10692.7362 | 6679.929 | 4606.6527 | 4.6182e-06 | 0 | 0.021275 | 0.021275 | 0 | 0.0010185 | 0.0010185 | 0 | 0.0010185
[79 empty] | WLDFR | HFTD - Distribution - Tier 3 - 2QU CoRE ¦ 1QU LoRE | Non-Red Flag Warning - Catastrophic Fires | 2046 | 0 | 17672.0852 | 299.42 | 10692.7362 | 6679.929 | 4606.6527 | 4.6182e-06 | 0 | 0.021275 | 0.021275 | 0 | 0.0010185 | 0.0010185 | 0 | 0.0010185
[79 empty] | WLDFR | HFTD - Distribution - Tier 3 - 2QU CoRE ¦ 1QU LoRE | Non-Red Flag Warning - Catastrophic Fires | 2047 | 0 | 17672.0852 | 299.42 | 10692.7362 | 6679.929 | 4606.6527 | 4.6182e-06 | 0 | 0.021275 | 0.021275 | 0 | 0.0010185 | 0.0010185 | 0 | 0.0010185
[79 empty] | WLDFR | HFTD - Distribution - Tier 3 - 2QU CoRE ¦ 1QU LoRE | Non-Red Flag Warning - Catastrophic Fires | 2048 | 0 | 18552.3348 | 319.4911 | 11216.5626 | 7016.281 | 4838.6098 | 4.6182e-06 | 0 | 0.022346 | 0.022346 | 0 | 0 | 0.0010185 | 0 | 0.0010185
[79 empty] | WLDFR | HFTD - Distribution - Tier 3 - 2QU CoRE ¦ 1QU LoRE | Non-Red Flag Warning - Catastrophic Fires | 2049 | 0 | 18552.3348 | 319.4911 | 11216.5626 | 7016.281 | 4838.6098 | 4.6182e-06 | 0 | 0.022346 | 0.022346 | 0 | 0.00090755 | 0 | 0 | 0
[79 empty] | WLDFR | HFTD - Distribution - Tier 3 - 2QU CoRE ¦ 1QU LoRE | Non-Red Flag Warning - Catastrophic Fires | 2050 | 0 | 18552.3348 | 319.4911 | 11216.5626 | 7016.281 | 4838.6098 | 4.6182e-06 | 0 | 0.022346 | 0.022346 | 0 | 0.00094071 | 0.00094071 | 0 | 0.00094071
[79 empty] | WLDFR | HFTD - Distribution - Tier 3 - 2QU CoRE ¦ 1QU LoRE | Non-Red Flag Warning - Catastrophic Fires | 2051 | 0 | 18552.3348 | 319.4911 | 11216.5626 | 7016.281 | 4838.6098 | 4.6182e-06 | 0 | 0.022346 | 0.022346 | 0 | 0.00094071 | 0.00094071 | 0 | 0.00094071
[79 empty] | WLDFR | HFTD - Distribution - Tier 3 - 2QU CoRE ¦ 1QU LoRE | Non-Red Flag Warning - Catastrophic Fires | 2052 | 0 | 18552.3348 | 319.4911 | 11216.5626 | 7016.281 | 4838.6098 | 4.6182e-06 | 0 | 0.022346 | 0.022346 | 0 | 0.00094071 | 0.00094071 | 0 | 0.00094071
[79 empty] | WLDFR | HFTD - Distribution - Tier 3 - 2QU CoRE ¦ 1QU LoRE | Non-Red Flag Warning - Catastrophic Fires | 2053 | 0 | 19462.1283 | 340.5356 | 11757.1413 | 7364.4514 | 5078.7171 | 4.6182e-06 | 0 | 0.023455 | 0.023455 | 0 | 0.00094071 | 0.00094071 | 0 | 0.00094071
[79 empty] | WLDFR | HFTD - Distribution - Tier 3 - 2QU CoRE ¦ 1QU LoRE | Non-Red Flag Warning - Catastrophic Fires | 2054 | 0 | 19462.1283 | 340.5356 | 11757.1413 | 7364.4514 | 5078.7171 | 4.6182e-06 | 0 | 0.023455 | 0.023455 | 0 | 0.00094071 | 0.00094071 | 0 | 0.00094071
[79 empty] | WLDFR | HFTD - Distribution - Tier 3 - 2QU CoRE ¦ 1QU LoRE | Non-Red Flag Warning - Catastrophic Fires | 2055 | 0 | 19462.1283 | 340.5356 | 11757.1413 | 7364.4514 | 5078.7171 | 4.6182e-06 | 0 | 0.023455 | 0.023455 | 0 | 0.00098246 | 0.00098246 | 0 | 0.00098246
[79 empty] | WLDFR | HFTD - Distribution - Tier 3 - 2QU CoRE ¦ 1QU LoRE | Non-Red Flag Warning - Large Fires | 2026 | 0 | 5.475 | 0.71896 | 3.0715 | 1.6846 | 1.1617 | 4.0308e-05 | 0 | 4.6827e-05 | 4.6827e-05 | 0 | 0.00098246 | 0.00098246 | 0 | 0.00098246
[79 empty] | WLDFR | HFTD - Distribution - Tier 3 - 2QU CoRE ¦ 1QU LoRE | Non-Red Flag Warning - Large Fires | 2027 | 0 | 5.475 | 0.71896 | 3.0715 | 1.6846 | 1.1617 | 4.0308e-05 | 0 | 4.6827e-05 | 4.6827e-05 | 0 | 0.00098246 | 0.00098246 | 0 | 0.00098246
[79 empty] | WLDFR | HFTD - Distribution - Tier 3 - 2QU CoRE ¦ 1QU LoRE | Non-Red Flag Warning - Large Fires | 2028 | 0 | 5.777 | 0.74734 | 3.238 | 1.7917 | 1.2356 | 4.0308e-05 | 0 | 4.9806e-05 | 4.9806e-05 | 0 | 0.00098246 | 0.00098246 | 0 | 0.00098246
[79 empty] | WLDFR | HFTD - Distribution - Tier 3 - 2QU CoRE ¦ 1QU LoRE | Non-Red Flag Warning - Large Fires | 2029 | 0 | 5.777 | 0.74734 | 3.238 | 1.7917 | 1.2356 | 4.0308e-05 | 0 | 4.9806e-05 | 4.9806e-05 | 0 | 0.00098246 | 0.00098246 | 0 | 0.00098246
[79 empty] | WLDFR | HFTD - Distribution - Tier 3 - 2QU CoRE ¦ 1QU LoRE | Non-Red Flag Warning - Large Fires | 2030 | 0 | 5.777 | 0.74734 | 3.238 | 1.7917 | 1.2356 | 4.0308e-05 | 0 | 4.9806e-05 | 4.9806e-05 | 0 | 0.0010288 | 0.0010288 | 0 | 0.0010288
[79 empty] | WLDFR | HFTD - Distribution - Tier 3 - 2QU CoRE ¦ 1QU LoRE | Non-Red Flag Warning - Large Fires | 2031 | 0 | 5.777 | 0.74734 | 3.238 | 1.7917 | 1.2356 | 4.0308e-05 | 0 | 4.9806e-05 | 4.9806e-05 | 0 | 0.0010288 | 0.0010288 | 0 | 0.0010288
[79 empty] | WLDFR | HFTD - Distribution - Tier 3 - 2QU CoRE ¦ 1QU LoRE | Non-Red Flag Warning - Large Fires | 2032 | 0 | 5.777 | 0.74734 | 3.238 | 1.7917 | 1.2356 | 4.0308e-05 | 0 | 4.9806e-05 | 4.9806e-05 | 0 | 0.0010288 | 0.0010288 | 0 | 0.0010288
[79 empty] | WLDFR | HFTD - Distribution - Tier 3 - 2QU CoRE ¦ 1QU LoRE | Non-Red Flag Warning - Large Fires | 2033 | 0 | 6.1205 | 0.77885 | 3.4265 | 1.9151 | 1.3207 | 4.0308e-05 | 0 | 5.3236e-05 | 5.3236e-05 | 0 | 0.0010288 | 0.0010288 | 0 | 0.0010288
[79 empty] | WLDFR | HFTD - Distribution - Tier 3 - 2QU CoRE ¦ 1QU LoRE | Non-Red Flag Warning - Large Fires | 2034 | 0 | 6.1205 | 0.77885 | 3.4265 | 1.9151 | 1.3207 | 4.0308e-05 | 0 | 5.3236e-05 | 5.3236e-05 | 0 | 0.0010288 | 0.0010288 | 0 | 0.0010288
[79 empty] | WLDFR | HFTD - Distribution - Tier 3 - 2QU CoRE ¦ 1QU LoRE | Non-Red Flag Warning - Large Fires | 2035 | 0 | 6.1205 | 0.77885 | 3.4265 | 1.9151 | 1.3207 | 4.0308e-05 | 0 | 5.3236e-05 | 5.3236e-05 | 0 | 0.0010791 | 0.0010791 | 0 | 0.0010791
[79 empty] | WLDFR | HFTD - Distribution - Tier 3 - 2QU CoRE ¦ 1QU LoRE | Non-Red Flag Warning - Large Fires | 2036 | 0 | 6.1205 | 0.77885 | 3.4265 | 1.9151 | 1.3207 | 4.0308e-05 | 0 | 5.3236e-05 | 5.3236e-05 | 0 | 0.0010791 | 0.0010791 | 0 | 0.0010791
[79 empty] | WLDFR | HFTD - Distribution - Tier 3 - 2QU CoRE ¦ 1QU LoRE | Non-Red Flag Warning - Large Fires | 2037 | 0 | 6.1205 | 0.77885 | 3.4265 | 1.9151 | 1.3207 | 4.0308e-05 | 0 | 5.3236e-05 | 5.3236e-05 | 0 | 0.0010791 | 0.0010791 | 0 | 0.0010791
[79 empty] | WLDFR | HFTD - Distribution - Tier 3 - 2QU CoRE ¦ 1QU LoRE | Non-Red Flag Warning - Large Fires | 2038 | 0 | 6.5028 | 0.81304 | 3.6355 | 2.0543 | 1.4167 | 4.0308e-05 | 0 | 5.7103e-05 | 5.7103e-05 | 0 | 0.0010791 | 0.0010791 | 0 | 0.0010791
[79 empty] | WLDFR | HFTD - Distribution - Tier 3 - 2QU CoRE ¦ 1QU LoRE | Non-Red Flag Warning - Large Fires | 2039 | 0 | 6.5028 | 0.81304 | 3.6355 | 2.0543 | 1.4167 | 4.0308e-05 | 0 | 5.7103e-05 | 5.7103e-05 | 0 | 0.0010791 | 0.0010791 | 0 | 0.0010791
[79 empty] | WLDFR | HFTD - Distribution - Tier 3 - 2QU CoRE ¦ 1QU LoRE | Non-Red Flag Warning - Large Fires | 2040 | 0 | 6.5028 | 0.81304 | 3.6355 | 2.0543 | 1.4167 | 4.0308e-05 | 0 | 5.7103e-05 | 5.7103e-05 | 0 | 0.0011326 | 0.0011326 | 0 | 0.0011326
[79 empty] | WLDFR | HFTD - Distribution - Tier 3 - 2QU CoRE ¦ 1QU LoRE | Non-Red Flag Warning - Large Fires | 2041 | 0 | 6.5028 | 0.81304 | 3.6355 | 2.0543 | 1.4167 | 4.0308e-05 | 0 | 5.7103e-05 | 5.7103e-05 | 0 | 0.0011326 | 0.0011326 | 0 | 0.0011326
[79 empty] | WLDFR | HFTD - Distribution - Tier 3 - 2QU CoRE ¦ 1QU LoRE | Non-Red Flag Warning - Large Fires | 2042 | 0 | 6.5028 | 0.81304 | 3.6355 | 2.0543 | 1.4167 | 4.0308e-05 | 0 | 5.7103e-05 | 5.7103e-05 | 0 | 0.0011326 | 0.0011326 | 0 | 0.0011326
[79 empty] | WLDFR | HFTD - Distribution - Tier 3 - 2QU CoRE ¦ 1QU LoRE | Non-Red Flag Warning - Large Fires | 2043 | 0 | 6.9209 | 0.84944 | 3.8632 | 2.2083 | 1.5229 | 4.0308e-05 | 0 | 6.1386e-05 | 6.1386e-05 | 0 | 0.0011326 | 0.0011326 | 0 | 0.0011326
[79 empty] | WLDFR | HFTD - Distribution - Tier 3 - 2QU CoRE ¦ 1QU LoRE | Non-Red Flag Warning - Large Fires | 2044 | 0 | 6.9209 | 0.84944 | 3.8632 | 2.2083 | 1.5229 | 4.0308e-05 | 0 | 6.1386e-05 | 6.1386e-05 | 0 | 0.0011326 | 0.0011326 | 0 | 0.0011326
[79 empty] | WLDFR | HFTD - Distribution - Tier 3 - 2QU CoRE ¦ 1QU LoRE | Non-Red Flag Warning - Large Fires | 2045 | 0 | 6.9209 | 0.84944 | 3.8632 | 2.2083 | 1.5229 | 4.0308e-05 | 0 | 6.1386e-05 | 6.1386e-05 | 0 | 0.0011886 | 0.0011886 | 0 | 0.0011886
[79 empty] | WLDFR | HFTD - Distribution - Tier 3 - 2QU CoRE ¦ 1QU LoRE | Non-Red Flag Warning - Large Fires | 2046 | 0 | 6.9209 | 0.84944 | 3.8632 | 2.2083 | 1.5229 | 4.0308e-05 | 0 | 6.1386e-05 | 6.1386e-05 | 0 | 0.0011886 | 0.0011886 | 0 | 0.0011886
[79 empty] | WLDFR | HFTD - Distribution - Tier 3 - 2QU CoRE ¦ 1QU LoRE | Non-Red Flag Warning - Large Fires | 2047 | 0 | 6.9209 | 0.84944 | 3.8632 | 2.2083 | 1.5229 | 4.0308e-05 | 0 | 6.1386e-05 | 6.1386e-05 | 0 | 0.0011886 | 0.0011886 | 0 | 0.0011886
[79 empty] | WLDFR | HFTD - Distribution - Tier 3 - 2QU CoRE ¦ 1QU LoRE | Non-Red Flag Warning - Large Fires | 2048 | 0 | 7.3713 | 0.88759 | 4.1075 | 2.3763 | 1.6388 | 4.0308e-05 | 0 | 6.6055e-05 | 6.6055e-05 | 0 | 0.0011886 | 0.0011886 | 0 | 0.0011886
[79 empty] | WLDFR | HFTD - Distribution - Tier 3 - 2QU CoRE ¦ 1QU LoRE | Non-Red Flag Warning - Large Fires | 2049 | 0 | 7.3713 | 0.88759 | 4.1075 | 2.3763 | 1.6388 | 4.0308e-05 | 0 | 6.6055e-05 | 6.6055e-05 | 0 | 0 | 0.0011886 | 0 | 0.0011886
[79 empty] | WLDFR | HFTD - Distribution - Tier 3 - 2QU CoRE ¦ 1QU LoRE | Non-Red Flag Warning - Large Fires | 2050 | 0 | 7.3713 | 0.88759 | 4.1075 | 2.3763 | 1.6388 | 4.0308e-05 | 0 | 6.6055e-05 | 6.6055e-05 | 0 | 3.3829e-06 | 0 | 0 | 0
[79 empty] | WLDFR | HFTD - Distribution - Tier 3 - 2QU CoRE ¦ 1QU LoRE | Non-Red Flag Warning - Large Fires | 2051 | 0 | 7.3713 | 0.88759 | 4.1075 | 2.3763 | 1.6388 | 4.0308e-05 | 0 | 6.6055e-05 | 6.6055e-05 | 0 | 3.5343e-06 | 3.5343e-06 | 0 | 3.5343e-06
[79 empty] | WLDFR | HFTD - Distribution - Tier 3 - 2QU CoRE ¦ 1QU LoRE | Non-Red Flag Warning - Large Fires | 2052 | 0 | 7.3713 | 0.88759 | 4.1075 | 2.3763 | 1.6388 | 4.0308e-05 | 0 | 6.6055e-05 | 6.6055e-05 | 0 | 3.5343e-06 | 3.5343e-06 | 0 | 3.5343e-06
[79 empty] | WLDFR | HFTD - Distribution - Tier 3 - 2QU CoRE ¦ 1QU LoRE | Non-Red Flag Warning - Large Fires | 2053 | 0 | 7.8503 | 0.92702 | 4.3664 | 2.5569 | 1.7633 | 4.0308e-05 | 0 | 7.1075e-05 | 7.1075e-05 | 0 | 3.5343e-06 | 3.5343e-06 | 0 | 3.5343e-06
[79 empty] | WLDFR | HFTD - Distribution - Tier 3 - 2QU CoRE ¦ 1QU LoRE | Non-Red Flag Warning - Large Fires | 2054 | 0 | 7.8503 | 0.92702 | 4.3664 | 2.5569 | 1.7633 | 4.0308e-05 | 0 | 7.1075e-05 | 7.1075e-05 | 0 | 3.5343e-06 | 3.5343e-06 | 0 | 3.5343e-06
[79 empty] | WLDFR | HFTD - Distribution - Tier 3 - 2QU CoRE ¦ 1QU LoRE | Non-Red Flag Warning - Large Fires | 2055 | 0 | 7.8503 | 0.92702 | 4.3664 | 2.5569 | 1.7633 | 4.0308e-05 | 0 | 7.1075e-05 | 7.1075e-05 | 0 | 3.5343e-06 | 3.5343e-06 | 0 | 3.5343e-06
[79 empty] | WLDFR | HFTD - Distribution - Tier 3 - 2QU CoRE ¦ 1QU LoRE | Non-Red Flag Warning - Small Fires | 2026 | 0 | 0.080408 | 0.03759 | 0.0016314 | 0.041187 | 0.028403 | 0.0073598 | 0 | 0.00020904 | 0.00020904 | 0 | 3.7292e-06 | 3.7292e-06 | 0 | 3.7292e-06
[79 empty] | WLDFR | HFTD - Distribution - Tier 3 - 2QU CoRE ¦ 1QU LoRE | Non-Red Flag Warning - Small Fires | 2027 | 0 | 0.080408 | 0.03759 | 0.0016314 | 0.041187 | 0.028403 | 0.0073598 | 0 | 0.00020904 | 0.00020904 | 0 | 3.7292e-06 | 3.7292e-06 | 0 | 3.7292e-06
[79 empty] | WLDFR | HFTD - Distribution - Tier 3 - 2QU CoRE ¦ 1QU LoRE | Non-Red Flag Warning - Small Fires | 2028 | 0 | 0.083606 | 0.039055 | 0.001695 | 0.042856 | 0.029555 | 0.0073598 | 0 | 0.00021752 | 0.00021752 | 0 | 3.7292e-06 | 3.7292e-06 | 0 | 3.7292e-06
[79 empty] | WLDFR | HFTD - Distribution - Tier 3 - 2QU CoRE ¦ 1QU LoRE | Non-Red Flag Warning - Small Fires | 2029 | 0 | 0.083606 | 0.039055 | 0.001695 | 0.042856 | 0.029555 | 0.0073598 | 0 | 0.00021752 | 0.00021752 | 0 | 3.7292e-06 | 3.7292e-06 | 0 | 3.7292e-06
[79 empty] | WLDFR | HFTD - Distribution - Tier 3 - 2QU CoRE ¦ 1QU LoRE | Non-Red Flag Warning - Small Fires | 2030 | 0 | 0.083606 | 0.039055 | 0.001695 | 0.042856 | 0.029555 | 0.0073598 | 0 | 0.00021752 | 0.00021752 | 0 | 3.7292e-06 | 3.7292e-06 | 0 | 3.7292e-06
[79 empty] | WLDFR | HFTD - Distribution - Tier 3 - 2QU CoRE ¦ 1QU LoRE | Non-Red Flag Warning - Small Fires | 2031 | 0 | 0.083606 | 0.039055 | 0.001695 | 0.042856 | 0.029555 | 0.0073598 | 0 | 0.00021752 | 0.00021752 | 0 | 3.951e-06 | 3.951e-06 | 0 | 3.951e-06
[79 empty] | WLDFR | HFTD - Distribution - Tier 3 - 2QU CoRE ¦ 1QU LoRE | Non-Red Flag Warning - Small Fires | 2032 | 0 | 0.083606 | 0.039055 | 0.001695 | 0.042856 | 0.029555 | 0.0073598 | 0 | 0.00021752 | 0.00021752 | 0 | 3.951e-06 | 3.951e-06 | 0 | 3.951e-06
[79 empty] | WLDFR | HFTD - Distribution - Tier 3 - 2QU CoRE ¦ 1QU LoRE | Non-Red Flag Warning - Small Fires | 2033 | 0 | 0.087211 | 0.040679 | 0.0017655 | 0.044766 | 0.030872 | 0.0073598 | 0 | 0.00022721 | 0.00022721 | 0 | 3.951e-06 | 3.951e-06 | 0 | 3.951e-06
[79 empty] | WLDFR | HFTD - Distribution - Tier 3 - 2QU CoRE ¦ 1QU LoRE | Non-Red Flag Warning - Small Fires | 2034 | 0 | 0.087211 | 0.040679 | 0.0017655 | 0.044766 | 0.030872 | 0.0073598 | 0 | 0.00022721 | 0.00022721 | 0 | 3.951e-06 | 3.951e-06 | 0 | 3.951e-06
[79 empty] | WLDFR | HFTD - Distribution - Tier 3 - 2QU CoRE ¦ 1QU LoRE | Non-Red Flag Warning - Small Fires | 2035 | 0 | 0.087211 | 0.040679 | 0.0017655 | 0.044766 | 0.030872 | 0.0073598 | 0 | 0.00022721 | 0.00022721 | 0 | 3.951e-06 | 3.951e-06 | 0 | 3.951e-06
[79 empty] | WLDFR | HFTD - Distribution - Tier 3 - 2QU CoRE ¦ 1QU LoRE | Non-Red Flag Warning - Small Fires | 2036 | 0 | 0.087211 | 0.040679 | 0.0017655 | 0.044766 | 0.030872 | 0.0073598 | 0 | 0.00022721 | 0.00022721 | 0 | 4.1978e-06 | 4.1978e-06 | 0 | 4.1978e-06
[79 empty] | WLDFR | HFTD - Distribution - Tier 3 - 2QU CoRE ¦ 1QU LoRE | Non-Red Flag Warning - Small Fires | 2037 | 0 | 0.087211 | 0.040679 | 0.0017655 | 0.044766 | 0.030872 | 0.0073598 | 0 | 0.00022721 | 0.00022721 | 0 | 4.1978e-06 | 4.1978e-06 | 0 | 4.1978e-06
[79 empty] | WLDFR | HFTD - Distribution - Tier 3 - 2QU CoRE ¦ 1QU LoRE | Non-Red Flag Warning - Small Fires | 2038 | 0 | 0.091184 | 0.042438 | 0.0018418 | 0.046905 | 0.032347 | 0.0073598 | 0 | 0.00023806 | 0.00023806 | 0 | 4.1978e-06 | 4.1978e-06 | 0 | 4.1978e-06
[79 empty] | WLDFR | HFTD - Distribution - Tier 3 - 2QU CoRE ¦ 1QU LoRE | Non-Red Flag Warning - Small Fires | 2039 | 0 | 0.091184 | 0.042438 | 0.0018418 | 0.046905 | 0.032347 | 0.0073598 | 0 | 0.00023806 | 0.00023806 | 0 | 4.1978e-06 | 4.1978e-06 | 0 | 4.1978e-06
[79 empty] | WLDFR | HFTD - Distribution - Tier 3 - 2QU CoRE ¦ 1QU LoRE | Non-Red Flag Warning - Small Fires | 2040 | 0 | 0.091184 | 0.042438 | 0.0018418 | 0.046905 | 0.032347 | 0.0073598 | 0 | 0.00023806 | 0.00023806 | 0 | 4.1978e-06 | 4.1978e-06 | 0 | 4.1978e-06
[79 empty] | WLDFR | HFTD - Distribution - Tier 3 - 2QU CoRE ¦ 1QU LoRE | Non-Red Flag Warning - Small Fires | 2041 | 0 | 0.091184 | 0.042438 | 0.0018418 | 0.046905 | 0.032347 | 0.0073598 | 0 | 0.00023806 | 0.00023806 | 0 | 4.4677e-06 | 4.4677e-06 | 0 | 4.4677e-06
[79 empty] | WLDFR | HFTD - Distribution - Tier 3 - 2QU CoRE ¦ 1QU LoRE | Non-Red Flag Warning - Small Fires | 2042 | 0 | 0.091184 | 0.042438 | 0.0018418 | 0.046905 | 0.032347 | 0.0073598 | 0 | 0.00023806 | 0.00023806 | 0 | 4.4677e-06 | 4.4677e-06 | 0 | 4.4677e-06
[79 empty] | WLDFR | HFTD - Distribution - Tier 3 - 2QU CoRE ¦ 1QU LoRE | Non-Red Flag Warning - Small Fires | 2043 | 0 | 0.095486 | 0.044306 | 0.0019228 | 0.049257 | 0.033969 | 0.0073598 | 0 | 0.00025 | 0.00025 | 0 | 4.4677e-06 | 4.4677e-06 | 0 | 4.4677e-06
[79 empty] | WLDFR | HFTD - Distribution - Tier 3 - 2QU CoRE ¦ 1QU LoRE | Non-Red Flag Warning - Small Fires | 2044 | 0 | 0.095486 | 0.044306 | 0.0019228 | 0.049257 | 0.033969 | 0.0073598 | 0 | 0.00025 | 0.00025 | 0 | 4.4677e-06 | 4.4677e-06 | 0 | 4.4677e-06
[79 empty] | WLDFR | HFTD - Distribution - Tier 3 - 2QU CoRE ¦ 1QU LoRE | Non-Red Flag Warning - Small Fires | 2045 | 0 | 0.095486 | 0.044306 | 0.0019228 | 0.049257 | 0.033969 | 0.0073598 | 0 | 0.00025 | 0.00025 | 0 | 4.4677e-06 | 4.4677e-06 | 0 | 4.4677e-06
[79 empty] | WLDFR | HFTD - Distribution - Tier 3 - 2QU CoRE ¦ 1QU LoRE | Non-Red Flag Warning - Small Fires | 2046 | 0 | 0.095486 | 0.044306 | 0.0019228 | 0.049257 | 0.033969 | 0.0073598 | 0 | 0.00025 | 0.00025 | 0 | 4.7584e-06 | 4.7584e-06 | 0 | 4.7584e-06
[79 empty] | WLDFR | HFTD - Distribution - Tier 3 - 2QU CoRE ¦ 1QU LoRE | Non-Red Flag Warning - Small Fires | 2047 | 0 | 0.095486 | 0.044306 | 0.0019228 | 0.049257 | 0.033969 | 0.0073598 | 0 | 0.00025 | 0.00025 | 0 | 4.7584e-06 | 4.7584e-06 | 0 | 4.7584e-06
[79 empty] | WLDFR | HFTD - Distribution - Tier 3 - 2QU CoRE ¦ 1QU LoRE | Non-Red Flag Warning - Small Fires | 2048 | 0 | 0.10007 | 0.04626 | 0.0020076 | 0.051804 | 0.035726 | 0.0073598 | 0 | 0.00026293 | 0.00026293 | 0 | 4.7584e-06 | 4.7584e-06 | 0 | 4.7584e-06
[79 empty] | WLDFR | HFTD - Distribution - Tier 3 - 2QU CoRE ¦ 1QU LoRE | Non-Red Flag Warning - Small Fires | 2049 | 0 | 0.10007 | 0.04626 | 0.0020076 | 0.051804 | 0.035726 | 0.0073598 | 0 | 0.00026293 | 0.00026293 | 0 | 4.7584e-06 | 4.7584e-06 | 0 | 4.7584e-06
[79 empty] | WLDFR | HFTD - Distribution - Tier 3 - 2QU CoRE ¦ 1QU LoRE | Non-Red Flag Warning - Small Fires | 2050 | 0 | 0.10007 | 0.04626 | 0.0020076 | 0.051804 | 0.035726 | 0.0073598 | 0 | 0.00026293 | 0.00026293 | 0 | 0 | 4.7584e-06 | 0 | 4.7584e-06
[79 empty] | WLDFR | HFTD - Distribution - Tier 3 - 2QU CoRE ¦ 1QU LoRE | Non-Red Flag Warning - Small Fires | 2051 | 0 | 0.10007 | 0.04626 | 0.0020076 | 0.051804 | 0.035726 | 0.0073598 | 0 | 0.00026293 | 0.00026293 | 0 | 7.1715e-06 | 0 | 0 | 0
[79 empty] | WLDFR | HFTD - Distribution - Tier 3 - 2QU CoRE ¦ 1QU LoRE | Non-Red Flag Warning - Small Fires | 2052 | 0 | 0.10007 | 0.04626 | 0.0020076 | 0.051804 | 0.035726 | 0.0073598 | 0 | 0.00026293 | 0.00026293 | 0 | 7.4024e-06 | 7.4024e-06 | 0 | 7.4024e-06
[79 empty] | WLDFR | HFTD - Distribution - Tier 3 - 2QU CoRE ¦ 1QU LoRE | Non-Red Flag Warning - Small Fires | 2053 | 0 | 0.10489 | 0.048274 | 0.002095 | 0.054525 | 0.037602 | 0.0073598 | 0 | 0.00027674 | 0.00027674 | 0 | 7.4024e-06 | 7.4024e-06 | 0 | 7.4024e-06
[79 empty] | WLDFR | HFTD - Distribution - Tier 3 - 2QU CoRE ¦ 1QU LoRE | Non-Red Flag Warning - Small Fires | 2054 | 0 | 0.10489 | 0.048274 | 0.002095 | 0.054525 | 0.037602 | 0.0073598 | 0 | 0.00027674 | 0.00027674 | 0 | 7.4024e-06 | 7.4024e-06 | 0 | 7.4024e-06
[79 empty] | WLDFR | HFTD - Distribution - Tier 3 - 2QU CoRE ¦ 1QU LoRE | Non-Red Flag Warning - Small Fires | 2055 | 0 | 0.10489 | 0.048274 | 0.002095 | 0.054525 | 0.037602 | 0.0073598 | 0 | 0.00027674 | 0.00027674 | 0 | 7.4024e-06 | 7.4024e-06 | 0 | 7.4024e-06
[79 empty] | WLDFR | HFTD - Distribution - Tier 3 - 2QU CoRE ¦ 1QU LoRE | Red Flag Warning - Catastrophic Fires | 2026 | 0 | 14664.6376 | 233.2301 | 8896.516 | 5534.8915 | 3817.0051 | 0.00012278 | 0 | 0.46865 | 0.46865 | 0 | 7.4024e-06 | 7.4024e-06 | 0 | 7.4024e-06
[79 empty] | WLDFR | HFTD - Distribution - Tier 3 - 2QU CoRE ¦ 1QU LoRE | Red Flag Warning - Catastrophic Fires | 2027 | 0 | 14664.6376 | 233.2301 | 8896.516 | 5534.8915 | 3817.0051 | 0.00012278 | 0 | 0.46865 | 0.46865 | 0 | 7.6968e-06 | 7.6968e-06 | 0 | 7.6968e-06
[79 empty] | WLDFR | HFTD - Distribution - Tier 3 - 2QU CoRE ¦ 1QU LoRE | Red Flag Warning - Catastrophic Fires | 2028 | 0 | 15317.9909 | 247.273 | 9287.6491 | 5783.0689 | 3988.1546 | 0.00012278 | 0 | 0.48966 | 0.48966 | 0 | 7.6968e-06 | 7.6968e-06 | 0 | 7.6968e-06
[79 empty] | WLDFR | HFTD - Distribution - Tier 3 - 2QU CoRE ¦ 1QU LoRE | Red Flag Warning - Catastrophic Fires | 2029 | 0 | 15317.9909 | 247.273 | 9287.6491 | 5783.0689 | 3988.1546 | 0.00012278 | 0 | 0.48966 | 0.48966 | 0 | 7.6968e-06 | 7.6968e-06 | 0 | 7.6968e-06
[79 empty] | WLDFR | HFTD - Distribution - Tier 3 - 2QU CoRE ¦ 1QU LoRE | Red Flag Warning - Catastrophic Fires | 2030 | 0 | 15317.9909 | 247.273 | 9287.6491 | 5783.0689 | 3988.1546 | 0.00012278 | 0 | 0.48966 | 0.48966 | 0 | 7.6968e-06 | 7.6968e-06 | 0 | 7.6968e-06
[79 empty] | WLDFR | HFTD - Distribution - Tier 3 - 2QU CoRE ¦ 1QU LoRE | Red Flag Warning - Catastrophic Fires | 2031 | 0 | 15317.9909 | 247.273 | 9287.6491 | 5783.0689 | 3988.1546 | 0.00012278 | 0 | 0.48966 | 0.48966 | 0 | 7.6968e-06 | 7.6968e-06 | 0 | 7.6968e-06
[79 empty] | WLDFR | HFTD - Distribution - Tier 3 - 2QU CoRE ¦ 1QU LoRE | Red Flag Warning - Catastrophic Fires | 2032 | 0 | 15317.9909 | 247.273 | 9287.6491 | 5783.0689 | 3988.1546 | 0.00012278 | 0 | 0.48966 | 0.48966 | 0 | 8.0286e-06 | 8.0286e-06 | 0 | 8.0286e-06
[79 empty] | WLDFR | HFTD - Distribution - Tier 3 - 2QU CoRE ¦ 1QU LoRE | Red Flag Warning - Catastrophic Fires | 2033 | 0 | 16044.1264 | 263.1074 | 9721.74 | 6059.2791 | 4178.6364 | 0.00012278 | 0 | 0.51305 | 0.51305 | 0 | 8.0286e-06 | 8.0286e-06 | 0 | 8.0286e-06
[79 empty] | WLDFR | HFTD - Distribution - Tier 3 - 2QU CoRE ¦ 1QU LoRE | Red Flag Warning - Catastrophic Fires | 2034 | 0 | 16044.1264 | 263.1074 | 9721.74 | 6059.2791 | 4178.6364 | 0.00012278 | 0 | 0.51305 | 0.51305 | 0 | 8.0286e-06 | 8.0286e-06 | 0 | 8.0286e-06
[79 empty] | WLDFR | HFTD - Distribution - Tier 3 - 2QU CoRE ¦ 1QU LoRE | Red Flag Warning - Catastrophic Fires | 2035 | 0 | 16044.1264 | 263.1074 | 9721.74 | 6059.2791 | 4178.6364 | 0.00012278 | 0 | 0.51305 | 0.51305 | 0 | 8.0286e-06 | 8.0286e-06 | 0 | 8.0286e-06
[79 empty] | WLDFR | HFTD - Distribution - Tier 3 - 2QU CoRE ¦ 1QU LoRE | Red Flag Warning - Catastrophic Fires | 2036 | 0 | 16044.1264 | 263.1074 | 9721.74 | 6059.2791 | 4178.6364 | 0.00012278 | 0 | 0.51305 | 0.51305 | 0 | 8.0286e-06 | 8.0286e-06 | 0 | 8.0286e-06
[79 empty] | WLDFR | HFTD - Distribution - Tier 3 - 2QU CoRE ¦ 1QU LoRE | Red Flag Warning - Catastrophic Fires | 2037 | 0 | 16044.1264 | 263.1074 | 9721.74 | 6059.2791 | 4178.6364 | 0.00012278 | 0 | 0.51305 | 0.51305 | 0 | 8.3944e-06 | 8.3944e-06 | 0 | 8.3944e-06
[79 empty] | WLDFR | HFTD - Distribution - Tier 3 - 2QU CoRE ¦ 1QU LoRE | Red Flag Warning - Catastrophic Fires | 2038 | 0 | 16832.3912 | 280.5544 | 10192.2718 | 6359.5651 | 4385.7214 | 0.00012278 | 0 | 0.53847 | 0.53847 | 0 | 8.3944e-06 | 8.3944e-06 | 0 | 8.3944e-06
[79 empty] | WLDFR | HFTD - Distribution - Tier 3 - 2QU CoRE ¦ 1QU LoRE | Red Flag Warning - Catastrophic Fires | 2039 | 0 | 16832.3912 | 280.5544 | 10192.2718 | 6359.5651 | 4385.7214 | 0.00012278 | 0 | 0.53847 | 0.53847 | 0 | 8.3944e-06 | 8.3944e-06 | 0 | 8.3944e-06
[58 empty] | 1.271e-05 | 0.011388 | 0 | 0.011388 | 0.009296 | [16 empty] | WLDFR | HFTD - Distribution - Tier 3 - 2QU CoRE ¦ 1QU LoRE | Red Flag Warning - Catastrophic Fires | 2040 | 0 | 16832.3912 | 280.5544 | 10192.2718 | 6359.5651 | 4385.7214 | 0.00012278 | 0 | 0.53847 | 0.53847 | 0 | 8.3944e-06 | 8.3944e-06 | 0 | 8.3944e-06
[58 empty] | 1.271e-05 | 0.011388 | 0 | 0.011388 | 0.0086879 | [16 empty] | WLDFR | HFTD - Distribution - Tier 3 - 2QU CoRE ¦ 1QU LoRE | Red Flag Warning - Catastrophic Fires | 2041 | 0 | 16832.3912 | 280.5544 | 10192.2718 | 6359.5651 | 4385.7214 | 0.00012278 | 0 | 0.53847 | 0.53847 | 0 | 8.3944e-06 | 8.3944e-06 | 0 | 8.3944e-06
[58 empty] | 1.271e-05 | 0.011388 | 0 | 0.011388 | 0.0081195 | [16 empty] | WLDFR | HFTD - Distribution - Tier 3 - 2QU CoRE ¦ 1QU LoRE | Red Flag Warning - Catastrophic Fires | 2042 | 0 | 16832.3912 | 280.5544 | 10192.2718 | 6359.5651 | 4385.7214 | 0.00012278 | 0 | 0.53847 | 0.53847 | 0 | 8.7904e-06 | 8.7904e-06 | 0 | 8.7904e-06
[58 empty] | 1.271e-05 | 0.011388 | 0 | 0.011388 | 0.0075883 | [16 empty] | WLDFR | HFTD - Distribution - Tier 3 - 2QU CoRE ¦ 1QU LoRE | Red Flag Warning - Catastrophic Fires | 2043 | 0 | 17672.0852 | 299.42 | 10692.7362 | 6679.929 | 4606.6527 | 0.00012278 | 0 | 0.5656 | 0.5656 | 0 | 8.7904e-06 | 8.7904e-06 | 0 | 8.7904e-06
[58 empty] | 1.271e-05 | 0.011895 | 0 | 0.011895 | 0.0074077 | [16 empty] | WLDFR | HFTD - Distribution - Tier 3 - 2QU CoRE ¦ 1QU LoRE | Red Flag Warning - Catastrophic Fires | 2044 | 0 | 17672.0852 | 299.42 | 10692.7362 | 6679.929 | 4606.6527 | 0.00012278 | 0 | 0.5656 | 0.5656 | 0 | 8.7904e-06 | 8.7904e-06 | 0 | 8.7904e-06
[58 empty] | 1.271e-05 | 0.011895 | 0 | 0.011895 | 0.0069231 | [16 empty] | WLDFR | HFTD - Distribution - Tier 3 - 2QU CoRE ¦ 1QU LoRE | Red Flag Warning - Catastrophic Fires | 2045 | 0 | 17672.0852 | 299.42 | 10692.7362 | 6679.929 | 4606.6527 | 0.00012278 | 0 | 0.5656 | 0.5656 | 0 | 8.7904e-06 | 8.7904e-06 | 0 | 8.7904e-06
[58 empty] | 1.271e-05 | 0.011895 | 0 | 0.011895 | 0.0064702 | [16 empty] | WLDFR | HFTD - Distribution - Tier 3 - 2QU CoRE ¦ 1QU LoRE | Red Flag Warning - Catastrophic Fires | 2046 | 0 | 17672.0852 | 299.42 | 10692.7362 | 6679.929 | 4606.6527 | 0.00012278 | 0 | 0.5656 | 0.5656 | 0 | 8.7904e-06 | 8.7904e-06 | 0 | 8.7904e-06
[58 empty] | 1.271e-05 | 0.011895 | 0 | 0.011895 | 0.0060469 | [16 empty] | WLDFR | HFTD - Distribution - Tier 3 - 2QU CoRE ¦ 1QU LoRE | Red Flag Warning - Catastrophic Fires | 2047 | 0 | 17672.0852 | 299.42 | 10692.7362 | 6679.929 | 4606.6527 | 0.00012278 | 0 | 0.5656 | 0.5656 | 0 | 9.2126e-06 | 9.2126e-06 | 0 | 9.2126e-06
[58 empty] | 1.271e-05 | 0.011895 | 0 | 0.011895 | 0.0056513 | [16 empty] | WLDFR | HFTD - Distribution - Tier 3 - 2QU CoRE ¦ 1QU LoRE | Red Flag Warning - Catastrophic Fires | 2048 | 0 | 18552.3348 | 319.4911 | 11216.5626 | 7016.281 | 4838.6098 | 0.00012278 | 0 | 0.59408 | 0.59408 | 0 | 9.2126e-06 | 9.2126e-06 | 0 | 9.2126e-06
[58 empty] | 1.271e-05 | 0.012459 | 0 | 0.012459 | 0.0055318 | [16 empty] | WLDFR | HFTD - Distribution - Tier 3 - 2QU CoRE ¦ 1QU LoRE | Red Flag Warning - Catastrophic Fires | 2049 | 0 | 18552.3348 | 319.4911 | 11216.5626 | 7016.281 | 4838.6098 | 0.00012278 | 0 | 0.59408 | 0.59408 | 0 | 9.2126e-06 | 9.2126e-06 | 0 | 9.2126e-06
[58 empty] | 2.0109e-05 | 0.016398 | 0 | 0.016398 | 0.013385 | [16 empty] | WLDFR | HFTD - Distribution - Tier 3 - 2QU CoRE ¦ 1QU LoRE | Red Flag Warning - Catastrophic Fires | 2050 | 0 | 18552.3348 | 319.4911 | 11216.5626 | 7016.281 | 4838.6098 | 0.00012278 | 0 | 0.59408 | 0.59408 | 0 | 9.2126e-06 | 9.2126e-06 | 0 | 9.2126e-06
[58 empty] | 2.0109e-05 | 0.016398 | 0 | 0.016398 | 0.01251 | [16 empty] | WLDFR | HFTD - Distribution - Tier 3 - 2QU CoRE ¦ 1QU LoRE | Red Flag Warning - Catastrophic Fires | 2051 | 0 | 18552.3348 | 319.4911 | 11216.5626 | 7016.281 | 4838.6098 | 0.00012278 | 0 | 0.59408 | 0.59408 | 0 | 0 | 9.2126e-06 | 0 | 9.2126e-06
[58 empty] | 2.0109e-05 | 0.016398 | 0 | 0.016398 | 0.011691 | [16 empty] | WLDFR | HFTD - Distribution - Tier 3 - 2QU CoRE ¦ 1QU LoRE | Red Flag Warning - Catastrophic Fires | 2052 | 0 | 18552.3348 | 319.4911 | 11216.5626 | 7016.281 | 4838.6098 | 0.00012278 | 0 | 0.59408 | 0.59408 | 0 | 0.054852 | 0 | 0 | 0
[58 empty] | 2.0109e-05 | 0.016398 | 0 | 0.016398 | 0.010926 | [16 empty] | WLDFR | HFTD - Distribution - Tier 3 - 2QU CoRE ¦ 1QU LoRE | Red Flag Warning - Catastrophic Fires | 2053 | 0 | 19462.1283 | 340.5356 | 11757.1413 | 7364.4514 | 5078.7171 | 0.00012278 | 0 | 0.62356 | 0.62356 | 0 | 0.056863 | 0.056863 | 0 | 0.056863
[58 empty] | 2.0109e-05 | 0.017128 | 0 | 0.017128 | 0.010666 | [16 empty] | WLDFR | HFTD - Distribution - Tier 3 - 2QU CoRE ¦ 1QU LoRE | Red Flag Warning - Catastrophic Fires | 2054 | 0 | 19462.1283 | 340.5356 | 11757.1413 | 7364.4514 | 5078.7171 | 0.00012278 | 0 | 0.62356 | 0.62356 | 0 | 0.056863 | 0.056863 | 0 | 0.056863
[58 empty] | 2.0109e-05 | 0.017128 | 0 | 0.017128 | 0.0099685 | [16 empty] | WLDFR | HFTD - Distribution - Tier 3 - 2QU CoRE ¦ 1QU LoRE | Red Flag Warning - Catastrophic Fires | 2055 | 0 | 19462.1283 | 340.5356 | 11757.1413 | 7364.4514 | 5078.7171 | 0.00012278 | 0 | 0.62356 | 0.62356 | 0 | 0.056863 | 0.056863 | 0 | 0.056863
[58 empty] | 2.0109e-05 | 0.017128 | 0 | 0.017128 | 0.0093164 | [16 empty] | WLDFR | HFTD - Distribution - Tier 3 - 2QU CoRE ¦ 1QU LoRE | Red Flag Warning - Large Fires | 2026 | 0 | 5.475 | 0.71896 | 3.0715 | 1.6846 | 1.1617 | 8.3788e-05 | 0 | 9.7339e-05 | 9.7339e-05 | 0 | 0.056863 | 0.056863 | 0 | 0.056863
[58 empty] | 2.0109e-05 | 0.017128 | 0 | 0.017128 | 0.0087069 | [16 empty] | WLDFR | HFTD - Distribution - Tier 3 - 2QU CoRE ¦ 1QU LoRE | Red Flag Warning - Large Fires | 2027 | 0 | 5.475 | 0.71896 | 3.0715 | 1.6846 | 1.1617 | 8.3788e-05 | 0 | 9.7339e-05 | 9.7339e-05 | 0 | 0.056863 | 0.056863 | 0 | 0.056863
[58 empty] | 2.0109e-05 | 0.017128 | 0 | 0.017128 | 0.0081373 | [16 empty] | WLDFR | HFTD - Distribution - Tier 3 - 2QU CoRE ¦ 1QU LoRE | Red Flag Warning - Large Fires | 2028 | 0 | 5.777 | 0.74734 | 3.238 | 1.7917 | 1.2356 | 8.3788e-05 | 0 | 0.00010353 | 0.00010353 | 0 | 0.059396 | 0.059396 | 0 | 0.059396
[58 empty] | 2.0109e-05 | 0.017939 | 0 | 0.017939 | 0.0079653 | [16 empty] | WLDFR | HFTD - Distribution - Tier 3 - 2QU CoRE ¦ 1QU LoRE | Red Flag Warning - Large Fires | 2029 | 0 | 5.777 | 0.74734 | 3.238 | 1.7917 | 1.2356 | 8.3788e-05 | 0 | 0.00010353 | 0.00010353 | 0 | 0.059396 | 0.059396 | 0 | 0.059396
[58 empty] | 4.6e-05 | 0.037849 | 0 | 0.037849 | 0.030896 | [16 empty] | WLDFR | HFTD - Distribution - Tier 3 - 2QU CoRE ¦ 1QU LoRE | Red Flag Warning - Large Fires | 2030 | 0 | 5.777 | 0.74734 | 3.238 | 1.7917 | 1.2356 | 8.3788e-05 | 0 | 0.00010353 | 0.00010353 | 0 | 0.059396 | 0.059396 | 0 | 0.059396
[58 empty] | 4.6e-05 | 0.037849 | 0 | 0.037849 | 0.028875 | [16 empty] | WLDFR | HFTD - Distribution - Tier 3 - 2QU CoRE ¦ 1QU LoRE | Red Flag Warning - Large Fires | 2031 | 0 | 5.777 | 0.74734 | 3.238 | 1.7917 | 1.2356 | 8.3788e-05 | 0 | 0.00010353 | 0.00010353 | 0 | 0.059396 | 0.059396 | 0 | 0.059396
[58 empty] | 4.6e-05 | 0.037849 | 0 | 0.037849 | 0.026986 | [16 empty] | WLDFR | HFTD - Distribution - Tier 3 - 2QU CoRE ¦ 1QU LoRE | Red Flag Warning - Large Fires | 2032 | 0 | 5.777 | 0.74734 | 3.238 | 1.7917 | 1.2356 | 8.3788e-05 | 0 | 0.00010353 | 0.00010353 | 0 | 0.059396 | 0.059396 | 0 | 0.059396
[58 empty] | 4.6e-05 | 0.037849 | 0 | 0.037849 | 0.025221 | [16 empty] | WLDFR | HFTD - Distribution - Tier 3 - 2QU CoRE ¦ 1QU LoRE | Red Flag Warning - Large Fires | 2033 | 0 | 6.1205 | 0.77885 | 3.4265 | 1.9151 | 1.3207 | 8.3788e-05 | 0 | 0.00011066 | 0.00011066 | 0 | 0.062212 | 0.062212 | 0 | 0.062212
[58 empty] | 4.6e-05 | 0.039535 | 0 | 0.039535 | 0.024621 | [16 empty] | WLDFR | HFTD - Distribution - Tier 3 - 2QU CoRE ¦ 1QU LoRE | Red Flag Warning - Large Fires | 2034 | 0 | 6.1205 | 0.77885 | 3.4265 | 1.9151 | 1.3207 | 8.3788e-05 | 0 | 0.00011066 | 0.00011066 | 0 | 0.062212 | 0.062212 | 0 | 0.062212
[58 empty] | 4.6e-05 | 0.039535 | 0 | 0.039535 | 0.02301 | [16 empty] | WLDFR | HFTD - Distribution - Tier 3 - 2QU CoRE ¦ 1QU LoRE | Red Flag Warning - Large Fires | 2035 | 0 | 6.1205 | 0.77885 | 3.4265 | 1.9151 | 1.3207 | 8.3788e-05 | 0 | 0.00011066 | 0.00011066 | 0 | 0.062212 | 0.062212 | 0 | 0.062212
[58 empty] | 4.6e-05 | 0.039535 | 0 | 0.039535 | 0.021505 | [16 empty] | WLDFR | HFTD - Distribution - Tier 3 - 2QU CoRE ¦ 1QU LoRE | Red Flag Warning - Large Fires | 2036 | 0 | 6.1205 | 0.77885 | 3.4265 | 1.9151 | 1.3207 | 8.3788e-05 | 0 | 0.00011066 | 0.00011066 | 0 | 0.062212 | 0.062212 | 0 | 0.062212
[58 empty] | 4.6e-05 | 0.039535 | 0 | 0.039535 | 0.020098 | [16 empty] | WLDFR | HFTD - Distribution - Tier 3 - 2QU CoRE ¦ 1QU LoRE | Red Flag Warning - Large Fires | 2037 | 0 | 6.1205 | 0.77885 | 3.4265 | 1.9151 | 1.3207 | 8.3788e-05 | 0 | 0.00011066 | 0.00011066 | 0 | 0.062212 | 0.062212 | 0 | 0.062212
[58 empty] | 4.6e-05 | 0.039535 | 0 | 0.039535 | 0.018783 | [16 empty] | WLDFR | HFTD - Distribution - Tier 3 - 2QU CoRE ¦ 1QU LoRE | Red Flag Warning - Large Fires | 2038 | 0 | 6.5028 | 0.81304 | 3.6355 | 2.0543 | 1.4167 | 8.3788e-05 | 0 | 0.0001187 | 0.0001187 | 0 | 0.065268 | 0.065268 | 0 | 0.065268
[58 empty] | 4.6e-05 | 0.041408 | 0 | 0.041408 | 0.018386 | [16 empty] | WLDFR | HFTD - Distribution - Tier 3 - 2QU CoRE ¦ 1QU LoRE | Red Flag Warning - Large Fires | 2039 | 0 | 6.5028 | 0.81304 | 3.6355 | 2.0543 | 1.4167 | 8.3788e-05 | 0 | 0.0001187 | 0.0001187 | 0 | 0.065268 | 0.065268 | 0 | 0.065268
[58 empty] | 6.1081e-05 | 0.051673 | 0 | 0.051673 | 0.042181 | [16 empty] | WLDFR | HFTD - Distribution - Tier 3 - 2QU CoRE ¦ 1QU LoRE | Red Flag Warning - Large Fires | 2040 | 0 | 6.5028 | 0.81304 | 3.6355 | 2.0543 | 1.4167 | 8.3788e-05 | 0 | 0.0001187 | 0.0001187 | 0 | 0.065268 | 0.065268 | 0 | 0.065268
[58 empty] | 6.1081e-05 | 0.051673 | 0 | 0.051673 | 0.039421 | [16 empty] | WLDFR | HFTD - Distribution - Tier 3 - 2QU CoRE ¦ 1QU LoRE | Red Flag Warning - Large Fires | 2041 | 0 | 6.5028 | 0.81304 | 3.6355 | 2.0543 | 1.4167 | 8.3788e-05 | 0 | 0.0001187 | 0.0001187 | 0 | 0.065268 | 0.065268 | 0 | 0.065268
[58 empty] | 6.1081e-05 | 0.051673 | 0 | 0.051673 | 0.036842 | [16 empty] | WLDFR | HFTD - Distribution - Tier 3 - 2QU CoRE ¦ 1QU LoRE | Red Flag Warning - Large Fires | 2042 | 0 | 6.5028 | 0.81304 | 3.6355 | 2.0543 | 1.4167 | 8.3788e-05 | 0 | 0.0001187 | 0.0001187 | 0 | 0.065268 | 0.065268 | 0 | 0.065268
[58 empty] | 6.1081e-05 | 0.051673 | 0 | 0.051673 | 0.034432 | [16 empty] | WLDFR | HFTD - Distribution - Tier 3 - 2QU CoRE ¦ 1QU LoRE | Red Flag Warning - Large Fires | 2043 | 0 | 6.9209 | 0.84944 | 3.8632 | 2.2083 | 1.5229 | 8.3788e-05 | 0 | 0.0001276 | 0.0001276 | 0 | 0.068524 | 0.068524 | 0 | 0.068524
[58 empty] | 6.1081e-05 | 0.053974 | 0 | 0.053974 | 0.033612 | [16 empty] | WLDFR | HFTD - Distribution - Tier 3 - 2QU CoRE ¦ 1QU LoRE | Red Flag Warning - Large Fires | 2044 | 0 | 6.9209 | 0.84944 | 3.8632 | 2.2083 | 1.5229 | 8.3788e-05 | 0 | 0.0001276 | 0.0001276 | 0 | 0.068524 | 0.068524 | 0 | 0.068524
[58 empty] | 6.1081e-05 | 0.053974 | 0 | 0.053974 | 0.031414 | [16 empty] | WLDFR | HFTD - Distribution - Tier 3 - 2QU CoRE ¦ 1QU LoRE | Red Flag Warning - Large Fires | 2045 | 0 | 6.9209 | 0.84944 | 3.8632 | 2.2083 | 1.5229 | 8.3788e-05 | 0 | 0.0001276 | 0.0001276 | 0 | 0.068524 | 0.068524 | 0 | 0.068524
[58 empty] | 6.1081e-05 | 0.053974 | 0 | 0.053974 | 0.029358 | [16 empty] | WLDFR | HFTD - Distribution - Tier 3 - 2QU CoRE ¦ 1QU LoRE | Red Flag Warning - Large Fires | 2046 | 0 | 6.9209 | 0.84944 | 3.8632 | 2.2083 | 1.5229 | 8.3788e-05 | 0 | 0.0001276 | 0.0001276 | 0 | 0.068524 | 0.068524 | 0 | 0.068524
[58 empty] | 6.1081e-05 | 0.053974 | 0 | 0.053974 | 0.027438 | [16 empty] | WLDFR | HFTD - Distribution - Tier 3 - 2QU CoRE ¦ 1QU LoRE | Red Flag Warning - Large Fires | 2047 | 0 | 6.9209 | 0.84944 | 3.8632 | 2.2083 | 1.5229 | 8.3788e-05 | 0 | 0.0001276 | 0.0001276 | 0 | 0.068524 | 0.068524 | 0 | 0.068524
[58 empty] | 6.1081e-05 | 0.053974 | 0 | 0.053974 | 0.025643 | [16 empty] | WLDFR | HFTD - Distribution - Tier 3 - 2QU CoRE ¦ 1QU LoRE | Red Flag Warning - Large Fires | 2048 | 0 | 7.3713 | 0.88759 | 4.1075 | 2.3763 | 1.6388 | 8.3788e-05 | 0 | 0.00013731 | 0.00013731 | 0 | 0.071937 | 0.071937 | 0 | 0.071937
[58 empty] | 6.1081e-05 | 0.056532 | 0 | 0.056532 | 0.025101 | [16 empty] | WLDFR | HFTD - Distribution - Tier 3 - 2QU CoRE ¦ 1QU LoRE | Red Flag Warning - Large Fires | 2049 | 0 | 7.3713 | 0.88759 | 4.1075 | 2.3763 | 1.6388 | 8.3788e-05 | 0 | 0.00013731 | 0.00013731 | 0 | 0.071937 | 0.071937 | 0 | 0.071937
[58 empty] | 7.6369e-05 | 0.060084 | 0 | 0.060084 | 0.049046 | [16 empty] | WLDFR | HFTD - Distribution - Tier 3 - 2QU CoRE ¦ 1QU LoRE | Red Flag Warning - Large Fires | 2050 | 0 | 7.3713 | 0.88759 | 4.1075 | 2.3763 | 1.6388 | 8.3788e-05 | 0 | 0.00013731 | 0.00013731 | 0 | 0.071937 | 0.071937 | 0 | 0.071937
[58 empty] | 7.6369e-05 | 0.060084 | 0 | 0.060084 | 0.045838 | [16 empty] | WLDFR | HFTD - Distribution - Tier 3 - 2QU CoRE ¦ 1QU LoRE | Red Flag Warning - Large Fires | 2051 | 0 | 7.3713 | 0.88759 | 4.1075 | 2.3763 | 1.6388 | 8.3788e-05 | 0 | 0.00013731 | 0.00013731 | 0 | 0.071937 | 0.071937 | 0 | 0.071937
[58 empty] | 7.6369e-05 | 0.060084 | 0 | 0.060084 | 0.042839 | [16 empty] | WLDFR | HFTD - Distribution - Tier 3 - 2QU CoRE ¦ 1QU LoRE | Red Flag Warning - Large Fires | 2052 | 0 | 7.3713 | 0.88759 | 4.1075 | 2.3763 | 1.6388 | 8.3788e-05 | 0 | 0.00013731 | 0.00013731 | 0 | 0 | 0.071937 | 0 | 0.071937
[58 empty] | 7.6369e-05 | 0.060084 | 0 | 0.060084 | 0.040037 | [16 empty] | WLDFR | HFTD - Distribution - Tier 3 - 2QU CoRE ¦ 1QU LoRE | Red Flag Warning - Large Fires | 2053 | 0 | 7.8503 | 0.92702 | 4.3664 | 2.5569 | 1.7633 | 8.3788e-05 | 0 | 0.00014774 | 0.00014774 | 0 | 0.0041536 | 0 | 0 | 0
[58 empty] | 7.6369e-05 | 0.06276 | 0 | 0.06276 | 0.039084 | [16 empty] | WLDFR | HFTD - Distribution - Tier 3 - 2QU CoRE ¦ 1QU LoRE | Red Flag Warning - Large Fires | 2054 | 0 | 7.8503 | 0.92702 | 4.3664 | 2.5569 | 1.7633 | 8.3788e-05 | 0 | 0.00014774 | 0.00014774 | 0 | 0.0043053 | 0.0043053 | 0 | 0.0043053
[58 empty] | 7.6369e-05 | 0.06276 | 0 | 0.06276 | 0.036527 | [16 empty] | WLDFR | HFTD - Distribution - Tier 3 - 2QU CoRE ¦ 1QU LoRE | Red Flag Warning - Large Fires | 2055 | 0 | 7.8503 | 0.92702 | 4.3664 | 2.5569 | 1.7633 | 8.3788e-05 | 0 | 0.00014774 | 0.00014774 | 0 | 0.0043053 | 0.0043053 | 0 | 0.0043053
[58 empty] | 7.6369e-05 | 0.06276 | 0 | 0.06276 | 0.034137 | [16 empty] | WLDFR | HFTD - Distribution - Tier 3 - 2QU CoRE ¦ 1QU LoRE | Red Flag Warning - Small Fires | 2026 | 0 | 0.080408 | 0.03759 | 0.0016314 | 0.041187 | 0.028403 | 0.0011579 | 0 | 3.2887e-05 | 3.2887e-05 | 0 | 0.0043053 | 0.0043053 | 0 | 0.0043053
[58 empty] | 7.6369e-05 | 0.06276 | 0 | 0.06276 | 0.031904 | [16 empty] | WLDFR | HFTD - Distribution - Tier 3 - 2QU CoRE ¦ 1QU LoRE | Red Flag Warning - Small Fires | 2027 | 0 | 0.080408 | 0.03759 | 0.0016314 | 0.041187 | 0.028403 | 0.0011579 | 0 | 3.2887e-05 | 3.2887e-05 | 0 | 0.0043053 | 0.0043053 | 0 | 0.0043053
[58 empty] | 7.6369e-05 | 0.06276 | 0 | 0.06276 | 0.029817 | [16 empty] | WLDFR | HFTD - Distribution - Tier 3 - 2QU CoRE ¦ 1QU LoRE | Red Flag Warning - Small Fires | 2028 | 0 | 0.083606 | 0.039055 | 0.001695 | 0.042856 | 0.029555 | 0.0011579 | 0 | 3.422e-05 | 3.422e-05 | 0 | 0.0043053 | 0.0043053 | 0 | 0.0043053
[58 empty] | 7.6369e-05 | 0.065734 | 0 | 0.065734 | 0.029187 | [16 empty] | WLDFR | HFTD - Distribution - Tier 3 - 2QU CoRE ¦ 1QU LoRE | Red Flag Warning - Small Fires | 2029 | 0 | 0.083606 | 0.039055 | 0.001695 | 0.042856 | 0.029555 | 0.0011579 | 0 | 3.422e-05 | 3.422e-05 | 0 | 0.0044964 | 0.0044964 | 0 | 0.0044964
[58 empty] | 1.5985e-05 | 0.0047102 | 0 | 0.0047102 | 0.0038449 | [16 empty] | WLDFR | HFTD - Distribution - Tier 3 - 2QU CoRE ¦ 1QU LoRE | Red Flag Warning - Small Fires | 2030 | 0 | 0.083606 | 0.039055 | 0.001695 | 0.042856 | 0.029555 | 0.0011579 | 0 | 3.422e-05 | 3.422e-05 | 0 | 0.0044964 | 0.0044964 | 0 | 0.0044964
[58 empty] | 1.5985e-05 | 0.0047102 | 0 | 0.0047102 | 0.0035934 | [16 empty] | WLDFR | HFTD - Distribution - Tier 3 - 2QU CoRE ¦ 1QU LoRE | Red Flag Warning - Small Fires | 2031 | 0 | 0.083606 | 0.039055 | 0.001695 | 0.042856 | 0.029555 | 0.0011579 | 0 | 3.422e-05 | 3.422e-05 | 0 | 0.0044964 | 0.0044964 | 0 | 0.0044964
[58 empty] | 1.5985e-05 | 0.0047102 | 0 | 0.0047102 | 0.0033583 | [16 empty] | WLDFR | HFTD - Distribution - Tier 3 - 2QU CoRE ¦ 1QU LoRE | Red Flag Warning - Small Fires | 2032 | 0 | 0.083606 | 0.039055 | 0.001695 | 0.042856 | 0.029555 | 0.0011579 | 0 | 3.422e-05 | 3.422e-05 | 0 | 0.0044964 | 0.0044964 | 0 | 0.0044964
[58 empty] | 1.5985e-05 | 0.0047102 | 0 | 0.0047102 | 0.0031386 | [16 empty] | WLDFR | HFTD - Distribution - Tier 3 - 2QU CoRE ¦ 1QU LoRE | Red Flag Warning - Small Fires | 2033 | 0 | 0.087211 | 0.040679 | 0.0017655 | 0.044766 | 0.030872 | 0.0011579 | 0 | 3.5746e-05 | 3.5746e-05 | 0 | 0.0044964 | 0.0044964 | 0 | 0.0044964
[58 empty] | 1.5985e-05 | 0.0049199 | 0 | 0.0049199 | 0.0030639 | [16 empty] | WLDFR | HFTD - Distribution - Tier 3 - 2QU CoRE ¦ 1QU LoRE | Red Flag Warning - Small Fires | 2034 | 0 | 0.087211 | 0.040679 | 0.0017655 | 0.044766 | 0.030872 | 0.0011579 | 0 | 3.5746e-05 | 3.5746e-05 | 0 | 0.0047085 | 0.0047085 | 0 | 0.0047085
[58 empty] | 1.5985e-05 | 0.0049199 | 0 | 0.0049199 | 0.0028634 | [16 empty] | WLDFR | HFTD - Distribution - Tier 3 - 2QU CoRE ¦ 1QU LoRE | Red Flag Warning - Small Fires | 2035 | 0 | 0.087211 | 0.040679 | 0.0017655 | 0.044766 | 0.030872 | 0.0011579 | 0 | 3.5746e-05 | 3.5746e-05 | 0 | 0.0047085 | 0.0047085 | 0 | 0.0047085
[58 empty] | 1.5985e-05 | 0.0049199 | 0 | 0.0049199 | 0.0026761 | [16 empty] | WLDFR | HFTD - Distribution - Tier 3 - 2QU CoRE ¦ 1QU LoRE | Red Flag Warning - Small Fires | 2036 | 0 | 0.087211 | 0.040679 | 0.0017655 | 0.044766 | 0.030872 | 0.0011579 | 0 | 3.5746e-05 | 3.5746e-05 | 0 | 0.0047085 | 0.0047085 | 0 | 0.0047085
[58 empty] | 1.5985e-05 | 0.0049199 | 0 | 0.0049199 | 0.002501 | [16 empty] | WLDFR | HFTD - Distribution - Tier 3 - 2QU CoRE ¦ 1QU LoRE | Red Flag Warning - Small Fires | 2037 | 0 | 0.087211 | 0.040679 | 0.0017655 | 0.044766 | 0.030872 | 0.0011579 | 0 | 3.5746e-05 | 3.5746e-05 | 0 | 0.0047085 | 0.0047085 | 0 | 0.0047085
[58 empty] | 1.5985e-05 | 0.0049199 | 0 | 0.0049199 | 0.0023374 | [16 empty] | WLDFR | HFTD - Distribution - Tier 3 - 2QU CoRE ¦ 1QU LoRE | Red Flag Warning - Small Fires | 2038 | 0 | 0.091184 | 0.042438 | 0.0018418 | 0.046905 | 0.032347 | 0.0011579 | 0 | 3.7453e-05 | 3.7453e-05 | 0 | 0.0047085 | 0.0047085 | 0 | 0.0047085
[58 empty] | 1.5985e-05 | 0.005153 | 0 | 0.005153 | 0.002288 | [16 empty] | WLDFR | HFTD - Distribution - Tier 3 - 2QU CoRE ¦ 1QU LoRE | Red Flag Warning - Small Fires | 2039 | 0 | 0.091184 | 0.042438 | 0.0018418 | 0.046905 | 0.032347 | 0.0011579 | 0 | 3.7453e-05 | 3.7453e-05 | 0 | 0.0049387 | 0.0049387 | 0 | 0.0049387
[58 empty] | 2.1146e-05 | 0.0056666 | 0 | 0.0056666 | 0.0046256 | [16 empty] | WLDFR | HFTD - Distribution - Tier 3 - 2QU CoRE ¦ 1QU LoRE | Red Flag Warning - Small Fires | 2040 | 0 | 0.091184 | 0.042438 | 0.0018418 | 0.046905 | 0.032347 | 0.0011579 | 0 | 3.7453e-05 | 3.7453e-05 | 0 | 0.0049387 | 0.0049387 | 0 | 0.0049387
[58 empty] | 2.1146e-05 | 0.0056666 | 0 | 0.0056666 | 0.004323 | [16 empty] | WLDFR | HFTD - Distribution - Tier 3 - 2QU CoRE ¦ 1QU LoRE | Red Flag Warning - Small Fires | 2041 | 0 | 0.091184 | 0.042438 | 0.0018418 | 0.046905 | 0.032347 | 0.0011579 | 0 | 3.7453e-05 | 3.7453e-05 | 0 | 0.0049387 | 0.0049387 | 0 | 0.0049387
[58 empty] | 2.1146e-05 | 0.0056666 | 0 | 0.0056666 | 0.0040402 | [16 empty] | WLDFR | HFTD - Distribution - Tier 3 - 2QU CoRE ¦ 1QU LoRE | Red Flag Warning - Small Fires | 2042 | 0 | 0.091184 | 0.042438 | 0.0018418 | 0.046905 | 0.032347 | 0.0011579 | 0 | 3.7453e-05 | 3.7453e-05 | 0 | 0.0049387 | 0.0049387 | 0 | 0.0049387
[58 empty] | 2.1146e-05 | 0.0056666 | 0 | 0.0056666 | 0.0037759 | [16 empty] | WLDFR | HFTD - Distribution - Tier 3 - 2QU CoRE ¦ 1QU LoRE | Red Flag Warning - Small Fires | 2043 | 0 | 0.095486 | 0.044306 | 0.0019228 | 0.049257 | 0.033969 | 0.0011579 | 0 | 3.9331e-05 | 3.9331e-05 | 0 | 0.0049387 | 0.0049387 | 0 | 0.0049387
[58 empty] | 2.1146e-05 | 0.0059189 | 0 | 0.0059189 | 0.003686 | [16 empty] | WLDFR | HFTD - Distribution - Tier 3 - 2QU CoRE ¦ 1QU LoRE | Red Flag Warning - Small Fires | 2044 | 0 | 0.095486 | 0.044306 | 0.0019228 | 0.049257 | 0.033969 | 0.0011579 | 0 | 3.9331e-05 | 3.9331e-05 | 0 | 0.0051836 | 0.0051836 | 0 | 0.0051836
[58 empty] | 2.1146e-05 | 0.0059189 | 0 | 0.0059189 | 0.0034449 | [16 empty] | WLDFR | HFTD - Distribution - Tier 3 - 2QU CoRE ¦ 1QU LoRE | Red Flag Warning - Small Fires | 2045 | 0 | 0.095486 | 0.044306 | 0.0019228 | 0.049257 | 0.033969 | 0.0011579 | 0 | 3.9331e-05 | 3.9331e-05 | 0 | 0.0051836 | 0.0051836 | 0 | 0.0051836
[58 empty] | 2.1146e-05 | 0.0059189 | 0 | 0.0059189 | 0.0032195 | [16 empty] | WLDFR | HFTD - Distribution - Tier 3 - 2QU CoRE ¦ 1QU LoRE | Red Flag Warning - Small Fires | 2046 | 0 | 0.095486 | 0.044306 | 0.0019228 | 0.049257 | 0.033969 | 0.0011579 | 0 | 3.9331e-05 | 3.9331e-05 | 0 | 0.0051836 | 0.0051836 | 0 | 0.0051836
[58 empty] | 2.1146e-05 | 0.0059189 | 0 | 0.0059189 | 0.0030089 | [16 empty] | WLDFR | HFTD - Distribution - Tier 3 - 2QU CoRE ¦ 1QU LoRE | Red Flag Warning - Small Fires | 2047 | 0 | 0.095486 | 0.044306 | 0.0019228 | 0.049257 | 0.033969 | 0.0011579 | 0 | 3.9331e-05 | 3.9331e-05 | 0 | 0.0051836 | 0.0051836 | 0 | 0.0051836
[58 empty] | 2.1146e-05 | 0.0059189 | 0 | 0.0059189 | 0.002812 | [16 empty] | WLDFR | HFTD - Distribution - Tier 3 - 2QU CoRE ¦ 1QU LoRE | Red Flag Warning - Small Fires | 2048 | 0 | 0.10007 | 0.04626 | 0.0020076 | 0.051804 | 0.035726 | 0.0011579 | 0 | 4.1365e-05 | 4.1365e-05 | 0 | 0.0051836 | 0.0051836 | 0 | 0.0051836
[58 empty] | 2.1146e-05 | 0.0061994 | 0 | 0.0061994 | 0.0027526 | [16 empty] | WLDFR | HFTD - Distribution - Tier 3 - 2QU CoRE ¦ 1QU LoRE | Red Flag Warning - Small Fires | 2049 | 0 | 0.10007 | 0.04626 | 0.0020076 | 0.051804 | 0.035726 | 0.0011579 | 0 | 4.1365e-05 | 4.1365e-05 | 0 | 0.0054401 | 0.0054401 | 0 | 0.0054401
[58 empty] | 3.1068e-05 | 0.0079521 | 0 | 0.0079521 | 0.0064913 | [16 empty] | WLDFR | HFTD - Distribution - Tier 3 - 2QU CoRE ¦ 1QU LoRE | Red Flag Warning - Small Fires | 2050 | 0 | 0.10007 | 0.04626 | 0.0020076 | 0.051804 | 0.035726 | 0.0011579 | 0 | 4.1365e-05 | 4.1365e-05 | 0 | 0.0054401 | 0.0054401 | 0 | 0.0054401
[58 empty] | 3.1068e-05 | 0.0079521 | 0 | 0.0079521 | 0.0060666 | [16 empty] | WLDFR | HFTD - Distribution - Tier 3 - 2QU CoRE ¦ 1QU LoRE | Red Flag Warning - Small Fires | 2051 | 0 | 0.10007 | 0.04626 | 0.0020076 | 0.051804 | 0.035726 | 0.0011579 | 0 | 4.1365e-05 | 4.1365e-05 | 0 | 0.0054401 | 0.0054401 | 0 | 0.0054401
[58 empty] | 3.1068e-05 | 0.0079521 | 0 | 0.0079521 | 0.0056698 | [16 empty] | WLDFR | HFTD - Distribution - Tier 3 - 2QU CoRE ¦ 1QU LoRE | Red Flag Warning - Small Fires | 2052 | 0 | 0.10007 | 0.04626 | 0.0020076 | 0.051804 | 0.035726 | 0.0011579 | 0 | 4.1365e-05 | 4.1365e-05 | 0 | 0.0054401 | 0.0054401 | 0 | 0.0054401
[58 empty] | 3.1068e-05 | 0.0079521 | 0 | 0.0079521 | 0.0052988 | [16 empty] | WLDFR | HFTD - Distribution - Tier 3 - 2QU CoRE ¦ 1QU LoRE | Red Flag Warning - Small Fires | 2053 | 0 | 0.10489 | 0.048274 | 0.002095 | 0.054525 | 0.037602 | 0.0011579 | 0 | 4.3538e-05 | 4.3538e-05 | 0 | 0 | 0.0054401 | 0 | 0.0054401
[58 empty] | 3.1068e-05 | 0.0083063 | 0 | 0.0083063 | 0.0051727 | [16 empty] | WLDFR | HFTD - Distribution - Tier 3 - 2QU CoRE ¦ 1QU LoRE | Red Flag Warning - Small Fires | 2054 | 0 | 0.10489 | 0.048274 | 0.002095 | 0.054525 | 0.037602 | 0.0011579 | 0 | 4.3538e-05 | 4.3538e-05 | 0 | 8.6753e-06 | 0 | 0 | 0
[58 empty] | 3.1068e-05 | 0.0083063 | 0 | 0.0083063 | 0.0048343 | [16 empty] | WLDFR | HFTD - Distribution - Tier 3 - 2QU CoRE ¦ 1QU LoRE | Red Flag Warning - Small Fires | 2055 | 0 | 0.10489 | 0.048274 | 0.002095 | 0.054525 | 0.037602 | 0.0011579 | 0 | 4.3538e-05 | 4.3538e-05 | 0 | 9.0634e-06 | 9.0634e-06 | 0 | 9.0634e-06
[58 empty] | 3.1068e-05 | 0.0083063 | 0 | 0.0083063 | 0.0045181 | [16 empty] | WLDFR | HFTD - Distribution - Tier 3 - 2QU CoRE ¦ 1QU LoRE | Seismic - Non-Red Flag Warning - Catastrophic Fires | 2026 | 0 | 21835.9781 | 428.6023 | 13939.561 | 7467.8148 | 5149.9993 | 2.5947e-10 | 0 | 1.3363e-06 | 1.3363e-06 | 0 | 9.0634e-06 | 9.0634e-06 | 0 | 9.0634e-06
[58 empty] | 3.1068e-05 | 0.0083063 | 0 | 0.0083063 | 0.0042225 | [16 empty] | WLDFR | HFTD - Distribution - Tier 3 - 2QU CoRE ¦ 1QU LoRE | Seismic - Non-Red Flag Warning - Catastrophic Fires | 2027 | 0 | 21835.9781 | 428.6023 | 13939.561 | 7467.8148 | 5149.9993 | 2.5947e-10 | 0 | 1.3363e-06 | 1.3363e-06 | 0 | 9.0634e-06 | 9.0634e-06 | 0 | 9.0634e-06
[58 empty] | 3.1068e-05 | 0.0083063 | 0 | 0.0083063 | 0.0039463 | [16 empty] | WLDFR | HFTD - Distribution - Tier 3 - 2QU CoRE ¦ 1QU LoRE | Seismic - Non-Red Flag Warning - Catastrophic Fires | 2028 | 0 | 22783.187 | 453.261 | 14531.3357 | 7798.5904 | 5378.1107 | 2.5947e-10 | 0 | 1.3955e-06 | 1.3955e-06 | 0 | 9.0634e-06 | 9.0634e-06 | 0 | 9.0634e-06
[58 empty] | 3.1068e-05 | 0.0086999 | 0 | 0.0086999 | 0.0038629 | [16 empty] | WLDFR | HFTD - Distribution - Tier 3 - 2QU CoRE ¦ 1QU LoRE | Seismic - Non-Red Flag Warning - Catastrophic Fires | 2029 | 0 | 22783.187 | 453.261 | 14531.3357 | 7798.5904 | 5378.1107 | 2.5947e-10 | 0 | 1.3955e-06 | 1.3955e-06 | 0 | 9.0634e-06 | 9.0634e-06 | 0 | 9.0634e-06
[58 empty] | 5.2167e-05 | 0.013599 | 0 | 0.013599 | 0.011101 | [16 empty] | WLDFR | HFTD - Distribution - Tier 3 - 2QU CoRE ¦ 1QU LoRE | Seismic - Non-Red Flag Warning - Catastrophic Fires | 2030 | 0 | 22783.187 | 453.261 | 14531.3357 | 7798.5904 | 5378.1107 | 2.5947e-10 | 0 | 1.3955e-06 | 1.3955e-06 | 0 | 9.5633e-06 | 9.5633e-06 | 0 | 9.5633e-06
[58 empty] | 5.2167e-05 | 0.013599 | 0 | 0.013599 | 0.010375 | [16 empty] | WLDFR | HFTD - Distribution - Tier 3 - 2QU CoRE ¦ 1QU LoRE | Seismic - Non-Red Flag Warning - Catastrophic Fires | 2031 | 0 | 22783.187 | 453.261 | 14531.3357 | 7798.5904 | 5378.1107 | 2.5947e-10 | 0 | 1.3955e-06 | 1.3955e-06 | 0 | 9.5633e-06 | 9.5633e-06 | 0 | 9.5633e-06
[58 empty] | 5.2167e-05 | 0.013599 | 0 | 0.013599 | 0.0096959 | [16 empty] | WLDFR | HFTD - Distribution - Tier 3 - 2QU CoRE ¦ 1QU LoRE | Seismic - Non-Red Flag Warning - Catastrophic Fires | 2032 | 0 | 22783.187 | 453.261 | 14531.3357 | 7798.5904 | 5378.1107 | 2.5947e-10 | 0 | 1.3955e-06 | 1.3955e-06 | 0 | 9.5633e-06 | 9.5633e-06 | 0 | 9.5633e-06
[58 empty] | 5.2167e-05 | 0.013599 | 0 | 0.013599 | 0.0090616 | [16 empty] | WLDFR | HFTD - Distribution - Tier 3 - 2QU CoRE ¦ 1QU LoRE | Seismic - Non-Red Flag Warning - Catastrophic Fires | 2033 | 0 | 23835.2641 | 480.9649 | 15187.7294 | 8166.5698 | 5631.8789 | 2.5947e-10 | 0 | 1.4613e-06 | 1.4613e-06 | 0 | 9.5633e-06 | 9.5633e-06 | 0 | 9.5633e-06
[58 empty] | 5.2167e-05 | 0.014205 | 0 | 0.014205 | 0.008846 | [16 empty] | WLDFR | HFTD - Distribution - Tier 3 - 2QU CoRE ¦ 1QU LoRE | Seismic - Non-Red Flag Warning - Catastrophic Fires | 2034 | 0 | 23835.2641 | 480.9649 | 15187.7294 | 8166.5698 | 5631.8789 | 2.5947e-10 | 0 | 1.4613e-06 | 1.4613e-06 | 0 | 9.5633e-06 | 9.5633e-06 | 0 | 9.5633e-06
[58 empty] | 5.2167e-05 | 0.014205 | 0 | 0.014205 | 0.0082673 | [16 empty] | WLDFR | HFTD - Distribution - Tier 3 - 2QU CoRE ¦ 1QU LoRE | Seismic - Non-Red Flag Warning - Catastrophic Fires | 2035 | 0 | 23835.2641 | 480.9649 | 15187.7294 | 8166.5698 | 5631.8789 | 2.5947e-10 | 0 | 1.4613e-06 | 1.4613e-06 | 0 | 1.0132e-05 | 1.0132e-05 | 0 | 1.0132e-05
[58 empty] | 5.2167e-05 | 0.014205 | 0 | 0.014205 | 0.0077264 | [16 empty] | WLDFR | HFTD - Distribution - Tier 3 - 2QU CoRE ¦ 1QU LoRE | Seismic - Non-Red Flag Warning - Catastrophic Fires | 2036 | 0 | 23835.2641 | 480.9649 | 15187.7294 | 8166.5698 | 5631.8789 | 2.5947e-10 | 0 | 1.4613e-06 | 1.4613e-06 | 0 | 1.0132e-05 | 1.0132e-05 | 0 | 1.0132e-05
[58 empty] | 5.2167e-05 | 0.014205 | 0 | 0.014205 | 0.0072209 | [16 empty] | WLDFR | HFTD - Distribution - Tier 3 - 2QU CoRE ¦ 1QU LoRE | Seismic - Non-Red Flag Warning - Catastrophic Fires | 2037 | 0 | 23835.2641 | 480.9649 | 15187.7294 | 8166.5698 | 5631.8789 | 2.5947e-10 | 0 | 1.4613e-06 | 1.4613e-06 | 0 | 1.0132e-05 | 1.0132e-05 | 0 | 1.0132e-05
[58 empty] | 5.2167e-05 | 0.014205 | 0 | 0.014205 | 0.0067485 | [16 empty] | WLDFR | HFTD - Distribution - Tier 3 - 2QU CoRE ¦ 1QU LoRE | Seismic - Non-Red Flag Warning - Catastrophic Fires | 2038 | 0 | 24976.6418 | 511.3745 | 15898.8237 | 8566.4437 | 5907.6423 | 2.5947e-10 | 0 | 1.5329e-06 | 1.5329e-06 | 0 | 1.0132e-05 | 1.0132e-05 | 0 | 1.0132e-05
[58 empty] | 5.2167e-05 | 0.014878 | 0 | 0.014878 | 0.0066059 | [16 empty] | WLDFR | HFTD - Distribution - Tier 3 - 2QU CoRE ¦ 1QU LoRE | Seismic - Non-Red Flag Warning - Catastrophic Fires | 2039 | 0 | 24976.6418 | 511.3745 | 15898.8237 | 8566.4437 | 5907.6423 | 2.5947e-10 | 0 | 1.5329e-06 | 1.5329e-06 | 0 | 1.0132e-05 | 1.0132e-05 | 0 | 1.0132e-05
[58 empty] | 5.4785e-05 | 0.016336 | 0 | 0.016336 | 0.013335 | [16 empty] | WLDFR | HFTD - Distribution - Tier 3 - 2QU CoRE ¦ 1QU LoRE | Seismic - Non-Red Flag Warning - Catastrophic Fires | 2040 | 0 | 24976.6418 | 511.3745 | 15898.8237 | 8566.4437 | 5907.6423 | 2.5947e-10 | 0 | 1.5329e-06 | 1.5329e-06 | 0 | 1.0765e-05 | 1.0765e-05 | 0 | 1.0765e-05
[58 empty] | 5.4785e-05 | 0.016336 | 0 | 0.016336 | 0.012462 | [16 empty] | WLDFR | HFTD - Distribution - Tier 3 - 2QU CoRE ¦ 1QU LoRE | Seismic - Non-Red Flag Warning - Catastrophic Fires | 2041 | 0 | 24976.6418 | 511.3745 | 15898.8237 | 8566.4437 | 5907.6423 | 2.5947e-10 | 0 | 1.5329e-06 | 1.5329e-06 | 0 | 1.0765e-05 | 1.0765e-05 | 0 | 1.0765e-05
[58 empty] | 5.4785e-05 | 0.016336 | 0 | 0.016336 | 0.011647 | [16 empty] | WLDFR | HFTD - Distribution - Tier 3 - 2QU CoRE ¦ 1QU LoRE | Seismic - Non-Red Flag Warning - Catastrophic Fires | 2042 | 0 | 24976.6418 | 511.3745 | 15898.8237 | 8566.4437 | 5907.6423 | 2.5947e-10 | 0 | 1.5329e-06 | 1.5329e-06 | 0 | 1.0765e-05 | 1.0765e-05 | 0 | 1.0765e-05
[58 empty] | 5.4785e-05 | 0.016336 | 0 | 0.016336 | 0.010885 | [16 empty] | WLDFR | HFTD - Distribution - Tier 3 - 2QU CoRE ¦ 1QU LoRE | Seismic - Non-Red Flag Warning - Catastrophic Fires | 2043 | 0 | 26191.7278 | 544.1291 | 16654.7414 | 8992.8573 | 6201.7082 | 2.5947e-10 | 0 | 1.6092e-06 | 1.6092e-06 | 0 | 1.0765e-05 | 1.0765e-05 | 0 | 1.0765e-05
[58 empty] | 5.4785e-05 | 0.017063 | 0 | 0.017063 | 0.010626 | [16 empty] | WLDFR | HFTD - Distribution - Tier 3 - 2QU CoRE ¦ 1QU LoRE | Seismic - Non-Red Flag Warning - Catastrophic Fires | 2044 | 0 | 26191.7278 | 544.1291 | 16654.7414 | 8992.8573 | 6201.7082 | 2.5947e-10 | 0 | 1.6092e-06 | 1.6092e-06 | 0 | 1.0765e-05 | 1.0765e-05 | 0 | 1.0765e-05
[58 empty] | 5.4785e-05 | 0.017063 | 0 | 0.017063 | 0.0099309 | [16 empty] | WLDFR | HFTD - Distribution - Tier 3 - 2QU CoRE ¦ 1QU LoRE | Seismic - Non-Red Flag Warning - Catastrophic Fires | 2045 | 0 | 26191.7278 | 544.1291 | 16654.7414 | 8992.8573 | 6201.7082 | 2.5947e-10 | 0 | 1.6092e-06 | 1.6092e-06 | 0 | 1.1457e-05 | 1.1457e-05 | 0 | 1.1457e-05
[58 empty] | 5.4785e-05 | 0.017063 | 0 | 0.017063 | 0.0092813 | [16 empty] | WLDFR | HFTD - Distribution - Tier 3 - 2QU CoRE ¦ 1QU LoRE | Seismic - Non-Red Flag Warning - Catastrophic Fires | 2046 | 0 | 26191.7278 | 544.1291 | 16654.7414 | 8992.8573 | 6201.7082 | 2.5947e-10 | 0 | 1.6092e-06 | 1.6092e-06 | 0 | 1.1457e-05 | 1.1457e-05 | 0 | 1.1457e-05
[58 empty] | 5.4785e-05 | 0.017063 | 0 | 0.017063 | 0.0086741 | [16 empty] | WLDFR | HFTD - Distribution - Tier 3 - 2QU CoRE ¦ 1QU LoRE | Seismic - Non-Red Flag Warning - Catastrophic Fires | 2047 | 0 | 26191.7278 | 544.1291 | 16654.7414 | 8992.8573 | 6201.7082 | 2.5947e-10 | 0 | 1.6092e-06 | 1.6092e-06 | 0 | 1.1457e-05 | 1.1457e-05 | 0 | 1.1457e-05
[58 empty] | 5.4785e-05 | 0.017063 | 0 | 0.017063 | 0.0081066 | [16 empty] | WLDFR | HFTD - Distribution - Tier 3 - 2QU CoRE ¦ 1QU LoRE | Seismic - Non-Red Flag Warning - Catastrophic Fires | 2048 | 0 | 27464.7227 | 578.8407 | 17445.538 | 9440.3441 | 6510.3067 | 2.5947e-10 | 0 | 1.6892e-06 | 1.6892e-06 | 0 | 1.1457e-05 | 1.1457e-05 | 0 | 1.1457e-05
[58 empty] | 5.4785e-05 | 0.017872 | 0 | 0.017872 | 0.0079353 | [16 empty] | WLDFR | HFTD - Distribution - Tier 3 - 2QU CoRE ¦ 1QU LoRE | Seismic - Non-Red Flag Warning - Catastrophic Fires | 2049 | 0 | 27464.7227 | 578.8407 | 17445.538 | 9440.3441 | 6510.3067 | 2.5947e-10 | 0 | 1.6892e-06 | 1.6892e-06 | 0 | 1.1457e-05 | 1.1457e-05 | 0 | 1.1457e-05
[58 empty] | 2.3976e-05 | 0.0028414 | 0 | 0.0028414 | 0.0023194 | [16 empty] | WLDFR | HFTD - Distribution - Tier 3 - 2QU CoRE ¦ 1QU LoRE | Seismic - Non-Red Flag Warning - Catastrophic Fires | 2050 | 0 | 27464.7227 | 578.8407 | 17445.538 | 9440.3441 | 6510.3067 | 2.5947e-10 | 0 | 1.6892e-06 | 1.6892e-06 | 0 | 1.2203e-05 | 1.2203e-05 | 0 | 1.2203e-05
[58 empty] | 2.3976e-05 | 0.0028414 | 0 | 0.0028414 | 0.0021677 | [16 empty] | WLDFR | HFTD - Distribution - Tier 3 - 2QU CoRE ¦ 1QU LoRE | Seismic - Non-Red Flag Warning - Catastrophic Fires | 2051 | 0 | 27464.7227 | 578.8407 | 17445.538 | 9440.3441 | 6510.3067 | 2.5947e-10 | 0 | 1.6892e-06 | 1.6892e-06 | 0 | 1.2203e-05 | 1.2203e-05 | 0 | 1.2203e-05
[58 empty] | 2.3976e-05 | 0.0028414 | 0 | 0.0028414 | 0.0020259 | [16 empty] | WLDFR | HFTD - Distribution - Tier 3 - 2QU CoRE ¦ 1QU LoRE | Seismic - Non-Red Flag Warning - Catastrophic Fires | 2052 | 0 | 27464.7227 | 578.8407 | 17445.538 | 9440.3441 | 6510.3067 | 2.5947e-10 | 0 | 1.6892e-06 | 1.6892e-06 | 0 | 1.2203e-05 | 1.2203e-05 | 0 | 1.2203e-05
[58 empty] | 2.3976e-05 | 0.0028414 | 0 | 0.0028414 | 0.0018933 | [16 empty] | WLDFR | HFTD - Distribution - Tier 3 - 2QU CoRE ¦ 1QU LoRE | Seismic - Non-Red Flag Warning - Catastrophic Fires | 2053 | 0 | 28779.6694 | 615.0952 | 18261.2327 | 9903.3415 | 6829.6018 | 2.5947e-10 | 0 | 1.7721e-06 | 1.7721e-06 | 0 | 1.2203e-05 | 1.2203e-05 | 0 | 1.2203e-05
[58 empty] | 2.3976e-05 | 0.0029679 | 0 | 0.0029679 | 0.0018483 | [16 empty] | WLDFR | HFTD - Distribution - Tier 3 - 2QU CoRE ¦ 1QU LoRE | Seismic - Non-Red Flag Warning - Catastrophic Fires | 2054 | 0 | 28779.6694 | 615.0952 | 18261.2327 | 9903.3415 | 6829.6018 | 2.5947e-10 | 0 | 1.7721e-06 | 1.7721e-06 | 0 | 0 | 1.2203e-05 | 0 | 1.2203e-05
[58 empty] | 2.3976e-05 | 0.0029679 | 0 | 0.0029679 | 0.0017273 | [16 empty] | WLDFR | HFTD - Distribution - Tier 3 - 2QU CoRE ¦ 1QU LoRE | Seismic - Non-Red Flag Warning - Catastrophic Fires | 2055 | 0 | 28779.6694 | 615.0952 | 18261.2327 | 9903.3415 | 6829.6018 | 2.5947e-10 | 0 | 1.7721e-06 | 1.7721e-06 | 0 | 1.302e-06 | 0 | 0 | 0
[58 empty] | 2.3976e-05 | 0.0029679 | 0 | 0.0029679 | 0.0016143 | [16 empty] | WLDFR | HFTD - Distribution - Tier 3 - 2QU CoRE ¦ 1QU LoRE | Seismic - Red Flag Warning - Catastrophic Fires | 2026 | 0 | 21835.9781 | 428.6023 | 13939.561 | 7467.8148 | 5149.9993 | 1.1188e-08 | 0 | 5.762e-05 | 5.762e-05 | 0 | 1.3439e-06 | 1.3439e-06 | 0 | 1.3439e-06
[58 empty] | 2.3976e-05 | 0.0029679 | 0 | 0.0029679 | 0.0015087 | [16 empty] | WLDFR | HFTD - Distribution - Tier 3 - 2QU CoRE ¦ 1QU LoRE | Seismic - Red Flag Warning - Catastrophic Fires | 2027 | 0 | 21835.9781 | 428.6023 | 13939.561 | 7467.8148 | 5149.9993 | 1.1188e-08 | 0 | 5.762e-05 | 5.762e-05 | 0 | 1.3439e-06 | 1.3439e-06 | 0 | 1.3439e-06
[58 empty] | 2.3976e-05 | 0.0029679 | 0 | 0.0029679 | 0.00141 | [16 empty] | WLDFR | HFTD - Distribution - Tier 3 - 2QU CoRE ¦ 1QU LoRE | Seismic - Red Flag Warning - Catastrophic Fires | 2028 | 0 | 22783.187 | 453.261 | 14531.3357 | 7798.5904 | 5378.1107 | 1.1188e-08 | 0 | 6.0172e-05 | 6.0172e-05 | 0 | 1.3439e-06 | 1.3439e-06 | 0 | 1.3439e-06
[58 empty] | 2.3976e-05 | 0.0031085 | 0 | 0.0031085 | 0.0013802 | [16 empty] | WLDFR | HFTD - Distribution - Tier 3 - 2QU CoRE ¦ 1QU LoRE | Seismic - Red Flag Warning - Catastrophic Fires | 2029 | 0 | 22783.187 | 453.261 | 14531.3357 | 7798.5904 | 5378.1107 | 1.1188e-08 | 0 | 6.0172e-05 | 6.0172e-05 | 0 | 1.3439e-06 | 1.3439e-06 | 0 | 1.3439e-06
[58 empty] | 3.108e-05 | 0.0035556 | 0 | 0.0035556 | 0.0029024 | [16 empty] | WLDFR | HFTD - Distribution - Tier 3 - 2QU CoRE ¦ 1QU LoRE | Seismic - Red Flag Warning - Catastrophic Fires | 2030 | 0 | 22783.187 | 453.261 | 14531.3357 | 7798.5904 | 5378.1107 | 1.1188e-08 | 0 | 6.0172e-05 | 6.0172e-05 | 0 | 1.3439e-06 | 1.3439e-06 | 0 | 1.3439e-06
[58 empty] | 3.108e-05 | 0.0035556 | 0 | 0.0035556 | 0.0027126 | [16 empty] | WLDFR | HFTD - Distribution - Tier 3 - 2QU CoRE ¦ 1QU LoRE | Seismic - Red Flag Warning - Catastrophic Fires | 2031 | 0 | 22783.187 | 453.261 | 14531.3357 | 7798.5904 | 5378.1107 | 1.1188e-08 | 0 | 6.0172e-05 | 6.0172e-05 | 0 | 1.3974e-06 | 1.3974e-06 | 0 | 1.3974e-06
[58 empty] | 3.108e-05 | 0.0035556 | 0 | 0.0035556 | 0.0025351 | [16 empty] | WLDFR | HFTD - Distribution - Tier 3 - 2QU CoRE ¦ 1QU LoRE | Seismic - Red Flag Warning - Catastrophic Fires | 2032 | 0 | 22783.187 | 453.261 | 14531.3357 | 7798.5904 | 5378.1107 | 1.1188e-08 | 0 | 6.0172e-05 | 6.0172e-05 | 0 | 1.3974e-06 | 1.3974e-06 | 0 | 1.3974e-06
[58 empty] | 3.108e-05 | 0.0035556 | 0 | 0.0035556 | 0.0023693 | [16 empty] | WLDFR | HFTD - Distribution - Tier 3 - 2QU CoRE ¦ 1QU LoRE | Seismic - Red Flag Warning - Catastrophic Fires | 2033 | 0 | 23835.2641 | 480.9649 | 15187.7294 | 8166.5698 | 5631.8789 | 1.1188e-08 | 0 | 6.3011e-05 | 6.3011e-05 | 0 | 1.3974e-06 | 1.3974e-06 | 0 | 1.3974e-06
[58 empty] | 3.108e-05 | 0.003714 | 0 | 0.003714 | 0.0023129 | [16 empty] | WLDFR | HFTD - Distribution - Tier 3 - 2QU CoRE ¦ 1QU LoRE | Seismic - Red Flag Warning - Catastrophic Fires | 2034 | 0 | 23835.2641 | 480.9649 | 15187.7294 | 8166.5698 | 5631.8789 | 1.1188e-08 | 0 | 6.3011e-05 | 6.3011e-05 | 0 | 1.3974e-06 | 1.3974e-06 | 0 | 1.3974e-06
[58 empty] | 3.108e-05 | 0.003714 | 0 | 0.003714 | 0.0021616 | [16 empty] | WLDFR | HFTD - Distribution - Tier 3 - 2QU CoRE ¦ 1QU LoRE | Seismic - Red Flag Warning - Catastrophic Fires | 2035 | 0 | 23835.2641 | 480.9649 | 15187.7294 | 8166.5698 | 5631.8789 | 1.1188e-08 | 0 | 6.3011e-05 | 6.3011e-05 | 0 | 1.3974e-06 | 1.3974e-06 | 0 | 1.3974e-06
[58 empty] | 3.108e-05 | 0.003714 | 0 | 0.003714 | 0.0020202 | [16 empty] | WLDFR | HFTD - Distribution - Tier 3 - 2QU CoRE ¦ 1QU LoRE | Seismic - Red Flag Warning - Catastrophic Fires | 2036 | 0 | 23835.2641 | 480.9649 | 15187.7294 | 8166.5698 | 5631.8789 | 1.1188e-08 | 0 | 6.3011e-05 | 6.3011e-05 | 0 | 1.4576e-06 | 1.4576e-06 | 0 | 1.4576e-06
[58 empty] | 3.108e-05 | 0.003714 | 0 | 0.003714 | 0.001888 | [16 empty] | WLDFR | HFTD - Distribution - Tier 3 - 2QU CoRE ¦ 1QU LoRE | Seismic - Red Flag Warning - Catastrophic Fires | 2037 | 0 | 23835.2641 | 480.9649 | 15187.7294 | 8166.5698 | 5631.8789 | 1.1188e-08 | 0 | 6.3011e-05 | 6.3011e-05 | 0 | 1.4576e-06 | 1.4576e-06 | 0 | 1.4576e-06
[58 empty] | 3.108e-05 | 0.003714 | 0 | 0.003714 | 0.0017645 | [16 empty] | WLDFR | HFTD - Distribution - Tier 3 - 2QU CoRE ¦ 1QU LoRE | Seismic - Red Flag Warning - Catastrophic Fires | 2038 | 0 | 24976.6418 | 511.3745 | 15898.8237 | 8566.4437 | 5907.6423 | 1.1188e-08 | 0 | 6.6097e-05 | 6.6097e-05 | 0 | 1.4576e-06 | 1.4576e-06 | 0 | 1.4576e-06
[58 empty] | 3.108e-05 | 0.00389 | 0 | 0.00389 | 0.0017272 | [16 empty] | WLDFR | HFTD - Distribution - Tier 3 - 2QU CoRE ¦ 1QU LoRE | Seismic - Red Flag Warning - Catastrophic Fires | 2039 | 0 | 24976.6418 | 511.3745 | 15898.8237 | 8566.4437 | 5907.6423 | 1.1188e-08 | 0 | 6.6097e-05 | 6.6097e-05 | 0 | 1.4576e-06 | 1.4576e-06 | 0 | 1.4576e-06
[58 empty] | 3.2974e-05 | 0.0040759 | 0 | 0.0040759 | 0.0033271 | [16 empty] | WLDFR | HFTD - Distribution - Tier 3 - 2QU CoRE ¦ 1QU LoRE | Seismic - Red Flag Warning - Catastrophic Fires | 2040 | 0 | 24976.6418 | 511.3745 | 15898.8237 | 8566.4437 | 5907.6423 | 1.1188e-08 | 0 | 6.6097e-05 | 6.6097e-05 | 0 | 1.4576e-06 | 1.4576e-06 | 0 | 1.4576e-06
[58 empty] | 3.2974e-05 | 0.0040759 | 0 | 0.0040759 | 0.0031095 | [16 empty] | WLDFR | HFTD - Distribution - Tier 3 - 2QU CoRE ¦ 1QU LoRE | Seismic - Red Flag Warning - Catastrophic Fires | 2041 | 0 | 24976.6418 | 511.3745 | 15898.8237 | 8566.4437 | 5907.6423 | 1.1188e-08 | 0 | 6.6097e-05 | 6.6097e-05 | 0 | 1.524e-06 | 1.524e-06 | 0 | 1.524e-06
[58 empty] | 3.2974e-05 | 0.0040759 | 0 | 0.0040759 | 0.002906 | [16 empty] | WLDFR | HFTD - Distribution - Tier 3 - 2QU CoRE ¦ 1QU LoRE | Seismic - Red Flag Warning - Catastrophic Fires | 2042 | 0 | 24976.6418 | 511.3745 | 15898.8237 | 8566.4437 | 5907.6423 | 1.1188e-08 | 0 | 6.6097e-05 | 6.6097e-05 | 0 | 1.524e-06 | 1.524e-06 | 0 | 1.524e-06
[58 empty] | 3.2974e-05 | 0.0040759 | 0 | 0.0040759 | 0.0027159 | [16 empty] | WLDFR | HFTD - Distribution - Tier 3 - 2QU CoRE ¦ 1QU LoRE | Seismic - Red Flag Warning - Catastrophic Fires | 2043 | 0 | 26191.7278 | 544.1291 | 16654.7414 | 8992.8573 | 6201.7082 | 1.1188e-08 | 0 | 6.9387e-05 | 6.9387e-05 | 0 | 1.524e-06 | 1.524e-06 | 0 | 1.524e-06
[58 empty] | 3.2974e-05 | 0.0042574 | 0 | 0.0042574 | 0.0026513 | [16 empty] | WLDFR | HFTD - Distribution - Tier 3 - 2QU CoRE ¦ 1QU LoRE | Seismic - Red Flag Warning - Catastrophic Fires | 2044 | 0 | 26191.7278 | 544.1291 | 16654.7414 | 8992.8573 | 6201.7082 | 1.1188e-08 | 0 | 6.9387e-05 | 6.9387e-05 | 0 | 1.524e-06 | 1.524e-06 | 0 | 1.524e-06
[58 empty] | 3.2974e-05 | 0.0042574 | 0 | 0.0042574 | 0.0024779 | [16 empty] | WLDFR | HFTD - Distribution - Tier 3 - 2QU CoRE ¦ 1QU LoRE | Seismic - Red Flag Warning - Catastrophic Fires | 2045 | 0 | 26191.7278 | 544.1291 | 16654.7414 | 8992.8573 | 6201.7082 | 1.1188e-08 | 0 | 6.9387e-05 | 6.9387e-05 | 0 | 1.524e-06 | 1.524e-06 | 0 | 1.524e-06
[58 empty] | 3.2974e-05 | 0.0042574 | 0 | 0.0042574 | 0.0023157 | [16 empty] | WLDFR | HFTD - Distribution - Tier 3 - 2QU CoRE ¦ 1QU LoRE | Seismic - Red Flag Warning - Catastrophic Fires | 2046 | 0 | 26191.7278 | 544.1291 | 16654.7414 | 8992.8573 | 6201.7082 | 1.1188e-08 | 0 | 6.9387e-05 | 6.9387e-05 | 0 | 1.5959e-06 | 1.5959e-06 | 0 | 1.5959e-06
[58 empty] | 3.2974e-05 | 0.0042574 | 0 | 0.0042574 | 0.0021643 | [16 empty] | WLDFR | HFTD - Distribution - Tier 3 - 2QU CoRE ¦ 1QU LoRE | Seismic - Red Flag Warning - Catastrophic Fires | 2047 | 0 | 26191.7278 | 544.1291 | 16654.7414 | 8992.8573 | 6201.7082 | 1.1188e-08 | 0 | 6.9387e-05 | 6.9387e-05 | 0 | 1.5959e-06 | 1.5959e-06 | 0 | 1.5959e-06
[58 empty] | 3.2974e-05 | 0.0042574 | 0 | 0.0042574 | 0.0020227 | [16 empty] | WLDFR | HFTD - Distribution - Tier 3 - 2QU CoRE ¦ 1QU LoRE | Seismic - Red Flag Warning - Catastrophic Fires | 2048 | 0 | 27464.7227 | 578.8407 | 17445.538 | 9440.3441 | 6510.3067 | 1.1188e-08 | 0 | 7.284e-05 | 7.284e-05 | 0 | 1.5959e-06 | 1.5959e-06 | 0 | 1.5959e-06
[58 empty] | 3.2974e-05 | 0.0044591 | 0 | 0.0044591 | 0.0019799 | [16 empty] | WLDFR | HFTD - Distribution - Tier 3 - 2QU CoRE ¦ 1QU LoRE | Seismic - Red Flag Warning - Catastrophic Fires | 2049 | 0 | 27464.7227 | 578.8407 | 17445.538 | 9440.3441 | 6510.3067 | 1.1188e-08 | 0 | 7.284e-05 | 7.284e-05 | 0 | 1.5959e-06 | 1.5959e-06 | 0 | 1.5959e-06
[58 empty] | 1.934e-05 | 0.0020879 | 0 | 0.0020879 | 0.0017043 | [16 empty] | WLDFR | HFTD - Distribution - Tier 3 - 2QU CoRE ¦ 1QU LoRE | Seismic - Red Flag Warning - Catastrophic Fires | 2050 | 0 | 27464.7227 | 578.8407 | 17445.538 | 9440.3441 | 6510.3067 | 1.1188e-08 | 0 | 7.284e-05 | 7.284e-05 | 0 | 1.5959e-06 | 1.5959e-06 | 0 | 1.5959e-06
[58 empty] | 1.934e-05 | 0.0020879 | 0 | 0.0020879 | 0.0015928 | [16 empty] | WLDFR | HFTD - Distribution - Tier 3 - 2QU CoRE ¦ 1QU LoRE | Seismic - Red Flag Warning - Catastrophic Fires | 2051 | 0 | 27464.7227 | 578.8407 | 17445.538 | 9440.3441 | 6510.3067 | 1.1188e-08 | 0 | 7.284e-05 | 7.284e-05 | 0 | 1.6726e-06 | 1.6726e-06 | 0 | 1.6726e-06
[58 empty] | 1.934e-05 | 0.0020879 | 0 | 0.0020879 | 0.0014886 | [16 empty] | WLDFR | HFTD - Distribution - Tier 3 - 2QU CoRE ¦ 1QU LoRE | Seismic - Red Flag Warning - Catastrophic Fires | 2052 | 0 | 27464.7227 | 578.8407 | 17445.538 | 9440.3441 | 6510.3067 | 1.1188e-08 | 0 | 7.284e-05 | 7.284e-05 | 0 | 1.6726e-06 | 1.6726e-06 | 0 | 1.6726e-06
[58 empty] | 1.934e-05 | 0.0020879 | 0 | 0.0020879 | 0.0013912 | [16 empty] | WLDFR | HFTD - Distribution - Tier 3 - 2QU CoRE ¦ 1QU LoRE | Seismic - Red Flag Warning - Catastrophic Fires | 2053 | 0 | 28779.6694 | 615.0952 | 18261.2327 | 9903.3415 | 6829.6018 | 1.1188e-08 | 0 | 7.6412e-05 | 7.6412e-05 | 0 | 1.6726e-06 | 1.6726e-06 | 0 | 1.6726e-06
[58 empty] | 1.934e-05 | 0.0021809 | 0 | 0.0021809 | 0.0013581 | [16 empty] | WLDFR | HFTD - Distribution - Tier 3 - 2QU CoRE ¦ 1QU LoRE | Seismic - Red Flag Warning - Catastrophic Fires | 2054 | 0 | 28779.6694 | 615.0952 | 18261.2327 | 9903.3415 | 6829.6018 | 1.1188e-08 | 0 | 7.6412e-05 | 7.6412e-05 | 0 | 1.6726e-06 | 1.6726e-06 | 0 | 1.6726e-06
[58 empty] | 1.934e-05 | 0.0021809 | 0 | 0.0021809 | 0.0012693 | [16 empty] | WLDFR | HFTD - Distribution - Tier 3 - 2QU CoRE ¦ 1QU LoRE | Seismic - Red Flag Warning - Catastrophic Fires | 2055 | 0 | 28779.6694 | 615.0952 | 18261.2327 | 9903.3415 | 6829.6018 | 1.1188e-08 | 0 | 7.6412e-05 | 7.6412e-05 | 0 | 0 | 1.6726e-06 | 0 | 1.6726e-06
[58 empty] | 1.934e-05 | 0.0021809 | 0 | 0.0021809 | 0.0011862 | [16 empty] | WLDFR | HFTD - Distribution - Tier 3 - 2QU CoRE ¦ 2QU LoRE | Non-Red Flag Warning - Catastrophic Fires | 2026 | 0 | 14664.6376 | 233.2301 | 8896.516 | 5534.8915 | 3817.0051 | 2.6723e-06 | 0 | 0.0102 | 0.0102 | 0 | 0.0012693 | 0 | 0 | 0
[58 empty] | 1.934e-05 | 0.0021809 | 0 | 0.0021809 | 0.0011086 | [16 empty] | WLDFR | HFTD - Distribution - Tier 3 - 2QU CoRE ¦ 2QU LoRE | Non-Red Flag Warning - Catastrophic Fires | 2027 | 0 | 14664.6376 | 233.2301 | 8896.516 | 5534.8915 | 3817.0051 | 2.6723e-06 | 0 | 0.0102 | 0.0102 | 0 | 0.0013159 | 0.0013159 | 0 | 0.0013159
[58 empty] | 1.934e-05 | 0.0021809 | 0 | 0.0021809 | 0.0010361 | [16 empty] | WLDFR | HFTD - Distribution - Tier 3 - 2QU CoRE ¦ 2QU LoRE | Non-Red Flag Warning - Catastrophic Fires | 2028 | 0 | 15317.9909 | 247.273 | 9287.6491 | 5783.0689 | 3988.1546 | 2.6723e-06 | 0 | 0.010658 | 0.010658 | 0 | 0.0013159 | 0.0013159 | 0 | 0.0013159
[58 empty] | 1.934e-05 | 0.0022842 | 0 | 0.0022842 | 0.0010142 | [16 empty] | WLDFR | HFTD - Distribution - Tier 3 - 2QU CoRE ¦ 2QU LoRE | Non-Red Flag Warning - Catastrophic Fires | 2029 | 0 | 15317.9909 | 247.273 | 9287.6491 | 5783.0689 | 3988.1546 | 2.6723e-06 | 0 | 0.010658 | 0.010658 | 0 | 0.0013159 | 0.0013159 | 0 | 0.0013159
[58 empty] | 1.6574e-05 | 0.0016909 | 0 | 0.0016909 | 0.0013802 | [16 empty] | WLDFR | HFTD - Distribution - Tier 3 - 2QU CoRE ¦ 2QU LoRE | Non-Red Flag Warning - Catastrophic Fires | 2030 | 0 | 15317.9909 | 247.273 | 9287.6491 | 5783.0689 | 3988.1546 | 2.6723e-06 | 0 | 0.010658 | 0.010658 | 0 | 0.0013159 | 0.0013159 | 0 | 0.0013159
[58 empty] | 1.6574e-05 | 0.0016909 | 0 | 0.0016909 | 0.0012899 | [16 empty] | WLDFR | HFTD - Distribution - Tier 3 - 2QU CoRE ¦ 2QU LoRE | Non-Red Flag Warning - Catastrophic Fires | 2031 | 0 | 15317.9909 | 247.273 | 9287.6491 | 5783.0689 | 3988.1546 | 2.6723e-06 | 0 | 0.010658 | 0.010658 | 0 | 0.0013159 | 0.0013159 | 0 | 0.0013159
[58 empty] | 1.6574e-05 | 0.0016909 | 0 | 0.0016909 | 0.0012056 | [16 empty] | WLDFR | HFTD - Distribution - Tier 3 - 2QU CoRE ¦ 2QU LoRE | Non-Red Flag Warning - Catastrophic Fires | 2032 | 0 | 15317.9909 | 247.273 | 9287.6491 | 5783.0689 | 3988.1546 | 2.6723e-06 | 0 | 0.010658 | 0.010658 | 0 | 0.0013745 | 0.0013745 | 0 | 0.0013745
[58 empty] | 1.6574e-05 | 0.0016909 | 0 | 0.0016909 | 0.0011267 | [16 empty] | WLDFR | HFTD - Distribution - Tier 3 - 2QU CoRE ¦ 2QU LoRE | Non-Red Flag Warning - Catastrophic Fires | 2033 | 0 | 16044.1264 | 263.1074 | 9721.74 | 6059.2791 | 4178.6364 | 2.6723e-06 | 0 | 0.011167 | 0.011167 | 0 | 0.0013745 | 0.0013745 | 0 | 0.0013745
[58 empty] | 1.6574e-05 | 0.0017662 | 0 | 0.0017662 | 0.0010999 | [16 empty] | WLDFR | HFTD - Distribution - Tier 3 - 2QU CoRE ¦ 2QU LoRE | Non-Red Flag Warning - Catastrophic Fires | 2034 | 0 | 16044.1264 | 263.1074 | 9721.74 | 6059.2791 | 4178.6364 | 2.6723e-06 | 0 | 0.011167 | 0.011167 | 0 | 0.0013745 | 0.0013745 | 0 | 0.0013745
[58 empty] | 1.6574e-05 | 0.0017662 | 0 | 0.0017662 | 0.0010279 | [16 empty] | WLDFR | HFTD - Distribution - Tier 3 - 2QU CoRE ¦ 2QU LoRE | Non-Red Flag Warning - Catastrophic Fires | 2035 | 0 | 16044.1264 | 263.1074 | 9721.74 | 6059.2791 | 4178.6364 | 2.6723e-06 | 0 | 0.011167 | 0.011167 | 0 | 0.0013745 | 0.0013745 | 0 | 0.0013745
[58 empty] | 1.6574e-05 | 0.0017662 | 0 | 0.0017662 | 0.00096068 | [16 empty] | WLDFR | HFTD - Distribution - Tier 3 - 2QU CoRE ¦ 2QU LoRE | Non-Red Flag Warning - Catastrophic Fires | 2036 | 0 | 16044.1264 | 263.1074 | 9721.74 | 6059.2791 | 4178.6364 | 2.6723e-06 | 0 | 0.011167 | 0.011167 | 0 | 0.0013745 | 0.0013745 | 0 | 0.0013745
[58 empty] | 1.6574e-05 | 0.0017662 | 0 | 0.0017662 | 0.00089783 | [16 empty] | WLDFR | HFTD - Distribution - Tier 3 - 2QU CoRE ¦ 2QU LoRE | Non-Red Flag Warning - Catastrophic Fires | 2037 | 0 | 16044.1264 | 263.1074 | 9721.74 | 6059.2791 | 4178.6364 | 2.6723e-06 | 0 | 0.011167 | 0.011167 | 0 | 0.0014397 | 0.0014397 | 0 | 0.0014397
[58 empty] | 1.6574e-05 | 0.0017662 | 0 | 0.0017662 | 0.00083909 | [16 empty] | WLDFR | HFTD - Distribution - Tier 3 - 2QU CoRE ¦ 2QU LoRE | Non-Red Flag Warning - Catastrophic Fires | 2038 | 0 | 16832.3912 | 280.5544 | 10192.2718 | 6359.5651 | 4385.7214 | 2.6723e-06 | 0 | 0.01172 | 0.01172 | 0 | 0.0014397 | 0.0014397 | 0 | 0.0014397
[58 empty] | 1.6574e-05 | 0.0018499 | 0 | 0.0018499 | 0.00082136 | [16 empty] | WLDFR | HFTD - Distribution - Tier 3 - 2QU CoRE ¦ 2QU LoRE | Non-Red Flag Warning - Catastrophic Fires | 2039 | 0 | 16832.3912 | 280.5544 | 10192.2718 | 6359.5651 | 4385.7214 | 2.6723e-06 | 0 | 0.01172 | 0.01172 | 0 | 0.0014397 | 0.0014397 | 0 | 0.0014397
[58 empty] | 3.138e-05 | 0.0013289 | 0 | 0.0013289 | 0.0010848 | [16 empty] | WLDFR | HFTD - Distribution - Tier 3 - 2QU CoRE ¦ 2QU LoRE | Non-Red Flag Warning - Catastrophic Fires | 2040 | 0 | 16832.3912 | 280.5544 | 10192.2718 | 6359.5651 | 4385.7214 | 2.6723e-06 | 0 | 0.01172 | 0.01172 | 0 | 0.0014397 | 0.0014397 | 0 | 0.0014397
[58 empty] | 3.138e-05 | 0.0013289 | 0 | 0.0013289 | 0.0010138 | [16 empty] | WLDFR | HFTD - Distribution - Tier 3 - 2QU CoRE ¦ 2QU LoRE | Non-Red Flag Warning - Catastrophic Fires | 2041 | 0 | 16832.3912 | 280.5544 | 10192.2718 | 6359.5651 | 4385.7214 | 2.6723e-06 | 0 | 0.01172 | 0.01172 | 0 | 0.0014397 | 0.0014397 | 0 | 0.0014397
[58 empty] | 3.138e-05 | 0.0013289 | 0 | 0.0013289 | 0.00094747 | [16 empty] | WLDFR | HFTD - Distribution - Tier 3 - 2QU CoRE ¦ 2QU LoRE | Non-Red Flag Warning - Catastrophic Fires | 2042 | 0 | 16832.3912 | 280.5544 | 10192.2718 | 6359.5651 | 4385.7214 | 2.6723e-06 | 0 | 0.01172 | 0.01172 | 0 | 0.0015104 | 0.0015104 | 0 | 0.0015104
[58 empty] | 3.138e-05 | 0.0013289 | 0 | 0.0013289 | 0.00088548 | [16 empty] | WLDFR | HFTD - Distribution - Tier 3 - 2QU CoRE ¦ 2QU LoRE | Non-Red Flag Warning - Catastrophic Fires | 2043 | 0 | 17672.0852 | 299.42 | 10692.7362 | 6679.929 | 4606.6527 | 2.6723e-06 | 0 | 0.01231 | 0.01231 | 0 | 0.0015104 | 0.0015104 | 0 | 0.0015104
[58 empty] | 3.138e-05 | 0.0013881 | 0 | 0.0013881 | 0.00086441 | [16 empty] | WLDFR | HFTD - Distribution - Tier 3 - 2QU CoRE ¦ 2QU LoRE | Non-Red Flag Warning - Catastrophic Fires | 2044 | 0 | 17672.0852 | 299.42 | 10692.7362 | 6679.929 | 4606.6527 | 2.6723e-06 | 0 | 0.01231 | 0.01231 | 0 | 0.0015104 | 0.0015104 | 0 | 0.0015104
[58 empty] | 3.138e-05 | 0.0013881 | 0 | 0.0013881 | 0.00080786 | [16 empty] | WLDFR | HFTD - Distribution - Tier 3 - 2QU CoRE ¦ 2QU LoRE | Non-Red Flag Warning - Catastrophic Fires | 2045 | 0 | 17672.0852 | 299.42 | 10692.7362 | 6679.929 | 4606.6527 | 2.6723e-06 | 0 | 0.01231 | 0.01231 | 0 | 0.0015104 | 0.0015104 | 0 | 0.0015104
[58 empty] | 3.138e-05 | 0.0013881 | 0 | 0.0013881 | 0.00075501 | [16 empty] | WLDFR | HFTD - Distribution - Tier 3 - 2QU CoRE ¦ 2QU LoRE | Non-Red Flag Warning - Catastrophic Fires | 2046 | 0 | 17672.0852 | 299.42 | 10692.7362 | 6679.929 | 4606.6527 | 2.6723e-06 | 0 | 0.01231 | 0.01231 | 0 | 0.0015104 | 0.0015104 | 0 | 0.0015104
[58 empty] | 3.138e-05 | 0.0013881 | 0 | 0.0013881 | 0.00070562 | [16 empty] | WLDFR | HFTD - Distribution - Tier 3 - 2QU CoRE ¦ 2QU LoRE | Non-Red Flag Warning - Catastrophic Fires | 2047 | 0 | 17672.0852 | 299.42 | 10692.7362 | 6679.929 | 4606.6527 | 2.6723e-06 | 0 | 0.01231 | 0.01231 | 0 | 0.0015857 | 0.0015857 | 0 | 0.0015857
[58 empty] | 3.138e-05 | 0.0013881 | 0 | 0.0013881 | 0.00065945 | [16 empty] | WLDFR | HFTD - Distribution - Tier 3 - 2QU CoRE ¦ 2QU LoRE | Non-Red Flag Warning - Catastrophic Fires | 2048 | 0 | 18552.3348 | 319.4911 | 11216.5626 | 7016.281 | 4838.6098 | 2.6723e-06 | 0 | 0.01293 | 0.01293 | 0 | 0.0015857 | 0.0015857 | 0 | 0.0015857
[58 empty] | 3.138e-05 | 0.0014538 | 0 | 0.0014538 | 0.00064551 | [16 empty] | WLDFR | HFTD - Distribution - Tier 3 - 2QU CoRE ¦ 2QU LoRE | Non-Red Flag Warning - Catastrophic Fires | 2049 | 0 | 18552.3348 | 319.4911 | 11216.5626 | 7016.281 | 4838.6098 | 2.6723e-06 | 0 | 0.01293 | 0.01293 | 0 | 0.0015857 | 0.0015857 | 0 | 0.0015857
[58 empty] | 3.0428e-05 | 0.0012802 | 0 | 0.0012802 | 0.001045 | [16 empty] | WLDFR | HFTD - Distribution - Tier 3 - 2QU CoRE ¦ 2QU LoRE | Non-Red Flag Warning - Catastrophic Fires | 2050 | 0 | 18552.3348 | 319.4911 | 11216.5626 | 7016.281 | 4838.6098 | 2.6723e-06 | 0 | 0.01293 | 0.01293 | 0 | 0.0015857 | 0.0015857 | 0 | 0.0015857
[58 empty] | 3.0428e-05 | 0.0012802 | 0 | 0.0012802 | 0.00097663 | [16 empty] | WLDFR | HFTD - Distribution - Tier 3 - 2QU CoRE ¦ 2QU LoRE | Non-Red Flag Warning - Catastrophic Fires | 2051 | 0 | 18552.3348 | 319.4911 | 11216.5626 | 7016.281 | 4838.6098 | 2.6723e-06 | 0 | 0.01293 | 0.01293 | 0 | 0.0015857 | 0.0015857 | 0 | 0.0015857
[58 empty] | 3.0428e-05 | 0.0012802 | 0 | 0.0012802 | 0.00091274 | [16 empty] | WLDFR | HFTD - Distribution - Tier 3 - 2QU CoRE ¦ 2QU LoRE | Non-Red Flag Warning - Catastrophic Fires | 2052 | 0 | 18552.3348 | 319.4911 | 11216.5626 | 7016.281 | 4838.6098 | 2.6723e-06 | 0 | 0.01293 | 0.01293 | 0 | 0.0016647 | 0.0016647 | 0 | 0.0016647
[58 empty] | 3.0428e-05 | 0.0012802 | 0 | 0.0012802 | 0.00085302 | [16 empty] | WLDFR | HFTD - Distribution - Tier 3 - 2QU CoRE ¦ 2QU LoRE | Non-Red Flag Warning - Catastrophic Fires | 2053 | 0 | 19462.1283 | 340.5356 | 11757.1413 | 7364.4514 | 5078.7171 | 2.6723e-06 | 0 | 0.013572 | 0.013572 | 0 | 0.0016647 | 0.0016647 | 0 | 0.0016647
[58 empty] | 3.0428e-05 | 0.0013372 | 0 | 0.0013372 | 0.00083272 | [16 empty] | WLDFR | HFTD - Distribution - Tier 3 - 2QU CoRE ¦ 2QU LoRE | Non-Red Flag Warning - Catastrophic Fires | 2054 | 0 | 19462.1283 | 340.5356 | 11757.1413 | 7364.4514 | 5078.7171 | 2.6723e-06 | 0 | 0.013572 | 0.013572 | 0 | 0.0016647 | 0.0016647 | 0 | 0.0016647
[58 empty] | 3.0428e-05 | 0.0013372 | 0 | 0.0013372 | 0.00077825 | [16 empty] | WLDFR | HFTD - Distribution - Tier 3 - 2QU CoRE ¦ 2QU LoRE | Non-Red Flag Warning - Catastrophic Fires | 2055 | 0 | 19462.1283 | 340.5356 | 11757.1413 | 7364.4514 | 5078.7171 | 2.6723e-06 | 0 | 0.013572 | 0.013572 | 0 | 0.0016647 | 0.0016647 | 0 | 0.0016647
[58 empty] | 3.0428e-05 | 0.0013372 | 0 | 0.0013372 | 0.00072733 | [16 empty] | WLDFR | HFTD - Distribution - Tier 3 - 2QU CoRE ¦ 2QU LoRE | Non-Red Flag Warning - Large Fires | 2026 | 0 | 5.475 | 0.71896 | 3.0715 | 1.6846 | 1.1617 | 2.8117e-05 | 0 | 3.2664e-05 | 3.2664e-05 | 0 | 0 | 0.0016647 | 0 | 0.0016647
[58 empty] | 3.0428e-05 | 0.0013372 | 0 | 0.0013372 | 0.00067975 | [16 empty] | WLDFR | HFTD - Distribution - Tier 3 - 2QU CoRE ¦ 2QU LoRE | Non-Red Flag Warning - Large Fires | 2027 | 0 | 5.475 | 0.71896 | 3.0715 | 1.6846 | 1.1617 | 2.8117e-05 | 0 | 3.2664e-05 | 3.2664e-05 | 0 | 0.0013222 | 0 | 0 | 0
[58 empty] | 3.0428e-05 | 0.0013372 | 0 | 0.0013372 | 0.00063528 | [16 empty] | WLDFR | HFTD - Distribution - Tier 3 - 2QU CoRE ¦ 2QU LoRE | Non-Red Flag Warning - Large Fires | 2028 | 0 | 5.777 | 0.74734 | 3.238 | 1.7917 | 1.2356 | 2.8117e-05 | 0 | 3.4742e-05 | 3.4742e-05 | 0 | 0.0013705 | 0.0013705 | 0 | 0.0013705
[58 empty] | 3.0428e-05 | 0.0014005 | 0 | 0.0014005 | 0.00062185 | [16 empty] | WLDFR | HFTD - Distribution - Tier 3 - 2QU CoRE ¦ 2QU LoRE | Non-Red Flag Warning - Large Fires | 2029 | 0 | 5.777 | 0.74734 | 3.238 | 1.7917 | 1.2356 | 2.8117e-05 | 0 | 3.4742e-05 | 3.4742e-05 | 0 | 0.0013705 | 0.0013705 | 0 | 0.0013705
[58 empty] | 3.0605e-05 | 0.0011437 | 0 | 0.0011437 | 0.00093362 | [16 empty] | WLDFR | HFTD - Distribution - Tier 3 - 2QU CoRE ¦ 2QU LoRE | Non-Red Flag Warning - Large Fires | 2030 | 0 | 5.777 | 0.74734 | 3.238 | 1.7917 | 1.2356 | 2.8117e-05 | 0 | 3.4742e-05 | 3.4742e-05 | 0 | 0.0013705 | 0.0013705 | 0 | 0.0013705
[58 empty] | 3.0605e-05 | 0.0011437 | 0 | 0.0011437 | 0.00087254 | [16 empty] | WLDFR | HFTD - Distribution - Tier 3 - 2QU CoRE ¦ 2QU LoRE | Non-Red Flag Warning - Large Fires | 2031 | 0 | 5.777 | 0.74734 | 3.238 | 1.7917 | 1.2356 | 2.8117e-05 | 0 | 3.4742e-05 | 3.4742e-05 | 0 | 0.0013705 | 0.0013705 | 0 | 0.0013705
[58 empty] | 3.0605e-05 | 0.0011437 | 0 | 0.0011437 | 0.00081546 | [16 empty] | WLDFR | HFTD - Distribution - Tier 3 - 2QU CoRE ¦ 2QU LoRE | Non-Red Flag Warning - Large Fires | 2032 | 0 | 5.777 | 0.74734 | 3.238 | 1.7917 | 1.2356 | 2.8117e-05 | 0 | 3.4742e-05 | 3.4742e-05 | 0 | 0.0013705 | 0.0013705 | 0 | 0.0013705
[58 empty] | 3.0605e-05 | 0.0011437 | 0 | 0.0011437 | 0.00076211 | [16 empty] | WLDFR | HFTD - Distribution - Tier 3 - 2QU CoRE ¦ 2QU LoRE | Non-Red Flag Warning - Large Fires | 2033 | 0 | 6.1205 | 0.77885 | 3.4265 | 1.9151 | 1.3207 | 2.8117e-05 | 0 | 3.7135e-05 | 3.7135e-05 | 0 | 0.0014313 | 0.0014313 | 0 | 0.0014313
[58 empty] | 3.0605e-05 | 0.0011947 | 0 | 0.0011947 | 0.00074397 | [16 empty] | WLDFR | HFTD - Distribution - Tier 3 - 2QU CoRE ¦ 2QU LoRE | Non-Red Flag Warning - Large Fires | 2034 | 0 | 6.1205 | 0.77885 | 3.4265 | 1.9151 | 1.3207 | 2.8117e-05 | 0 | 3.7135e-05 | 3.7135e-05 | 0 | 0.0014313 | 0.0014313 | 0 | 0.0014313
[58 empty] | 3.0605e-05 | 0.0011947 | 0 | 0.0011947 | 0.0006953 | [16 empty] | WLDFR | HFTD - Distribution - Tier 3 - 2QU CoRE ¦ 2QU LoRE | Non-Red Flag Warning - Large Fires | 2035 | 0 | 6.1205 | 0.77885 | 3.4265 | 1.9151 | 1.3207 | 2.8117e-05 | 0 | 3.7135e-05 | 3.7135e-05 | 0 | 0.0014313 | 0.0014313 | 0 | 0.0014313
[58 empty] | 3.0605e-05 | 0.0011947 | 0 | 0.0011947 | 0.00064981 | [16 empty] | WLDFR | HFTD - Distribution - Tier 3 - 2QU CoRE ¦ 2QU LoRE | Non-Red Flag Warning - Large Fires | 2036 | 0 | 6.1205 | 0.77885 | 3.4265 | 1.9151 | 1.3207 | 2.8117e-05 | 0 | 3.7135e-05 | 3.7135e-05 | 0 | 0.0014313 | 0.0014313 | 0 | 0.0014313
[58 empty] | 3.0605e-05 | 0.0011947 | 0 | 0.0011947 | 0.0006073 | [16 empty] | WLDFR | HFTD - Distribution - Tier 3 - 2QU CoRE ¦ 2QU LoRE | Non-Red Flag Warning - Large Fires | 2037 | 0 | 6.1205 | 0.77885 | 3.4265 | 1.9151 | 1.3207 | 2.8117e-05 | 0 | 3.7135e-05 | 3.7135e-05 | 0 | 0.0014313 | 0.0014313 | 0 | 0.0014313
[58 empty] | 3.0605e-05 | 0.0011947 | 0 | 0.0011947 | 0.00056757 | [16 empty] | WLDFR | HFTD - Distribution - Tier 3 - 2QU CoRE ¦ 2QU LoRE | Non-Red Flag Warning - Large Fires | 2038 | 0 | 6.5028 | 0.81304 | 3.6355 | 2.0543 | 1.4167 | 2.8117e-05 | 0 | 3.9832e-05 | 3.9832e-05 | 0 | 0.0014989 | 0.0014989 | 0 | 0.0014989
[58 empty] | 3.0605e-05 | 0.0012513 | 0 | 0.0012513 | 0.00055558 | [16 empty] | WLDFR | HFTD - Distribution - Tier 3 - 2QU CoRE ¦ 2QU LoRE | Non-Red Flag Warning - Large Fires | 2039 | 0 | 6.5028 | 0.81304 | 3.6355 | 2.0543 | 1.4167 | 2.8117e-05 | 0 | 3.9832e-05 | 3.9832e-05 | 0 | 0.0014989 | 0.0014989 | 0 | 0.0014989
[58 empty] | 3.7967e-05 | 0.0011811 | 0 | 0.0011811 | 0.0009641 | [16 empty] | WLDFR | HFTD - Distribution - Tier 3 - 2QU CoRE ¦ 2QU LoRE | Non-Red Flag Warning - Large Fires | 2040 | 0 | 6.5028 | 0.81304 | 3.6355 | 2.0543 | 1.4167 | 2.8117e-05 | 0 | 3.9832e-05 | 3.9832e-05 | 0 | 0.0014989 | 0.0014989 | 0 | 0.0014989
[58 empty] | 3.7967e-05 | 0.0011811 | 0 | 0.0011811 | 0.00090103 | [16 empty] | WLDFR | HFTD - Distribution - Tier 3 - 2QU CoRE ¦ 2QU LoRE | Non-Red Flag Warning - Large Fires | 2041 | 0 | 6.5028 | 0.81304 | 3.6355 | 2.0543 | 1.4167 | 2.8117e-05 | 0 | 3.9832e-05 | 3.9832e-05 | 0 | 0.0014989 | 0.0014989 | 0 | 0.0014989
[58 empty] | 3.7967e-05 | 0.0011811 | 0 | 0.0011811 | 0.00084208 | [16 empty] | WLDFR | HFTD - Distribution - Tier 3 - 2QU CoRE ¦ 2QU LoRE | Non-Red Flag Warning - Large Fires | 2042 | 0 | 6.5028 | 0.81304 | 3.6355 | 2.0543 | 1.4167 | 2.8117e-05 | 0 | 3.9832e-05 | 3.9832e-05 | 0 | 0.0014989 | 0.0014989 | 0 | 0.0014989
[58 empty] | 3.7967e-05 | 0.0011811 | 0 | 0.0011811 | 0.00078699 | [16 empty] | WLDFR | HFTD - Distribution - Tier 3 - 2QU CoRE ¦ 2QU LoRE | Non-Red Flag Warning - Large Fires | 2043 | 0 | 6.9209 | 0.84944 | 3.8632 | 2.2083 | 1.5229 | 2.8117e-05 | 0 | 4.282e-05 | 4.282e-05 | 0 | 0.0015721 | 0.0015721 | 0 | 0.0015721
[58 empty] | 3.7967e-05 | 0.0012337 | 0 | 0.0012337 | 0.00076827 | [16 empty] | WLDFR | HFTD - Distribution - Tier 3 - 2QU CoRE ¦ 2QU LoRE | Non-Red Flag Warning - Large Fires | 2044 | 0 | 6.9209 | 0.84944 | 3.8632 | 2.2083 | 1.5229 | 2.8117e-05 | 0 | 4.282e-05 | 4.282e-05 | 0 | 0.0015721 | 0.0015721 | 0 | 0.0015721
[58 empty] | 3.7967e-05 | 0.0012337 | 0 | 0.0012337 | 0.00071801 | [16 empty] | WLDFR | HFTD - Distribution - Tier 3 - 2QU CoRE ¦ 2QU LoRE | Non-Red Flag Warning - Large Fires | 2045 | 0 | 6.9209 | 0.84944 | 3.8632 | 2.2083 | 1.5229 | 2.8117e-05 | 0 | 4.282e-05 | 4.282e-05 | 0 | 0.0015721 | 0.0015721 | 0 | 0.0015721
[58 empty] | 3.7967e-05 | 0.0012337 | 0 | 0.0012337 | 0.00067103 | [16 empty] | WLDFR | HFTD - Distribution - Tier 3 - 2QU CoRE ¦ 2QU LoRE | Non-Red Flag Warning - Large Fires | 2046 | 0 | 6.9209 | 0.84944 | 3.8632 | 2.2083 | 1.5229 | 2.8117e-05 | 0 | 4.282e-05 | 4.282e-05 | 0 | 0.0015721 | 0.0015721 | 0 | 0.0015721
[58 empty] | 3.7967e-05 | 0.0012337 | 0 | 0.0012337 | 0.00062713 | [16 empty] | WLDFR | HFTD - Distribution - Tier 3 - 2QU CoRE ¦ 2QU LoRE | Non-Red Flag Warning - Large Fires | 2047 | 0 | 6.9209 | 0.84944 | 3.8632 | 2.2083 | 1.5229 | 2.8117e-05 | 0 | 4.282e-05 | 4.282e-05 | 0 | 0.0015721 | 0.0015721 | 0 | 0.0015721
[58 empty] | 3.7967e-05 | 0.0012337 | 0 | 0.0012337 | 0.00058611 | [16 empty] | WLDFR | HFTD - Distribution - Tier 3 - 2QU CoRE ¦ 2QU LoRE | Non-Red Flag Warning - Large Fires | 2048 | 0 | 7.3713 | 0.88759 | 4.1075 | 2.3763 | 1.6388 | 2.8117e-05 | 0 | 4.6077e-05 | 4.6077e-05 | 0 | 0.0016501 | 0.0016501 | 0 | 0.0016501
[58 empty] | 3.7967e-05 | 0.0012921 | 0 | 0.0012921 | 0.00057372 | [16 empty] | WLDFR | HFTD - Distribution - Tier 3 - 2QU CoRE ¦ 2QU LoRE | Non-Red Flag Warning - Large Fires | 2049 | 0 | 7.3713 | 0.88759 | 4.1075 | 2.3763 | 1.6388 | 2.8117e-05 | 0 | 4.6077e-05 | 4.6077e-05 | 0 | 0.0016501 | 0.0016501 | 0 | 0.0016501
[58 empty] | 1.1802e-05 | 0.0005141 | 0 | 0.0005141 | 0.00041966 | [16 empty] | WLDFR | HFTD - Distribution - Tier 3 - 2QU CoRE ¦ 2QU LoRE | Non-Red Flag Warning - Large Fires | 2050 | 0 | 7.3713 | 0.88759 | 4.1075 | 2.3763 | 1.6388 | 2.8117e-05 | 0 | 4.6077e-05 | 4.6077e-05 | 0 | 0.0016501 | 0.0016501 | 0 | 0.0016501
[58 empty] | 1.1802e-05 | 0.0005141 | 0 | 0.0005141 | 0.00039221 | [16 empty] | WLDFR | HFTD - Distribution - Tier 3 - 2QU CoRE ¦ 2QU LoRE | Non-Red Flag Warning - Large Fires | 2051 | 0 | 7.3713 | 0.88759 | 4.1075 | 2.3763 | 1.6388 | 2.8117e-05 | 0 | 4.6077e-05 | 4.6077e-05 | 0 | 0.0016501 | 0.0016501 | 0 | 0.0016501
[58 empty] | 1.1802e-05 | 0.0005141 | 0 | 0.0005141 | 0.00036655 | [16 empty] | WLDFR | HFTD - Distribution - Tier 3 - 2QU CoRE ¦ 2QU LoRE | Non-Red Flag Warning - Large Fires | 2052 | 0 | 7.3713 | 0.88759 | 4.1075 | 2.3763 | 1.6388 | 2.8117e-05 | 0 | 4.6077e-05 | 4.6077e-05 | 0 | 0.0016501 | 0.0016501 | 0 | 0.0016501
[58 empty] | 1.1802e-05 | 0.0005141 | 0 | 0.0005141 | 0.00034257 | [16 empty] | WLDFR | HFTD - Distribution - Tier 3 - 2QU CoRE ¦ 2QU LoRE | Non-Red Flag Warning - Large Fires | 2053 | 0 | 7.8503 | 0.92702 | 4.3664 | 2.5569 | 1.7633 | 2.8117e-05 | 0 | 4.9578e-05 | 4.9578e-05 | 0 | 0.0017317 | 0.0017317 | 0 | 0.0017317
[58 empty] | 1.1802e-05 | 0.000537 | 0 | 0.000537 | 0.00033442 | [16 empty] | WLDFR | HFTD - Distribution - Tier 3 - 2QU CoRE ¦ 2QU LoRE | Non-Red Flag Warning - Large Fires | 2054 | 0 | 7.8503 | 0.92702 | 4.3664 | 2.5569 | 1.7633 | 2.8117e-05 | 0 | 4.9578e-05 | 4.9578e-05 | 0 | 0.0017317 | 0.0017317 | 0 | 0.0017317
[58 empty] | 1.1802e-05 | 0.000537 | 0 | 0.000537 | 0.00031254 | [16 empty] | WLDFR | HFTD - Distribution - Tier 3 - 2QU CoRE ¦ 2QU LoRE | Non-Red Flag Warning - Large Fires | 2055 | 0 | 7.8503 | 0.92702 | 4.3664 | 2.5569 | 1.7633 | 2.8117e-05 | 0 | 4.9578e-05 | 4.9578e-05 | 0 | 0.0017317 | 0.0017317 | 0 | 0.0017317
[58 empty] | 1.1802e-05 | 0.000537 | 0 | 0.000537 | 0.00029209 | [16 empty] | WLDFR | HFTD - Distribution - Tier 3 - 2QU CoRE ¦ 2QU LoRE | Non-Red Flag Warning - Small Fires | 2026 | 0 | 0.080408 | 0.03759 | 0.0016314 | 0.041187 | 0.028403 | 0.0051995 | 0 | 0.00014768 | 0.00014768 | 0 | 0.0017317 | 0.0017317 | 0 | 0.0017317
[58 empty] | 1.1802e-05 | 0.000537 | 0 | 0.000537 | 0.00027298 | [16 empty] | WLDFR | HFTD - Distribution - Tier 3 - 2QU CoRE ¦ 2QU LoRE | Non-Red Flag Warning - Small Fires | 2027 | 0 | 0.080408 | 0.03759 | 0.0016314 | 0.041187 | 0.028403 | 0.0051995 | 0 | 0.00014768 | 0.00014768 | 0 | 0 | 0.0017317 | 0 | 0.0017317
[58 empty] | 1.1802e-05 | 0.000537 | 0 | 0.000537 | 0.00025512 | [16 empty] | WLDFR | HFTD - Distribution - Tier 3 - 2QU CoRE ¦ 2QU LoRE | Non-Red Flag Warning - Small Fires | 2028 | 0 | 0.083606 | 0.039055 | 0.001695 | 0.042856 | 0.029555 | 0.0051995 | 0 | 0.00015367 | 0.00015367 | 0 | 6.6271e-06 | 0 | 0 | 0
[58 empty] | 1.1802e-05 | 0.00056245 | 0 | 0.00056245 | 0.00024973 | [16 empty] | WLDFR | HFTD - Distribution - Tier 3 - 2QU CoRE ¦ 2QU LoRE | Non-Red Flag Warning - Small Fires | 2029 | 0 | 0.083606 | 0.039055 | 0.001695 | 0.042856 | 0.029555 | 0.0051995 | 0 | 0.00015367 | 0.00015367 | 0 | 6.9236e-06 | 6.9236e-06 | 0 | 6.9236e-06
[58 empty] | 3.6442e-05 | 0.00018225 | 0 | 0.00018225 | 0.00014877 | [16 empty] | WLDFR | HFTD - Distribution - Tier 3 - 2QU CoRE ¦ 2QU LoRE | Non-Red Flag Warning - Small Fires | 2030 | 0 | 0.083606 | 0.039055 | 0.001695 | 0.042856 | 0.029555 | 0.0051995 | 0 | 0.00015367 | 0.00015367 | 0 | 6.9236e-06 | 6.9236e-06 | 0 | 6.9236e-06
[58 empty] | 3.6442e-05 | 0.00018225 | 0 | 0.00018225 | 0.00013904 | [16 empty] | WLDFR | HFTD - Distribution - Tier 3 - 2QU CoRE ¦ 2QU LoRE | Non-Red Flag Warning - Small Fires | 2031 | 0 | 0.083606 | 0.039055 | 0.001695 | 0.042856 | 0.029555 | 0.0051995 | 0 | 0.00015367 | 0.00015367 | 0 | 6.9236e-06 | 6.9236e-06 | 0 | 6.9236e-06
[58 empty] | 3.6442e-05 | 0.00018225 | 0 | 0.00018225 | 0.00012994 | [16 empty] | WLDFR | HFTD - Distribution - Tier 3 - 2QU CoRE ¦ 2QU LoRE | Non-Red Flag Warning - Small Fires | 2032 | 0 | 0.083606 | 0.039055 | 0.001695 | 0.042856 | 0.029555 | 0.0051995 | 0 | 0.00015367 | 0.00015367 | 0 | 6.9236e-06 | 6.9236e-06 | 0 | 6.9236e-06
[58 empty] | 3.6442e-05 | 0.00018225 | 0 | 0.00018225 | 0.00012144 | [16 empty] | WLDFR | HFTD - Distribution - Tier 3 - 2QU CoRE ¦ 2QU LoRE | Non-Red Flag Warning - Small Fires | 2033 | 0 | 0.087211 | 0.040679 | 0.0017655 | 0.044766 | 0.030872 | 0.0051995 | 0 | 0.00016052 | 0.00016052 | 0 | 6.9236e-06 | 6.9236e-06 | 0 | 6.9236e-06
[58 empty] | 3.6442e-05 | 0.00019036 | 0 | 0.00019036 | 0.00011855 | [16 empty] | WLDFR | HFTD - Distribution - Tier 3 - 2QU CoRE ¦ 2QU LoRE | Non-Red Flag Warning - Small Fires | 2034 | 0 | 0.087211 | 0.040679 | 0.0017655 | 0.044766 | 0.030872 | 0.0051995 | 0 | 0.00016052 | 0.00016052 | 0 | 7.3055e-06 | 7.3055e-06 | 0 | 7.3055e-06
[58 empty] | 3.6442e-05 | 0.00019036 | 0 | 0.00019036 | 0.00011079 | [16 empty] | WLDFR | HFTD - Distribution - Tier 3 - 2QU CoRE ¦ 2QU LoRE | Non-Red Flag Warning - Small Fires | 2035 | 0 | 0.087211 | 0.040679 | 0.0017655 | 0.044766 | 0.030872 | 0.0051995 | 0 | 0.00016052 | 0.00016052 | 0 | 7.3055e-06 | 7.3055e-06 | 0 | 7.3055e-06
[58 empty] | 3.6442e-05 | 0.00019036 | 0 | 0.00019036 | 0.00010354 | [16 empty] | WLDFR | HFTD - Distribution - Tier 3 - 2QU CoRE ¦ 2QU LoRE | Non-Red Flag Warning - Small Fires | 2036 | 0 | 0.087211 | 0.040679 | 0.0017655 | 0.044766 | 0.030872 | 0.0051995 | 0 | 0.00016052 | 0.00016052 | 0 | 7.3055e-06 | 7.3055e-06 | 0 | 7.3055e-06
[58 empty] | 3.6442e-05 | 0.00019036 | 0 | 0.00019036 | 9.6771e-05 | [16 empty] | WLDFR | HFTD - Distribution - Tier 3 - 2QU CoRE ¦ 2QU LoRE | Non-Red Flag Warning - Small Fires | 2037 | 0 | 0.087211 | 0.040679 | 0.0017655 | 0.044766 | 0.030872 | 0.0051995 | 0 | 0.00016052 | 0.00016052 | 0 | 7.3055e-06 | 7.3055e-06 | 0 | 7.3055e-06
[58 empty] | 3.6442e-05 | 0.00019036 | 0 | 0.00019036 | 9.044e-05 | [16 empty] | WLDFR | HFTD - Distribution - Tier 3 - 2QU CoRE ¦ 2QU LoRE | Non-Red Flag Warning - Small Fires | 2038 | 0 | 0.091184 | 0.042438 | 0.0018418 | 0.046905 | 0.032347 | 0.0051995 | 0 | 0.00016819 | 0.00016819 | 0 | 7.3055e-06 | 7.3055e-06 | 0 | 7.3055e-06
[58 empty] | 3.6442e-05 | 0.00019938 | 0 | 0.00019938 | 8.8529e-05 | [16 empty] | WLDFR | HFTD - Distribution - Tier 3 - 2QU CoRE ¦ 2QU LoRE | Non-Red Flag Warning - Small Fires | 2039 | 0 | 0.091184 | 0.042438 | 0.0018418 | 0.046905 | 0.032347 | 0.0051995 | 0 | 0.00016819 | 0.00016819 | 0 | 7.7399e-06 | 7.7399e-06 | 0 | 7.7399e-06
[58 empty] | 2.8893e-05 | 0.00014662 | 0 | 0.00014662 | 0.00011968 | [16 empty] | WLDFR | HFTD - Distribution - Tier 3 - 2QU CoRE ¦ 2QU LoRE | Non-Red Flag Warning - Small Fires | 2040 | 0 | 0.091184 | 0.042438 | 0.0018418 | 0.046905 | 0.032347 | 0.0051995 | 0 | 0.00016819 | 0.00016819 | 0 | 7.7399e-06 | 7.7399e-06 | 0 | 7.7399e-06
[58 empty] | 2.8893e-05 | 0.00014662 | 0 | 0.00014662 | 0.00011185 | [16 empty] | WLDFR | HFTD - Distribution - Tier 3 - 2QU CoRE ¦ 2QU LoRE | Non-Red Flag Warning - Small Fires | 2041 | 0 | 0.091184 | 0.042438 | 0.0018418 | 0.046905 | 0.032347 | 0.0051995 | 0 | 0.00016819 | 0.00016819 | 0 | 7.7399e-06 | 7.7399e-06 | 0 | 7.7399e-06
[58 empty] | 2.8893e-05 | 0.00014662 | 0 | 0.00014662 | 0.00010453 | [16 empty] | WLDFR | HFTD - Distribution - Tier 3 - 2QU CoRE ¦ 2QU LoRE | Non-Red Flag Warning - Small Fires | 2042 | 0 | 0.091184 | 0.042438 | 0.0018418 | 0.046905 | 0.032347 | 0.0051995 | 0 | 0.00016819 | 0.00016819 | 0 | 7.7399e-06 | 7.7399e-06 | 0 | 7.7399e-06
[58 empty] | 2.8893e-05 | 0.00014662 | 0 | 0.00014662 | 9.7696e-05 | [16 empty] | WLDFR | HFTD - Distribution - Tier 3 - 2QU CoRE ¦ 2QU LoRE | Non-Red Flag Warning - Small Fires | 2043 | 0 | 0.095486 | 0.044306 | 0.0019228 | 0.049257 | 0.033969 | 0.0051995 | 0 | 0.00017662 | 0.00017662 | 0 | 7.7399e-06 | 7.7399e-06 | 0 | 7.7399e-06
[58 empty] | 2.8893e-05 | 0.00015314 | 0 | 0.00015314 | 9.5371e-05 | [16 empty] | WLDFR | HFTD - Distribution - Tier 3 - 2QU CoRE ¦ 2QU LoRE | Non-Red Flag Warning - Small Fires | 2044 | 0 | 0.095486 | 0.044306 | 0.0019228 | 0.049257 | 0.033969 | 0.0051995 | 0 | 0.00017662 | 0.00017662 | 0 | 8.2233e-06 | 8.2233e-06 | 0 | 8.2233e-06
[58 empty] | 2.8893e-05 | 0.00015314 | 0 | 0.00015314 | 8.9132e-05 | [16 empty] | WLDFR | HFTD - Distribution - Tier 3 - 2QU CoRE ¦ 2QU LoRE | Non-Red Flag Warning - Small Fires | 2045 | 0 | 0.095486 | 0.044306 | 0.0019228 | 0.049257 | 0.033969 | 0.0051995 | 0 | 0.00017662 | 0.00017662 | 0 | 8.2233e-06 | 8.2233e-06 | 0 | 8.2233e-06
[58 empty] | 2.8893e-05 | 0.00015314 | 0 | 0.00015314 | 8.33e-05 | [16 empty] | WLDFR | HFTD - Distribution - Tier 3 - 2QU CoRE ¦ 2QU LoRE | Non-Red Flag Warning - Small Fires | 2046 | 0 | 0.095486 | 0.044306 | 0.0019228 | 0.049257 | 0.033969 | 0.0051995 | 0 | 0.00017662 | 0.00017662 | 0 | 8.2233e-06 | 8.2233e-06 | 0 | 8.2233e-06
[58 empty] | 2.8893e-05 | 0.00015314 | 0 | 0.00015314 | 7.7851e-05 | [16 empty] | WLDFR | HFTD - Distribution - Tier 3 - 2QU CoRE ¦ 2QU LoRE | Non-Red Flag Warning - Small Fires | 2047 | 0 | 0.095486 | 0.044306 | 0.0019228 | 0.049257 | 0.033969 | 0.0051995 | 0 | 0.00017662 | 0.00017662 | 0 | 8.2233e-06 | 8.2233e-06 | 0 | 8.2233e-06
[58 empty] | 2.8893e-05 | 0.00015314 | 0 | 0.00015314 | 7.2758e-05 | [16 empty] | WLDFR | HFTD - Distribution - Tier 3 - 2QU CoRE ¦ 2QU LoRE | Non-Red Flag Warning - Small Fires | 2048 | 0 | 0.10007 | 0.04626 | 0.0020076 | 0.051804 | 0.035726 | 0.0051995 | 0 | 0.00018575 | 0.00018575 | 0 | 8.2233e-06 | 8.2233e-06 | 0 | 8.2233e-06
[58 empty] | 2.8893e-05 | 0.0001604 | 0 | 0.0001604 | 7.1221e-05 | [16 empty] | WLDFR | HFTD - Distribution - Tier 3 - 2QU CoRE ¦ 2QU LoRE | Non-Red Flag Warning - Small Fires | 2049 | 0 | 0.10007 | 0.04626 | 0.0020076 | 0.051804 | 0.035726 | 0.0051995 | 0 | 0.00018575 | 0.00018575 | 0 | 8.7521e-06 | 8.7521e-06 | 0 | 8.7521e-06
[58 empty] | 2.8996e-05 | 0.00015402 | 0 | 0.00015402 | 0.00012572 | [16 empty] | WLDFR | HFTD - Distribution - Tier 3 - 2QU CoRE ¦ 2QU LoRE | Non-Red Flag Warning - Small Fires | 2050 | 0 | 0.10007 | 0.04626 | 0.0020076 | 0.051804 | 0.035726 | 0.0051995 | 0 | 0.00018575 | 0.00018575 | 0 | 8.7521e-06 | 8.7521e-06 | 0 | 8.7521e-06
[58 empty] | 2.8996e-05 | 0.00015402 | 0 | 0.00015402 | 0.0001175 | [16 empty] | WLDFR | HFTD - Distribution - Tier 3 - 2QU CoRE ¦ 2QU LoRE | Non-Red Flag Warning - Small Fires | 2051 | 0 | 0.10007 | 0.04626 | 0.0020076 | 0.051804 | 0.035726 | 0.0051995 | 0 | 0.00018575 | 0.00018575 | 0 | 8.7521e-06 | 8.7521e-06 | 0 | 8.7521e-06
[58 empty] | 2.8996e-05 | 0.00015402 | 0 | 0.00015402 | 0.00010981 | [16 empty] | WLDFR | HFTD - Distribution - Tier 3 - 2QU CoRE ¦ 2QU LoRE | Non-Red Flag Warning - Small Fires | 2052 | 0 | 0.10007 | 0.04626 | 0.0020076 | 0.051804 | 0.035726 | 0.0051995 | 0 | 0.00018575 | 0.00018575 | 0 | 8.7521e-06 | 8.7521e-06 | 0 | 8.7521e-06
[58 empty] | 2.8996e-05 | 0.00015402 | 0 | 0.00015402 | 0.00010263 | [16 empty] | WLDFR | HFTD - Distribution - Tier 3 - 2QU CoRE ¦ 2QU LoRE | Non-Red Flag Warning - Small Fires | 2053 | 0 | 0.10489 | 0.048274 | 0.002095 | 0.054525 | 0.037602 | 0.0051995 | 0 | 0.00019551 | 0.00019551 | 0 | 8.7521e-06 | 8.7521e-06 | 0 | 8.7521e-06
[58 empty] | 2.8996e-05 | 0.00016088 | 0 | 0.00016088 | 0.00010019 | [16 empty] | WLDFR | HFTD - Distribution - Tier 3 - 2QU CoRE ¦ 2QU LoRE | Non-Red Flag Warning - Small Fires | 2054 | 0 | 0.10489 | 0.048274 | 0.002095 | 0.054525 | 0.037602 | 0.0051995 | 0 | 0.00019551 | 0.00019551 | 0 | 9.3217e-06 | 9.3217e-06 | 0 | 9.3217e-06
[58 empty] | 2.8996e-05 | 0.00016088 | 0 | 0.00016088 | 9.3631e-05 | [16 empty] | WLDFR | HFTD - Distribution - Tier 3 - 2QU CoRE ¦ 2QU LoRE | Non-Red Flag Warning - Small Fires | 2055 | 0 | 0.10489 | 0.048274 | 0.002095 | 0.054525 | 0.037602 | 0.0051995 | 0 | 0.00019551 | 0.00019551 | 0 | 9.3217e-06 | 9.3217e-06 | 0 | 9.3217e-06
[58 empty] | 2.8996e-05 | 0.00016088 | 0 | 0.00016088 | 8.7506e-05 | [16 empty] | WLDFR | HFTD - Distribution - Tier 3 - 2QU CoRE ¦ 2QU LoRE | Red Flag Warning - Catastrophic Fires | 2026 | 0 | 14664.6376 | 233.2301 | 8896.516 | 5534.8915 | 3817.0051 | 8.5711e-05 | 0 | 0.32716 | 0.32716 | 0 | 9.3217e-06 | 9.3217e-06 | 0 | 9.3217e-06
[58 empty] | 2.8996e-05 | 0.00016088 | 0 | 0.00016088 | 8.1781e-05 | [16 empty] | WLDFR | HFTD - Distribution - Tier 3 - 2QU CoRE ¦ 2QU LoRE | Red Flag Warning - Catastrophic Fires | 2027 | 0 | 14664.6376 | 233.2301 | 8896.516 | 5534.8915 | 3817.0051 | 8.5711e-05 | 0 | 0.32716 | 0.32716 | 0 | 9.3217e-06 | 9.3217e-06 | 0 | 9.3217e-06
[58 empty] | 2.8996e-05 | 0.00016088 | 0 | 0.00016088 | 7.6431e-05 | [16 empty] | WLDFR | HFTD - Distribution - Tier 3 - 2QU CoRE ¦ 2QU LoRE | Red Flag Warning - Catastrophic Fires | 2028 | 0 | 15317.9909 | 247.273 | 9287.6491 | 5783.0689 | 3988.1546 | 8.5711e-05 | 0 | 0.34183 | 0.34183 | 0 | 0 | 9.3217e-06 | 0 | 9.3217e-06
[58 empty] | 2.8996e-05 | 0.0001685 | 0 | 0.0001685 | 7.4817e-05 | [16 empty] | WLDFR | HFTD - Distribution - Tier 3 - 2QU CoRE ¦ 2QU LoRE | Red Flag Warning - Catastrophic Fires | 2029 | 0 | 15317.9909 | 247.273 | 9287.6491 | 5783.0689 | 3988.1546 | 8.5711e-05 | 0 | 0.34183 | 0.34183 | 0 | 2.1787e-05 | 0 | 0 | 0
[58 empty] | 1.6044e-05 | 0.00012838 | 0 | 0.00012838 | 0.00010479 | [16 empty] | WLDFR | HFTD - Distribution - Tier 3 - 2QU CoRE ¦ 2QU LoRE | Red Flag Warning - Catastrophic Fires | 2030 | 0 | 15317.9909 | 247.273 | 9287.6491 | 5783.0689 | 3988.1546 | 8.5711e-05 | 0 | 0.34183 | 0.34183 | 0 | 2.2489e-05 | 2.2489e-05 | 0 | 2.2489e-05
[58 empty] | 1.6044e-05 | 0.00012838 | 0 | 0.00012838 | 9.7937e-05 | [16 empty] | WLDFR | HFTD - Distribution - Tier 3 - 2QU CoRE ¦ 2QU LoRE | Red Flag Warning - Catastrophic Fires | 2031 | 0 | 15317.9909 | 247.273 | 9287.6491 | 5783.0689 | 3988.1546 | 8.5711e-05 | 0 | 0.34183 | 0.34183 | 0 | 2.2489e-05 | 2.2489e-05 | 0 | 2.2489e-05
[58 empty] | 1.6044e-05 | 0.00012838 | 0 | 0.00012838 | 9.153e-05 | [16 empty] | WLDFR | HFTD - Distribution - Tier 3 - 2QU CoRE ¦ 2QU LoRE | Red Flag Warning - Catastrophic Fires | 2032 | 0 | 15317.9909 | 247.273 | 9287.6491 | 5783.0689 | 3988.1546 | 8.5711e-05 | 0 | 0.34183 | 0.34183 | 0 | 2.2489e-05 | 2.2489e-05 | 0 | 2.2489e-05
[58 empty] | 1.6044e-05 | 0.00012838 | 0 | 0.00012838 | 8.5542e-05 | [16 empty] | WLDFR | HFTD - Distribution - Tier 3 - 2QU CoRE ¦ 2QU LoRE | Red Flag Warning - Catastrophic Fires | 2033 | 0 | 16044.1264 | 263.1074 | 9721.74 | 6059.2791 | 4178.6364 | 8.5711e-05 | 0 | 0.35816 | 0.35816 | 0 | 2.2489e-05 | 2.2489e-05 | 0 | 2.2489e-05
[58 empty] | 1.6044e-05 | 0.00013409 | 0 | 0.00013409 | 8.3507e-05 | [16 empty] | WLDFR | HFTD - Distribution - Tier 3 - 2QU CoRE ¦ 2QU LoRE | Red Flag Warning - Catastrophic Fires | 2034 | 0 | 16044.1264 | 263.1074 | 9721.74 | 6059.2791 | 4178.6364 | 8.5711e-05 | 0 | 0.35816 | 0.35816 | 0 | 2.2489e-05 | 2.2489e-05 | 0 | 2.2489e-05
[58 empty] | 1.6044e-05 | 0.00013409 | 0 | 0.00013409 | 7.8044e-05 | [16 empty] | WLDFR | HFTD - Distribution - Tier 3 - 2QU CoRE ¦ 2QU LoRE | Red Flag Warning - Catastrophic Fires | 2035 | 0 | 16044.1264 | 263.1074 | 9721.74 | 6059.2791 | 4178.6364 | 8.5711e-05 | 0 | 0.35816 | 0.35816 | 0 | 2.3383e-05 | 2.3383e-05 | 0 | 2.3383e-05
[58 empty] | 1.6044e-05 | 0.00013409 | 0 | 0.00013409 | 7.2938e-05 | [16 empty] | WLDFR | HFTD - Distribution - Tier 3 - 2QU CoRE ¦ 2QU LoRE | Red Flag Warning - Catastrophic Fires | 2036 | 0 | 16044.1264 | 263.1074 | 9721.74 | 6059.2791 | 4178.6364 | 8.5711e-05 | 0 | 0.35816 | 0.35816 | 0 | 2.3383e-05 | 2.3383e-05 | 0 | 2.3383e-05
[58 empty] | 1.6044e-05 | 0.00013409 | 0 | 0.00013409 | 6.8166e-05 | [16 empty] | WLDFR | HFTD - Distribution - Tier 3 - 2QU CoRE ¦ 2QU LoRE | Red Flag Warning - Catastrophic Fires | 2037 | 0 | 16044.1264 | 263.1074 | 9721.74 | 6059.2791 | 4178.6364 | 8.5711e-05 | 0 | 0.35816 | 0.35816 | 0 | 2.3383e-05 | 2.3383e-05 | 0 | 2.3383e-05
[58 empty] | 1.6044e-05 | 0.00013409 | 0 | 0.00013409 | 6.3707e-05 | [16 empty] | WLDFR | HFTD - Distribution - Tier 3 - 2QU CoRE ¦ 2QU LoRE | Red Flag Warning - Catastrophic Fires | 2038 | 0 | 16832.3912 | 280.5544 | 10192.2718 | 6359.5651 | 4385.7214 | 8.5711e-05 | 0 | 0.3759 | 0.3759 | 0 | 2.3383e-05 | 2.3383e-05 | 0 | 2.3383e-05
[58 empty] | 1.6044e-05 | 0.00014045 | 0 | 0.00014045 | 6.2361e-05 | [16 empty] | WLDFR | HFTD - Distribution - Tier 3 - 2QU CoRE ¦ 2QU LoRE | Red Flag Warning - Catastrophic Fires | 2039 | 0 | 16832.3912 | 280.5544 | 10192.2718 | 6359.5651 | 4385.7214 | 8.5711e-05 | 0 | 0.3759 | 0.3759 | 0 | 2.3383e-05 | 2.3383e-05 | 0 | 2.3383e-05
[58 empty] | 9.2487e-06 | 4.5772e-05 | 0 | 4.5772e-05 | 3.7363e-05 | [16 empty] | WLDFR | HFTD - Distribution - Tier 3 - 2QU CoRE ¦ 2QU LoRE | Red Flag Warning - Catastrophic Fires | 2040 | 0 | 16832.3912 | 280.5544 | 10192.2718 | 6359.5651 | 4385.7214 | 8.5711e-05 | 0 | 0.3759 | 0.3759 | 0 | 2.4391e-05 | 2.4391e-05 | 0 | 2.4391e-05
[58 empty] | 9.2487e-06 | 4.5772e-05 | 0 | 4.5772e-05 | 3.4919e-05 | [16 empty] | WLDFR | HFTD - Distribution - Tier 3 - 2QU CoRE ¦ 2QU LoRE | Red Flag Warning - Catastrophic Fires | 2041 | 0 | 16832.3912 | 280.5544 | 10192.2718 | 6359.5651 | 4385.7214 | 8.5711e-05 | 0 | 0.3759 | 0.3759 | 0 | 2.4391e-05 | 2.4391e-05 | 0 | 2.4391e-05
[58 empty] | 9.2487e-06 | 4.5772e-05 | 0 | 4.5772e-05 | 3.2634e-05 | [16 empty] | WLDFR | HFTD - Distribution - Tier 3 - 2QU CoRE ¦ 2QU LoRE | Red Flag Warning - Catastrophic Fires | 2042 | 0 | 16832.3912 | 280.5544 | 10192.2718 | 6359.5651 | 4385.7214 | 8.5711e-05 | 0 | 0.3759 | 0.3759 | 0 | 2.4391e-05 | 2.4391e-05 | 0 | 2.4391e-05
[58 empty] | 9.2487e-06 | 4.5772e-05 | 0 | 4.5772e-05 | 3.0499e-05 | [16 empty] | WLDFR | HFTD - Distribution - Tier 3 - 2QU CoRE ¦ 2QU LoRE | Red Flag Warning - Catastrophic Fires | 2043 | 0 | 17672.0852 | 299.42 | 10692.7362 | 6679.929 | 4606.6527 | 8.5711e-05 | 0 | 0.39484 | 0.39484 | 0 | 2.4391e-05 | 2.4391e-05 | 0 | 2.4391e-05
[58 empty] | 9.2487e-06 | 4.781e-05 | 0 | 4.781e-05 | 2.9774e-05 | [16 empty] | WLDFR | HFTD - Distribution - Tier 3 - 2QU CoRE ¦ 2QU LoRE | Red Flag Warning - Catastrophic Fires | 2044 | 0 | 17672.0852 | 299.42 | 10692.7362 | 6679.929 | 4606.6527 | 8.5711e-05 | 0 | 0.39484 | 0.39484 | 0 | 2.4391e-05 | 2.4391e-05 | 0 | 2.4391e-05
[58 empty] | 9.2487e-06 | 4.781e-05 | 0 | 4.781e-05 | 2.7826e-05 | [16 empty] | WLDFR | HFTD - Distribution - Tier 3 - 2QU CoRE ¦ 2QU LoRE | Red Flag Warning - Catastrophic Fires | 2045 | 0 | 17672.0852 | 299.42 | 10692.7362 | 6679.929 | 4606.6527 | 8.5711e-05 | 0 | 0.39484 | 0.39484 | 0 | 2.5502e-05 | 2.5502e-05 | 0 | 2.5502e-05
[58 empty] | 9.2487e-06 | 4.781e-05 | 0 | 4.781e-05 | 2.6005e-05 | [16 empty] | WLDFR | HFTD - Distribution - Tier 3 - 2QU CoRE ¦ 2QU LoRE | Red Flag Warning - Catastrophic Fires | 2046 | 0 | 17672.0852 | 299.42 | 10692.7362 | 6679.929 | 4606.6527 | 8.5711e-05 | 0 | 0.39484 | 0.39484 | 0 | 2.5502e-05 | 2.5502e-05 | 0 | 2.5502e-05
[58 empty] | 9.2487e-06 | 4.781e-05 | 0 | 4.781e-05 | 2.4304e-05 | [16 empty] | WLDFR | HFTD - Distribution - Tier 3 - 2QU CoRE ¦ 2QU LoRE | Red Flag Warning - Catastrophic Fires | 2047 | 0 | 17672.0852 | 299.42 | 10692.7362 | 6679.929 | 4606.6527 | 8.5711e-05 | 0 | 0.39484 | 0.39484 | 0 | 2.5502e-05 | 2.5502e-05 | 0 | 2.5502e-05
[58 empty] | 9.2487e-06 | 4.781e-05 | 0 | 4.781e-05 | 2.2714e-05 | [16 empty] | WLDFR | HFTD - Distribution - Tier 3 - 2QU CoRE ¦ 2QU LoRE | Red Flag Warning - Catastrophic Fires | 2048 | 0 | 18552.3348 | 319.4911 | 11216.5626 | 7016.281 | 4838.6098 | 8.5711e-05 | 0 | 0.41472 | 0.41472 | 0 | 2.5502e-05 | 2.5502e-05 | 0 | 2.5502e-05
[58 empty] | 9.2487e-06 | 5.0076e-05 | 0 | 5.0076e-05 | 2.2234e-05 | [16 empty] | WLDFR | HFTD - Distribution - Tier 3 - 2QU CoRE ¦ 2QU LoRE | Red Flag Warning - Catastrophic Fires | 2049 | 0 | 18552.3348 | 319.4911 | 11216.5626 | 7016.281 | 4838.6098 | 8.5711e-05 | 0 | 0.41472 | 0.41472 | 0 | 2.5502e-05 | 2.5502e-05 | 0 | 2.5502e-05
[58 empty] | 2.5822e-06 | 0.0019115 | 0 | 0.0019115 | 0.0015603 | [16 empty] | WLDFR | HFTD - Distribution - Tier 3 - 2QU CoRE ¦ 2QU LoRE | Red Flag Warning - Catastrophic Fires | 2050 | 0 | 18552.3348 | 319.4911 | 11216.5626 | 7016.281 | 4838.6098 | 8.5711e-05 | 0 | 0.41472 | 0.41472 | 0 | 2.6705e-05 | 2.6705e-05 | 0 | 2.6705e-05
[58 empty] | 2.5822e-06 | 0.0019115 | 0 | 0.0019115 | 0.0014583 | [16 empty] | WLDFR | HFTD - Distribution - Tier 3 - 2QU CoRE ¦ 2QU LoRE | Red Flag Warning - Catastrophic Fires | 2051 | 0 | 18552.3348 | 319.4911 | 11216.5626 | 7016.281 | 4838.6098 | 8.5711e-05 | 0 | 0.41472 | 0.41472 | 0 | 2.6705e-05 | 2.6705e-05 | 0 | 2.6705e-05
[58 empty] | 2.5822e-06 | 0.0019115 | 0 | 0.0019115 | 0.0013629 | [16 empty] | WLDFR | HFTD - Distribution - Tier 3 - 2QU CoRE ¦ 2QU LoRE | Red Flag Warning - Catastrophic Fires | 2052 | 0 | 18552.3348 | 319.4911 | 11216.5626 | 7016.281 | 4838.6098 | 8.5711e-05 | 0 | 0.41472 | 0.41472 | 0 | 2.6705e-05 | 2.6705e-05 | 0 | 2.6705e-05
[58 empty] | 2.5822e-06 | 0.0019115 | 0 | 0.0019115 | 0.0012737 | [16 empty] | WLDFR | HFTD - Distribution - Tier 3 - 2QU CoRE ¦ 2QU LoRE | Red Flag Warning - Catastrophic Fires | 2053 | 0 | 19462.1283 | 340.5356 | 11757.1413 | 7364.4514 | 5078.7171 | 8.5711e-05 | 0 | 0.4353 | 0.4353 | 0 | 2.6705e-05 | 2.6705e-05 | 0 | 2.6705e-05
[58 empty] | 2.5822e-06 | 0.0019966 | 0 | 0.0019966 | 0.0012434 | [16 empty] | WLDFR | HFTD - Distribution - Tier 3 - 2QU CoRE ¦ 2QU LoRE | Red Flag Warning - Catastrophic Fires | 2054 | 0 | 19462.1283 | 340.5356 | 11757.1413 | 7364.4514 | 5078.7171 | 8.5711e-05 | 0 | 0.4353 | 0.4353 | 0 | 2.6705e-05 | 2.6705e-05 | 0 | 2.6705e-05
[58 empty] | 2.5822e-06 | 0.0019966 | 0 | 0.0019966 | 0.0011621 | [16 empty] | WLDFR | HFTD - Distribution - Tier 3 - 2QU CoRE ¦ 2QU LoRE | Red Flag Warning - Catastrophic Fires | 2055 | 0 | 19462.1283 | 340.5356 | 11757.1413 | 7364.4514 | 5078.7171 | 8.5711e-05 | 0 | 0.4353 | 0.4353 | 0 | 2.7988e-05 | 2.7988e-05 | 0 | 2.7988e-05
[58 empty] | 2.5822e-06 | 0.0019966 | 0 | 0.0019966 | 0.001086 | [16 empty] | WLDFR | HFTD - Distribution - Tier 3 - 2QU CoRE ¦ 2QU LoRE | Red Flag Warning - Large Fires | 2026 | 0 | 5.475 | 0.71896 | 3.0715 | 1.6846 | 1.1617 | 5.4159e-05 | 0 | 6.2917e-05 | 6.2917e-05 | 0 | 2.7988e-05 | 2.7988e-05 | 0 | 2.7988e-05
[58 empty] | 2.5822e-06 | 0.0019966 | 0 | 0.0019966 | 0.001015 | [16 empty] | WLDFR | HFTD - Distribution - Tier 3 - 2QU CoRE ¦ 2QU LoRE | Red Flag Warning - Large Fires | 2027 | 0 | 5.475 | 0.71896 | 3.0715 | 1.6846 | 1.1617 | 5.4159e-05 | 0 | 6.2917e-05 | 6.2917e-05 | 0 | 2.7988e-05 | 2.7988e-05 | 0 | 2.7988e-05
[58 empty] | 2.5822e-06 | 0.0019966 | 0 | 0.0019966 | 0.00094858 | [16 empty] | WLDFR | HFTD - Distribution - Tier 3 - 2QU CoRE ¦ 2QU LoRE | Red Flag Warning - Large Fires | 2028 | 0 | 5.777 | 0.74734 | 3.238 | 1.7917 | 1.2356 | 5.4159e-05 | 0 | 6.6919e-05 | 6.6919e-05 | 0 | 2.7988e-05 | 2.7988e-05 | 0 | 2.7988e-05
[58 empty] | 2.5822e-06 | 0.0020912 | 0 | 0.0020912 | 0.00092854 | [16 empty] | WLDFR | HFTD - Distribution - Tier 3 - 2QU CoRE ¦ 2QU LoRE | Red Flag Warning - Large Fires | 2029 | 0 | 5.777 | 0.74734 | 3.238 | 1.7917 | 1.2356 | 5.4159e-05 | 0 | 6.6919e-05 | 6.6919e-05 | 0 | 0 | 2.7988e-05 | 0 | 2.7988e-05
[58 empty] | 8.2962e-06 | 0.0036255 | 0 | 0.0036255 | 0.0029594 | [16 empty] | WLDFR | HFTD - Distribution - Tier 3 - 2QU CoRE ¦ 2QU LoRE | Red Flag Warning - Large Fires | 2030 | 0 | 5.777 | 0.74734 | 3.238 | 1.7917 | 1.2356 | 5.4159e-05 | 0 | 6.6919e-05 | 6.6919e-05 | 0 | 0.069823 | 0 | 0 | 0
[58 empty] | 8.2962e-06 | 0.0036255 | 0 | 0.0036255 | 0.0027658 | [16 empty] | WLDFR | HFTD - Distribution - Tier 3 - 2QU CoRE ¦ 2QU LoRE | Red Flag Warning - Large Fires | 2031 | 0 | 5.777 | 0.74734 | 3.238 | 1.7917 | 1.2356 | 5.4159e-05 | 0 | 6.6919e-05 | 6.6919e-05 | 0 | 0.072382 | 0.072382 | 0 | 0.072382
[58 empty] | 8.2962e-06 | 0.0036255 | 0 | 0.0036255 | 0.0025849 | [16 empty] | WLDFR | HFTD - Distribution - Tier 3 - 2QU CoRE ¦ 2QU LoRE | Red Flag Warning - Large Fires | 2032 | 0 | 5.777 | 0.74734 | 3.238 | 1.7917 | 1.2356 | 5.4159e-05 | 0 | 6.6919e-05 | 6.6919e-05 | 0 | 0.072382 | 0.072382 | 0 | 0.072382
[58 empty] | 8.2962e-06 | 0.0036255 | 0 | 0.0036255 | 0.0024158 | [16 empty] | WLDFR | HFTD - Distribution - Tier 3 - 2QU CoRE ¦ 2QU LoRE | Red Flag Warning - Large Fires | 2033 | 0 | 6.1205 | 0.77885 | 3.4265 | 1.9151 | 1.3207 | 5.4159e-05 | 0 | 7.1529e-05 | 7.1529e-05 | 0 | 0.072382 | 0.072382 | 0 | 0.072382
[58 empty] | 8.2962e-06 | 0.0037869 | 0 | 0.0037869 | 0.0023583 | [16 empty] | WLDFR | HFTD - Distribution - Tier 3 - 2QU CoRE ¦ 2QU LoRE | Red Flag Warning - Large Fires | 2034 | 0 | 6.1205 | 0.77885 | 3.4265 | 1.9151 | 1.3207 | 5.4159e-05 | 0 | 7.1529e-05 | 7.1529e-05 | 0 | 0.072382 | 0.072382 | 0 | 0.072382
[58 empty] | 8.2962e-06 | 0.0037869 | 0 | 0.0037869 | 0.002204 | [16 empty] | WLDFR | HFTD - Distribution - Tier 3 - 2QU CoRE ¦ 2QU LoRE | Red Flag Warning - Large Fires | 2035 | 0 | 6.1205 | 0.77885 | 3.4265 | 1.9151 | 1.3207 | 5.4159e-05 | 0 | 7.1529e-05 | 7.1529e-05 | 0 | 0.072382 | 0.072382 | 0 | 0.072382
[58 empty] | 8.2962e-06 | 0.0037869 | 0 | 0.0037869 | 0.0020598 | [16 empty] | WLDFR | HFTD - Distribution - Tier 3 - 2QU CoRE ¦ 2QU LoRE | Red Flag Warning - Large Fires | 2036 | 0 | 6.1205 | 0.77885 | 3.4265 | 1.9151 | 1.3207 | 5.4159e-05 | 0 | 7.1529e-05 | 7.1529e-05 | 0 | 0.075607 | 0.075607 | 0 | 0.075607
[58 empty] | 8.2962e-06 | 0.0037869 | 0 | 0.0037869 | 0.0019251 | [16 empty] | WLDFR | HFTD - Distribution - Tier 3 - 2QU CoRE ¦ 2QU LoRE | Red Flag Warning - Large Fires | 2037 | 0 | 6.1205 | 0.77885 | 3.4265 | 1.9151 | 1.3207 | 5.4159e-05 | 0 | 7.1529e-05 | 7.1529e-05 | 0 | 0.075607 | 0.075607 | 0 | 0.075607
[58 empty] | 8.2962e-06 | 0.0037869 | 0 | 0.0037869 | 0.0017991 | [16 empty] | WLDFR | HFTD - Distribution - Tier 3 - 2QU CoRE ¦ 2QU LoRE | Red Flag Warning - Large Fires | 2038 | 0 | 6.5028 | 0.81304 | 3.6355 | 2.0543 | 1.4167 | 5.4159e-05 | 0 | 7.6725e-05 | 7.6725e-05 | 0 | 0.075607 | 0.075607 | 0 | 0.075607
[58 empty] | 8.2962e-06 | 0.0039664 | 0 | 0.0039664 | 0.0017611 | [16 empty] | WLDFR | HFTD - Distribution - Tier 3 - 2QU CoRE ¦ 2QU LoRE | Red Flag Warning - Large Fires | 2039 | 0 | 6.5028 | 0.81304 | 3.6355 | 2.0543 | 1.4167 | 5.4159e-05 | 0 | 7.6725e-05 | 7.6725e-05 | 0 | 0.075607 | 0.075607 | 0 | 0.075607
[58 empty] | 2.2166e-06 | 0.0008377 | 0 | 0.0008377 | 0.00068381 | [16 empty] | WLDFR | HFTD - Distribution - Tier 3 - 2QU CoRE ¦ 2QU LoRE | Red Flag Warning - Large Fires | 2040 | 0 | 6.5028 | 0.81304 | 3.6355 | 2.0543 | 1.4167 | 5.4159e-05 | 0 | 7.6725e-05 | 7.6725e-05 | 0 | 0.075607 | 0.075607 | 0 | 0.075607
[58 empty] | 2.2166e-06 | 0.0008377 | 0 | 0.0008377 | 0.00063908 | [16 empty] | WLDFR | HFTD - Distribution - Tier 3 - 2QU CoRE ¦ 2QU LoRE | Red Flag Warning - Large Fires | 2041 | 0 | 6.5028 | 0.81304 | 3.6355 | 2.0543 | 1.4167 | 5.4159e-05 | 0 | 7.6725e-05 | 7.6725e-05 | 0 | 0.079191 | 0.079191 | 0 | 0.079191
[58 empty] | 2.2166e-06 | 0.0008377 | 0 | 0.0008377 | 0.00059727 | [16 empty] | WLDFR | HFTD - Distribution - Tier 3 - 2QU CoRE ¦ 2QU LoRE | Red Flag Warning - Large Fires | 2042 | 0 | 6.5028 | 0.81304 | 3.6355 | 2.0543 | 1.4167 | 5.4159e-05 | 0 | 7.6725e-05 | 7.6725e-05 | 0 | 0.079191 | 0.079191 | 0 | 0.079191
[58 empty] | 2.2166e-06 | 0.0008377 | 0 | 0.0008377 | 0.0005582 | [16 empty] | WLDFR | HFTD - Distribution - Tier 3 - 2QU CoRE ¦ 2QU LoRE | Red Flag Warning - Large Fires | 2043 | 0 | 6.9209 | 0.84944 | 3.8632 | 2.2083 | 1.5229 | 5.4159e-05 | 0 | 8.2478e-05 | 8.2478e-05 | 0 | 0.079191 | 0.079191 | 0 | 0.079191
[58 empty] | 2.2166e-06 | 0.00087501 | 0 | 0.00087501 | 0.00054491 | [16 empty] | WLDFR | HFTD - Distribution - Tier 3 - 2QU CoRE ¦ 2QU LoRE | Red Flag Warning - Large Fires | 2044 | 0 | 6.9209 | 0.84944 | 3.8632 | 2.2083 | 1.5229 | 5.4159e-05 | 0 | 8.2478e-05 | 8.2478e-05 | 0 | 0.079191 | 0.079191 | 0 | 0.079191
[58 empty] | 2.2166e-06 | 0.00087501 | 0 | 0.00087501 | 0.00050926 | [16 empty] | WLDFR | HFTD - Distribution - Tier 3 - 2QU CoRE ¦ 2QU LoRE | Red Flag Warning - Large Fires | 2045 | 0 | 6.9209 | 0.84944 | 3.8632 | 2.2083 | 1.5229 | 5.4159e-05 | 0 | 8.2478e-05 | 8.2478e-05 | 0 | 0.079191 | 0.079191 | 0 | 0.079191
[58 empty] | 2.2166e-06 | 0.00087501 | 0 | 0.00087501 | 0.00047595 | [16 empty] | WLDFR | HFTD - Distribution - Tier 3 - 2QU CoRE ¦ 2QU LoRE | Red Flag Warning - Large Fires | 2046 | 0 | 6.9209 | 0.84944 | 3.8632 | 2.2083 | 1.5229 | 5.4159e-05 | 0 | 8.2478e-05 | 8.2478e-05 | 0 | 0.083082 | 0.083082 | 0 | 0.083082
[58 empty] | 2.2166e-06 | 0.00087501 | 0 | 0.00087501 | 0.00044481 | [16 empty] | WLDFR | HFTD - Distribution - Tier 3 - 2QU CoRE ¦ 2QU LoRE | Red Flag Warning - Large Fires | 2047 | 0 | 6.9209 | 0.84944 | 3.8632 | 2.2083 | 1.5229 | 5.4159e-05 | 0 | 8.2478e-05 | 8.2478e-05 | 0 | 0.083082 | 0.083082 | 0 | 0.083082
[58 empty] | 2.2166e-06 | 0.00087501 | 0 | 0.00087501 | 0.00041571 | [16 empty] | WLDFR | HFTD - Distribution - Tier 3 - 2QU CoRE ¦ 2QU LoRE | Red Flag Warning - Large Fires | 2048 | 0 | 7.3713 | 0.88759 | 4.1075 | 2.3763 | 1.6388 | 5.4159e-05 | 0 | 8.8752e-05 | 8.8752e-05 | 0 | 0.083082 | 0.083082 | 0 | 0.083082
[58 empty] | 2.2166e-06 | 0.00091648 | 0 | 0.00091648 | 0.00040693 | [16 empty] | WLDFR | HFTD - Distribution - Tier 3 - 2QU CoRE ¦ 2QU LoRE | Red Flag Warning - Large Fires | 2049 | 0 | 7.3713 | 0.88759 | 4.1075 | 2.3763 | 1.6388 | 5.4159e-05 | 0 | 8.8752e-05 | 8.8752e-05 | 0 | 0.083082 | 0.083082 | 0 | 0.083082
[58 empty] | 2.9634e-06 | 0.0011556 | 0 | 0.0011556 | 0.00094334 | [16 empty] | WLDFR | HFTD - Distribution - Tier 3 - 2QU CoRE ¦ 2QU LoRE | Red Flag Warning - Large Fires | 2050 | 0 | 7.3713 | 0.88759 | 4.1075 | 2.3763 | 1.6388 | 5.4159e-05 | 0 | 8.8752e-05 | 8.8752e-05 | 0 | 0.083082 | 0.083082 | 0 | 0.083082
[58 empty] | 2.9634e-06 | 0.0011556 | 0 | 0.0011556 | 0.00088163 | [16 empty] | WLDFR | HFTD - Distribution - Tier 3 - 2QU CoRE ¦ 2QU LoRE | Red Flag Warning - Large Fires | 2051 | 0 | 7.3713 | 0.88759 | 4.1075 | 2.3763 | 1.6388 | 5.4159e-05 | 0 | 8.8752e-05 | 8.8752e-05 | 0 | 0.087226 | 0.087226 | 0 | 0.087226
[58 empty] | 2.9634e-06 | 0.0011556 | 0 | 0.0011556 | 0.00082395 | [16 empty] | WLDFR | HFTD - Distribution - Tier 3 - 2QU CoRE ¦ 2QU LoRE | Red Flag Warning - Large Fires | 2052 | 0 | 7.3713 | 0.88759 | 4.1075 | 2.3763 | 1.6388 | 5.4159e-05 | 0 | 8.8752e-05 | 8.8752e-05 | 0 | 0.087226 | 0.087226 | 0 | 0.087226
[58 empty] | 2.9634e-06 | 0.0011556 | 0 | 0.0011556 | 0.00077005 | [16 empty] | WLDFR | HFTD - Distribution - Tier 3 - 2QU CoRE ¦ 2QU LoRE | Red Flag Warning - Large Fires | 2053 | 0 | 7.8503 | 0.92702 | 4.3664 | 2.5569 | 1.7633 | 5.4159e-05 | 0 | 9.5497e-05 | 9.5497e-05 | 0 | 0.087226 | 0.087226 | 0 | 0.087226
[58 empty] | 2.9634e-06 | 0.0012071 | 0 | 0.0012071 | 0.00075172 | [16 empty] | WLDFR | HFTD - Distribution - Tier 3 - 2QU CoRE ¦ 2QU LoRE | Red Flag Warning - Large Fires | 2054 | 0 | 7.8503 | 0.92702 | 4.3664 | 2.5569 | 1.7633 | 5.4159e-05 | 0 | 9.5497e-05 | 9.5497e-05 | 0 | 0.087226 | 0.087226 | 0 | 0.087226
[58 empty] | 2.9634e-06 | 0.0012071 | 0 | 0.0012071 | 0.00070255 | [16 empty] | WLDFR | HFTD - Distribution - Tier 3 - 2QU CoRE ¦ 2QU LoRE | Red Flag Warning - Large Fires | 2055 | 0 | 7.8503 | 0.92702 | 4.3664 | 2.5569 | 1.7633 | 5.4159e-05 | 0 | 9.5497e-05 | 9.5497e-05 | 0 | 0.087226 | 0.087226 | 0 | 0.087226
[58 empty] | 2.9634e-06 | 0.0012071 | 0 | 0.0012071 | 0.00065658 | [16 empty] | WLDFR | HFTD - Distribution - Tier 3 - 2QU CoRE ¦ 2QU LoRE | Red Flag Warning - Small Fires | 2026 | 0 | 0.080408 | 0.03759 | 0.0016314 | 0.041187 | 0.028403 | 0.00083233 | 0 | 2.3641e-05 | 2.3641e-05 | 0 | 0.091571 | 0.091571 | 0 | 0.091571
[58 empty] | 2.9634e-06 | 0.0012071 | 0 | 0.0012071 | 0.00061363 | [16 empty] | WLDFR | HFTD - Distribution - Tier 3 - 2QU CoRE ¦ 2QU LoRE | Red Flag Warning - Small Fires | 2027 | 0 | 0.080408 | 0.03759 | 0.0016314 | 0.041187 | 0.028403 | 0.00083233 | 0 | 2.3641e-05 | 2.3641e-05 | 0 | 0.091571 | 0.091571 | 0 | 0.091571
[58 empty] | 2.9634e-06 | 0.0012071 | 0 | 0.0012071 | 0.00057349 | [16 empty] | WLDFR | HFTD - Distribution - Tier 3 - 2QU CoRE ¦ 2QU LoRE | Red Flag Warning - Small Fires | 2028 | 0 | 0.083606 | 0.039055 | 0.001695 | 0.042856 | 0.029555 | 0.00083233 | 0 | 2.4599e-05 | 2.4599e-05 | 0 | 0.091571 | 0.091571 | 0 | 0.091571
[58 empty] | 2.9634e-06 | 0.0012643 | 0 | 0.0012643 | 0.00056137 | [16 empty] | WLDFR | HFTD - Distribution - Tier 3 - 2QU CoRE ¦ 2QU LoRE | Red Flag Warning - Small Fires | 2029 | 0 | 0.083606 | 0.039055 | 0.001695 | 0.042856 | 0.029555 | 0.00083233 | 0 | 2.4599e-05 | 2.4599e-05 | 0 | 0.091571 | 0.091571 | 0 | 0.091571
[58 empty] | 1.692e-06 | 0.00074745 | 0 | 0.00074745 | 0.00061015 | [16 empty] | WLDFR | HFTD - Distribution - Tier 3 - 2QU CoRE ¦ 2QU LoRE | Red Flag Warning - Small Fires | 2030 | 0 | 0.083606 | 0.039055 | 0.001695 | 0.042856 | 0.029555 | 0.00083233 | 0 | 2.4599e-05 | 2.4599e-05 | 0 | 0 | 0.091571 | 0 | 0.091571
[58 empty] | 1.692e-06 | 0.00074745 | 0 | 0.00074745 | 0.00057023 | [16 empty] | WLDFR | HFTD - Distribution - Tier 3 - 2QU CoRE ¦ 2QU LoRE | Red Flag Warning - Small Fires | 2031 | 0 | 0.083606 | 0.039055 | 0.001695 | 0.042856 | 0.029555 | 0.00083233 | 0 | 2.4599e-05 | 2.4599e-05 | 0 | 0.0056547 | 0 | 0 | 0
[58 empty] | 1.692e-06 | 0.00074745 | 0 | 0.00074745 | 0.00053292 | [16 empty] | WLDFR | HFTD - Distribution - Tier 3 - 2QU CoRE ¦ 2QU LoRE | Red Flag Warning - Small Fires | 2032 | 0 | 0.083606 | 0.039055 | 0.001695 | 0.042856 | 0.029555 | 0.00083233 | 0 | 2.4599e-05 | 2.4599e-05 | 0 | 0.0058613 | 0.0058613 | 0 | 0.0058613
[58 empty] | 1.692e-06 | 0.00074745 | 0 | 0.00074745 | 0.00049806 | [16 empty] | WLDFR | HFTD - Distribution - Tier 3 - 2QU CoRE ¦ 2QU LoRE | Red Flag Warning - Small Fires | 2033 | 0 | 0.087211 | 0.040679 | 0.0017655 | 0.044766 | 0.030872 | 0.00083233 | 0 | 2.5696e-05 | 2.5696e-05 | 0 | 0.0058613 | 0.0058613 | 0 | 0.0058613
[58 empty] | 1.692e-06 | 0.00078074 | 0 | 0.00078074 | 0.00048621 | [16 empty] | WLDFR | HFTD - Distribution - Tier 3 - 2QU CoRE ¦ 2QU LoRE | Red Flag Warning - Small Fires | 2034 | 0 | 0.087211 | 0.040679 | 0.0017655 | 0.044766 | 0.030872 | 0.00083233 | 0 | 2.5696e-05 | 2.5696e-05 | 0 | 0.0058613 | 0.0058613 | 0 | 0.0058613
[58 empty] | 1.692e-06 | 0.00078074 | 0 | 0.00078074 | 0.0004544 | [16 empty] | WLDFR | HFTD - Distribution - Tier 3 - 2QU CoRE ¦ 2QU LoRE | Red Flag Warning - Small Fires | 2035 | 0 | 0.087211 | 0.040679 | 0.0017655 | 0.044766 | 0.030872 | 0.00083233 | 0 | 2.5696e-05 | 2.5696e-05 | 0 | 0.0058613 | 0.0058613 | 0 | 0.0058613
[58 empty] | 1.692e-06 | 0.00078074 | 0 | 0.00078074 | 0.00042467 | [16 empty] | WLDFR | HFTD - Distribution - Tier 3 - 2QU CoRE ¦ 2QU LoRE | Red Flag Warning - Small Fires | 2036 | 0 | 0.087211 | 0.040679 | 0.0017655 | 0.044766 | 0.030872 | 0.00083233 | 0 | 2.5696e-05 | 2.5696e-05 | 0 | 0.0058613 | 0.0058613 | 0 | 0.0058613
[58 empty] | 1.692e-06 | 0.00078074 | 0 | 0.00078074 | 0.00039689 | [16 empty] | WLDFR | HFTD - Distribution - Tier 3 - 2QU CoRE ¦ 2QU LoRE | Red Flag Warning - Small Fires | 2037 | 0 | 0.087211 | 0.040679 | 0.0017655 | 0.044766 | 0.030872 | 0.00083233 | 0 | 2.5696e-05 | 2.5696e-05 | 0 | 0.0061215 | 0.0061215 | 0 | 0.0061215
[58 empty] | 1.692e-06 | 0.00078074 | 0 | 0.00078074 | 0.00037093 | [16 empty] | WLDFR | HFTD - Distribution - Tier 3 - 2QU CoRE ¦ 2QU LoRE | Red Flag Warning - Small Fires | 2038 | 0 | 0.091184 | 0.042438 | 0.0018418 | 0.046905 | 0.032347 | 0.00083233 | 0 | 2.6923e-05 | 2.6923e-05 | 0 | 0.0061215 | 0.0061215 | 0 | 0.0061215
[58 empty] | 1.692e-06 | 0.00081774 | 0 | 0.00081774 | 0.00036309 | [16 empty] | WLDFR | HFTD - Distribution - Tier 3 - 2QU CoRE ¦ 2QU LoRE | Red Flag Warning - Small Fires | 2039 | 0 | 0.091184 | 0.042438 | 0.0018418 | 0.046905 | 0.032347 | 0.00083233 | 0 | 2.6923e-05 | 2.6923e-05 | 0 | 0.0061215 | 0.0061215 | 0 | 0.0061215
[58 empty] | 9.9206e-06 | 0.0023876 | 0 | 0.0023876 | 0.001949 | [16 empty] | WLDFR | HFTD - Distribution - Tier 3 - 2QU CoRE ¦ 2QU LoRE | Red Flag Warning - Small Fires | 2040 | 0 | 0.091184 | 0.042438 | 0.0018418 | 0.046905 | 0.032347 | 0.00083233 | 0 | 2.6923e-05 | 2.6923e-05 | 0 | 0.0061215 | 0.0061215 | 0 | 0.0061215
[58 empty] | 9.9206e-06 | 0.0023876 | 0 | 0.0023876 | 0.0018215 | [16 empty] | WLDFR | HFTD - Distribution - Tier 3 - 2QU CoRE ¦ 2QU LoRE | Red Flag Warning - Small Fires | 2041 | 0 | 0.091184 | 0.042438 | 0.0018418 | 0.046905 | 0.032347 | 0.00083233 | 0 | 2.6923e-05 | 2.6923e-05 | 0 | 0.0061215 | 0.0061215 | 0 | 0.0061215
[58 empty] | 9.9206e-06 | 0.0023876 | 0 | 0.0023876 | 0.0017023 | [16 empty] | WLDFR | HFTD - Distribution - Tier 3 - 2QU CoRE ¦ 2QU LoRE | Red Flag Warning - Small Fires | 2042 | 0 | 0.091184 | 0.042438 | 0.0018418 | 0.046905 | 0.032347 | 0.00083233 | 0 | 2.6923e-05 | 2.6923e-05 | 0 | 0.0064103 | 0.0064103 | 0 | 0.0064103
[58 empty] | 9.9206e-06 | 0.0023876 | 0 | 0.0023876 | 0.0015909 | [16 empty] | WLDFR | HFTD - Distribution - Tier 3 - 2QU CoRE ¦ 2QU LoRE | Red Flag Warning - Small Fires | 2043 | 0 | 0.095486 | 0.044306 | 0.0019228 | 0.049257 | 0.033969 | 0.00083233 | 0 | 2.8273e-05 | 2.8273e-05 | 0 | 0.0064103 | 0.0064103 | 0 | 0.0064103
[58 empty] | 9.9206e-06 | 0.0024939 | 0 | 0.0024939 | 0.0015531 | [16 empty] | WLDFR | HFTD - Distribution - Tier 3 - 2QU CoRE ¦ 2QU LoRE | Red Flag Warning - Small Fires | 2044 | 0 | 0.095486 | 0.044306 | 0.0019228 | 0.049257 | 0.033969 | 0.00083233 | 0 | 2.8273e-05 | 2.8273e-05 | 0 | 0.0064103 | 0.0064103 | 0 | 0.0064103
[58 empty] | 9.9206e-06 | 0.0024939 | 0 | 0.0024939 | 0.0014515 | [16 empty] | WLDFR | HFTD - Distribution - Tier 3 - 2QU CoRE ¦ 2QU LoRE | Red Flag Warning - Small Fires | 2045 | 0 | 0.095486 | 0.044306 | 0.0019228 | 0.049257 | 0.033969 | 0.00083233 | 0 | 2.8273e-05 | 2.8273e-05 | 0 | 0.0064103 | 0.0064103 | 0 | 0.0064103
[58 empty] | 9.9206e-06 | 0.0024939 | 0 | 0.0024939 | 0.0013565 | [16 empty] | WLDFR | HFTD - Distribution - Tier 3 - 2QU CoRE ¦ 2QU LoRE | Red Flag Warning - Small Fires | 2046 | 0 | 0.095486 | 0.044306 | 0.0019228 | 0.049257 | 0.033969 | 0.00083233 | 0 | 2.8273e-05 | 2.8273e-05 | 0 | 0.0064103 | 0.0064103 | 0 | 0.0064103
[58 empty] | 9.9206e-06 | 0.0024939 | 0 | 0.0024939 | 0.0012678 | [16 empty] | WLDFR | HFTD - Distribution - Tier 3 - 2QU CoRE ¦ 2QU LoRE | Red Flag Warning - Small Fires | 2047 | 0 | 0.095486 | 0.044306 | 0.0019228 | 0.049257 | 0.033969 | 0.00083233 | 0 | 2.8273e-05 | 2.8273e-05 | 0 | 0.0067236 | 0.0067236 | 0 | 0.0067236
[58 empty] | 9.9206e-06 | 0.0024939 | 0 | 0.0024939 | 0.0011848 | [16 empty] | WLDFR | HFTD - Distribution - Tier 3 - 2QU CoRE ¦ 2QU LoRE | Red Flag Warning - Small Fires | 2048 | 0 | 0.10007 | 0.04626 | 0.0020076 | 0.051804 | 0.035726 | 0.00083233 | 0 | 2.9736e-05 | 2.9736e-05 | 0 | 0.0067236 | 0.0067236 | 0 | 0.0067236
[58 empty] | 9.9206e-06 | 0.0026121 | 0 | 0.0026121 | 0.0011598 | [16 empty] | WLDFR | HFTD - Distribution - Tier 3 - 2QU CoRE ¦ 2QU LoRE | Red Flag Warning - Small Fires | 2049 | 0 | 0.10007 | 0.04626 | 0.0020076 | 0.051804 | 0.035726 | 0.00083233 | 0 | 2.9736e-05 | 2.9736e-05 | 0 | 0.0067236 | 0.0067236 | 0 | 0.0067236
[58 empty] | 1.7454e-05 | 0.0033293 | 0 | 0.0033293 | 0.0027177 | [16 empty] | WLDFR | HFTD - Distribution - Tier 3 - 2QU CoRE ¦ 2QU LoRE | Red Flag Warning - Small Fires | 2050 | 0 | 0.10007 | 0.04626 | 0.0020076 | 0.051804 | 0.035726 | 0.00083233 | 0 | 2.9736e-05 | 2.9736e-05 | 0 | 0.0067236 | 0.0067236 | 0 | 0.0067236
[58 empty] | 1.7454e-05 | 0.0033293 | 0 | 0.0033293 | 0.0025399 | [16 empty] | WLDFR | HFTD - Distribution - Tier 3 - 2QU CoRE ¦ 2QU LoRE | Red Flag Warning - Small Fires | 2051 | 0 | 0.10007 | 0.04626 | 0.0020076 | 0.051804 | 0.035726 | 0.00083233 | 0 | 2.9736e-05 | 2.9736e-05 | 0 | 0.0067236 | 0.0067236 | 0 | 0.0067236
[58 empty] | 1.7454e-05 | 0.0033293 | 0 | 0.0033293 | 0.0023738 | [16 empty] | WLDFR | HFTD - Distribution - Tier 3 - 2QU CoRE ¦ 2QU LoRE | Red Flag Warning - Small Fires | 2052 | 0 | 0.10007 | 0.04626 | 0.0020076 | 0.051804 | 0.035726 | 0.00083233 | 0 | 2.9736e-05 | 2.9736e-05 | 0 | 0.007057 | 0.007057 | 0 | 0.007057
[58 empty] | 1.7454e-05 | 0.0033293 | 0 | 0.0033293 | 0.0022185 | [16 empty] | WLDFR | HFTD - Distribution - Tier 3 - 2QU CoRE ¦ 2QU LoRE | Red Flag Warning - Small Fires | 2053 | 0 | 0.10489 | 0.048274 | 0.002095 | 0.054525 | 0.037602 | 0.00083233 | 0 | 3.1297e-05 | 3.1297e-05 | 0 | 0.007057 | 0.007057 | 0 | 0.007057
[58 empty] | 1.7454e-05 | 0.0034776 | 0 | 0.0034776 | 0.0021657 | [16 empty] | WLDFR | HFTD - Distribution - Tier 3 - 2QU CoRE ¦ 2QU LoRE | Red Flag Warning - Small Fires | 2054 | 0 | 0.10489 | 0.048274 | 0.002095 | 0.054525 | 0.037602 | 0.00083233 | 0 | 3.1297e-05 | 3.1297e-05 | 0 | 0.007057 | 0.007057 | 0 | 0.007057
[58 empty] | 1.7454e-05 | 0.0034776 | 0 | 0.0034776 | 0.002024 | [16 empty] | WLDFR | HFTD - Distribution - Tier 3 - 2QU CoRE ¦ 2QU LoRE | Red Flag Warning - Small Fires | 2055 | 0 | 0.10489 | 0.048274 | 0.002095 | 0.054525 | 0.037602 | 0.00083233 | 0 | 3.1297e-05 | 3.1297e-05 | 0 | 0.007057 | 0.007057 | 0 | 0.007057
[58 empty] | 1.7454e-05 | 0.0034776 | 0 | 0.0034776 | 0.0018916 | [16 empty] | WLDFR | HFTD - Distribution - Tier 3 - 2QU CoRE ¦ 2QU LoRE | Seismic - Non-Red Flag Warning - Catastrophic Fires | 2026 | 0 | 21835.9781 | 428.6023 | 13939.561 | 7467.8148 | 5149.9993 | 8.3904e-11 | 0 | 4.321e-07 | 4.321e-07 | 0 | 0.007057 | 0.007057 | 0 | 0.007057
[58 empty] | 1.7454e-05 | 0.0034776 | 0 | 0.0034776 | 0.0017678 | [16 empty] | WLDFR | HFTD - Distribution - Tier 3 - 2QU CoRE ¦ 2QU LoRE | Seismic - Non-Red Flag Warning - Catastrophic Fires | 2027 | 0 | 21835.9781 | 428.6023 | 13939.561 | 7467.8148 | 5149.9993 | 8.3904e-11 | 0 | 4.321e-07 | 4.321e-07 | 0 | 0.0074062 | 0.0074062 | 0 | 0.0074062
[58 empty] | 1.7454e-05 | 0.0034776 | 0 | 0.0034776 | 0.0016522 | [16 empty] | WLDFR | HFTD - Distribution - Tier 3 - 2QU CoRE ¦ 2QU LoRE | Seismic - Non-Red Flag Warning - Catastrophic Fires | 2028 | 0 | 22783.187 | 453.261 | 14531.3357 | 7798.5904 | 5378.1107 | 8.3904e-11 | 0 | 4.5124e-07 | 4.5124e-07 | 0 | 0.0074062 | 0.0074062 | 0 | 0.0074062
[58 empty] | 1.7454e-05 | 0.0036424 | 0 | 0.0036424 | 0.0016173 | [16 empty] | WLDFR | HFTD - Distribution - Tier 3 - 2QU CoRE ¦ 2QU LoRE | Seismic - Non-Red Flag Warning - Catastrophic Fires | 2029 | 0 | 22783.187 | 453.261 | 14531.3357 | 7798.5904 | 5378.1107 | 8.3904e-11 | 0 | 4.5124e-07 | 4.5124e-07 | 0 | 0.0074062 | 0.0074062 | 0 | 0.0074062
[58 empty] | 1.0846e-05 | 0.0020899 | 0 | 0.0020899 | 0.0017059 | [16 empty] | WLDFR | HFTD - Distribution - Tier 3 - 2QU CoRE ¦ 2QU LoRE | Seismic - Non-Red Flag Warning - Catastrophic Fires | 2030 | 0 | 22783.187 | 453.261 | 14531.3357 | 7798.5904 | 5378.1107 | 8.3904e-11 | 0 | 4.5124e-07 | 4.5124e-07 | 0 | 0.0074062 | 0.0074062 | 0 | 0.0074062
[58 empty] | 1.0846e-05 | 0.0020899 | 0 | 0.0020899 | 0.0015943 | [16 empty] | WLDFR | HFTD - Distribution - Tier 3 - 2QU CoRE ¦ 2QU LoRE | Seismic - Non-Red Flag Warning - Catastrophic Fires | 2031 | 0 | 22783.187 | 453.261 | 14531.3357 | 7798.5904 | 5378.1107 | 8.3904e-11 | 0 | 4.5124e-07 | 4.5124e-07 | 0 | 0 | 0.0074062 | 0 | 0.0074062
[58 empty] | 1.0846e-05 | 0.0020899 | 0 | 0.0020899 | 0.00149 | [16 empty] | WLDFR | HFTD - Distribution - Tier 3 - 2QU CoRE ¦ 2QU LoRE | Seismic - Non-Red Flag Warning - Catastrophic Fires | 2032 | 0 | 22783.187 | 453.261 | 14531.3357 | 7798.5904 | 5378.1107 | 8.3904e-11 | 0 | 4.5124e-07 | 4.5124e-07 | 0 | 1.7432e-05 | 0 | 0 | 0
[58 empty] | 1.0846e-05 | 0.0020899 | 0 | 0.0020899 | 0.0013926 | [16 empty] | WLDFR | HFTD - Distribution - Tier 3 - 2QU CoRE ¦ 2QU LoRE | Seismic - Non-Red Flag Warning - Catastrophic Fires | 2033 | 0 | 23835.2641 | 480.9649 | 15187.7294 | 8166.5698 | 5631.8789 | 8.3904e-11 | 0 | 4.7254e-07 | 4.7254e-07 | 0 | 1.8212e-05 | 1.8212e-05 | 0 | 1.8212e-05
[58 empty] | 1.0846e-05 | 0.0021829 | 0 | 0.0021829 | 0.0013594 | [16 empty] | WLDFR | HFTD - Distribution - Tier 3 - 2QU CoRE ¦ 2QU LoRE | Seismic - Non-Red Flag Warning - Catastrophic Fires | 2034 | 0 | 23835.2641 | 480.9649 | 15187.7294 | 8166.5698 | 5631.8789 | 8.3904e-11 | 0 | 4.7254e-07 | 4.7254e-07 | 0 | 1.8212e-05 | 1.8212e-05 | 0 | 1.8212e-05
[58 empty] | 1.0846e-05 | 0.0021829 | 0 | 0.0021829 | 0.0012705 | [16 empty] | WLDFR | HFTD - Distribution - Tier 3 - 2QU CoRE ¦ 2QU LoRE | Seismic - Non-Red Flag Warning - Catastrophic Fires | 2035 | 0 | 23835.2641 | 480.9649 | 15187.7294 | 8166.5698 | 5631.8789 | 8.3904e-11 | 0 | 4.7254e-07 | 4.7254e-07 | 0 | 1.8212e-05 | 1.8212e-05 | 0 | 1.8212e-05
[58 empty] | 1.0846e-05 | 0.0021829 | 0 | 0.0021829 | 0.0011874 | [16 empty] | WLDFR | HFTD - Distribution - Tier 3 - 2QU CoRE ¦ 2QU LoRE | Seismic - Non-Red Flag Warning - Catastrophic Fires | 2036 | 0 | 23835.2641 | 480.9649 | 15187.7294 | 8166.5698 | 5631.8789 | 8.3904e-11 | 0 | 4.7254e-07 | 4.7254e-07 | 0 | 1.8212e-05 | 1.8212e-05 | 0 | 1.8212e-05
[58 empty] | 1.0846e-05 | 0.0021829 | 0 | 0.0021829 | 0.0011097 | [16 empty] | WLDFR | HFTD - Distribution - Tier 3 - 2QU CoRE ¦ 2QU LoRE | Seismic - Non-Red Flag Warning - Catastrophic Fires | 2037 | 0 | 23835.2641 | 480.9649 | 15187.7294 | 8166.5698 | 5631.8789 | 8.3904e-11 | 0 | 4.7254e-07 | 4.7254e-07 | 0 | 1.8212e-05 | 1.8212e-05 | 0 | 1.8212e-05
[58 empty] | 1.0846e-05 | 0.0021829 | 0 | 0.0021829 | 0.0010371 | [16 empty] | WLDFR | HFTD - Distribution - Tier 3 - 2QU CoRE ¦ 2QU LoRE | Seismic - Non-Red Flag Warning - Catastrophic Fires | 2038 | 0 | 24976.6418 | 511.3745 | 15898.8237 | 8566.4437 | 5907.6423 | 8.3904e-11 | 0 | 4.9567e-07 | 4.9567e-07 | 0 | 1.9217e-05 | 1.9217e-05 | 0 | 1.9217e-05
[58 empty] | 1.0846e-05 | 0.0022864 | 0 | 0.0022864 | 0.0010152 | [16 empty] | WLDFR | HFTD - Distribution - Tier 3 - 2QU CoRE ¦ 2QU LoRE | Seismic - Non-Red Flag Warning - Catastrophic Fires | 2039 | 0 | 24976.6418 | 511.3745 | 15898.8237 | 8566.4437 | 5907.6423 | 8.3904e-11 | 0 | 4.9567e-07 | 4.9567e-07 | 0 | 1.9217e-05 | 1.9217e-05 | 0 | 1.9217e-05
[58 empty] | 3.628e-06 | 0.00077613 | 0 | 0.00077613 | 0.00063356 | [16 empty] | WLDFR | HFTD - Distribution - Tier 3 - 2QU CoRE ¦ 2QU LoRE | Seismic - Non-Red Flag Warning - Catastrophic Fires | 2040 | 0 | 24976.6418 | 511.3745 | 15898.8237 | 8566.4437 | 5907.6423 | 8.3904e-11 | 0 | 4.9567e-07 | 4.9567e-07 | 0 | 1.9217e-05 | 1.9217e-05 | 0 | 1.9217e-05
[58 empty] | 3.628e-06 | 0.00077613 | 0 | 0.00077613 | 0.00059211 | [16 empty] | WLDFR | HFTD - Distribution - Tier 3 - 2QU CoRE ¦ 2QU LoRE | Seismic - Non-Red Flag Warning - Catastrophic Fires | 2041 | 0 | 24976.6418 | 511.3745 | 15898.8237 | 8566.4437 | 5907.6423 | 8.3904e-11 | 0 | 4.9567e-07 | 4.9567e-07 | 0 | 1.9217e-05 | 1.9217e-05 | 0 | 1.9217e-05
[58 empty] | 3.628e-06 | 0.00077613 | 0 | 0.00077613 | 0.00055337 | [16 empty] | WLDFR | HFTD - Distribution - Tier 3 - 2QU CoRE ¦ 2QU LoRE | Seismic - Non-Red Flag Warning - Catastrophic Fires | 2042 | 0 | 24976.6418 | 511.3745 | 15898.8237 | 8566.4437 | 5907.6423 | 8.3904e-11 | 0 | 4.9567e-07 | 4.9567e-07 | 0 | 1.9217e-05 | 1.9217e-05 | 0 | 1.9217e-05
[58 empty] | 3.628e-06 | 0.00077613 | 0 | 0.00077613 | 0.00051717 | [16 empty] | WLDFR | HFTD - Distribution - Tier 3 - 2QU CoRE ¦ 2QU LoRE | Seismic - Non-Red Flag Warning - Catastrophic Fires | 2043 | 0 | 26191.7278 | 544.1291 | 16654.7414 | 8992.8573 | 6201.7082 | 8.3904e-11 | 0 | 5.2035e-07 | 5.2035e-07 | 0 | 2.0359e-05 | 2.0359e-05 | 0 | 2.0359e-05
[58 empty] | 3.628e-06 | 0.0008107 | 0 | 0.0008107 | 0.00050486 | [16 empty] | WLDFR | HFTD - Distribution - Tier 3 - 2QU CoRE ¦ 2QU LoRE | Seismic - Non-Red Flag Warning - Catastrophic Fires | 2044 | 0 | 26191.7278 | 544.1291 | 16654.7414 | 8992.8573 | 6201.7082 | 8.3904e-11 | 0 | 5.2035e-07 | 5.2035e-07 | 0 | 2.0359e-05 | 2.0359e-05 | 0 | 2.0359e-05
[58 empty] | 3.628e-06 | 0.0008107 | 0 | 0.0008107 | 0.00047183 | [16 empty] | WLDFR | HFTD - Distribution - Tier 3 - 2QU CoRE ¦ 2QU LoRE | Seismic - Non-Red Flag Warning - Catastrophic Fires | 2045 | 0 | 26191.7278 | 544.1291 | 16654.7414 | 8992.8573 | 6201.7082 | 8.3904e-11 | 0 | 5.2035e-07 | 5.2035e-07 | 0 | 2.0359e-05 | 2.0359e-05 | 0 | 2.0359e-05
[58 empty] | 3.628e-06 | 0.0008107 | 0 | 0.0008107 | 0.00044097 | [16 empty] | WLDFR | HFTD - Distribution - Tier 3 - 2QU CoRE ¦ 2QU LoRE | Seismic - Non-Red Flag Warning - Catastrophic Fires | 2046 | 0 | 26191.7278 | 544.1291 | 16654.7414 | 8992.8573 | 6201.7082 | 8.3904e-11 | 0 | 5.2035e-07 | 5.2035e-07 | 0 | 2.0359e-05 | 2.0359e-05 | 0 | 2.0359e-05
[58 empty] | 3.628e-06 | 0.0008107 | 0 | 0.0008107 | 0.00041212 | [16 empty] | WLDFR | HFTD - Distribution - Tier 3 - 2QU CoRE ¦ 2QU LoRE | Seismic - Non-Red Flag Warning - Catastrophic Fires | 2047 | 0 | 26191.7278 | 544.1291 | 16654.7414 | 8992.8573 | 6201.7082 | 8.3904e-11 | 0 | 5.2035e-07 | 5.2035e-07 | 0 | 2.0359e-05 | 2.0359e-05 | 0 | 2.0359e-05
[58 empty] | 3.628e-06 | 0.0008107 | 0 | 0.0008107 | 0.00038516 | [16 empty] | WLDFR | HFTD - Distribution - Tier 3 - 2QU CoRE ¦ 2QU LoRE | Seismic - Non-Red Flag Warning - Catastrophic Fires | 2048 | 0 | 27464.7227 | 578.8407 | 17445.538 | 9440.3441 | 6510.3067 | 8.3904e-11 | 0 | 5.4624e-07 | 5.4624e-07 | 0 | 2.1631e-05 | 2.1631e-05 | 0 | 2.1631e-05
[58 empty] | 3.628e-06 | 0.00084911 | 0 | 0.00084911 | 0.00037702 | [16 empty] | WLDFR | HFTD - Distribution - Tier 3 - 2QU CoRE ¦ 2QU LoRE | Seismic - Non-Red Flag Warning - Catastrophic Fires | 2049 | 0 | 27464.7227 | 578.8407 | 17445.538 | 9440.3441 | 6510.3067 | 8.3904e-11 | 0 | 5.4624e-07 | 5.4624e-07 | 0 | 2.1631e-05 | 2.1631e-05 | 0 | 2.1631e-05
[58 empty] | 9.3695e-07 | 0.00033711 | 0 | 0.00033711 | 0.00027518 | [16 empty] | WLDFR | HFTD - Distribution - Tier 3 - 2QU CoRE ¦ 2QU LoRE | Seismic - Non-Red Flag Warning - Catastrophic Fires | 2050 | 0 | 27464.7227 | 578.8407 | 17445.538 | 9440.3441 | 6510.3067 | 8.3904e-11 | 0 | 5.4624e-07 | 5.4624e-07 | 0 | 2.1631e-05 | 2.1631e-05 | 0 | 2.1631e-05
[58 empty] | 9.3695e-07 | 0.00033711 | 0 | 0.00033711 | 0.00025718 | [16 empty] | WLDFR | HFTD - Distribution - Tier 3 - 2QU CoRE ¦ 2QU LoRE | Seismic - Non-Red Flag Warning - Catastrophic Fires | 2051 | 0 | 27464.7227 | 578.8407 | 17445.538 | 9440.3441 | 6510.3067 | 8.3904e-11 | 0 | 5.4624e-07 | 5.4624e-07 | 0 | 2.1631e-05 | 2.1631e-05 | 0 | 2.1631e-05
[58 empty] | 9.3695e-07 | 0.00033711 | 0 | 0.00033711 | 0.00024035 | [16 empty] | WLDFR | HFTD - Distribution - Tier 3 - 2QU CoRE ¦ 2QU LoRE | Seismic - Non-Red Flag Warning - Catastrophic Fires | 2052 | 0 | 27464.7227 | 578.8407 | 17445.538 | 9440.3441 | 6510.3067 | 8.3904e-11 | 0 | 5.4624e-07 | 5.4624e-07 | 0 | 2.1631e-05 | 2.1631e-05 | 0 | 2.1631e-05
[58 empty] | 9.3695e-07 | 0.00033711 | 0 | 0.00033711 | 0.00022463 | [16 empty] | WLDFR | HFTD - Distribution - Tier 3 - 2QU CoRE ¦ 2QU LoRE | Seismic - Non-Red Flag Warning - Catastrophic Fires | 2053 | 0 | 28779.6694 | 615.0952 | 18261.2327 | 9903.3415 | 6829.6018 | 8.3904e-11 | 0 | 5.7303e-07 | 5.7303e-07 | 0 | 2.3022e-05 | 2.3022e-05 | 0 | 2.3022e-05
[58 empty] | 9.3695e-07 | 0.00035212 | 0 | 0.00035212 | 0.00021928 | [16 empty] | WLDFR | HFTD - Distribution - Tier 3 - 2QU CoRE ¦ 2QU LoRE | Seismic - Non-Red Flag Warning - Catastrophic Fires | 2054 | 0 | 28779.6694 | 615.0952 | 18261.2327 | 9903.3415 | 6829.6018 | 8.3904e-11 | 0 | 5.7303e-07 | 5.7303e-07 | 0 | 2.3022e-05 | 2.3022e-05 | 0 | 2.3022e-05
[58 empty] | 9.3695e-07 | 0.00035212 | 0 | 0.00035212 | 0.00020494 | [16 empty] | WLDFR | HFTD - Distribution - Tier 3 - 2QU CoRE ¦ 2QU LoRE | Seismic - Non-Red Flag Warning - Catastrophic Fires | 2055 | 0 | 28779.6694 | 615.0952 | 18261.2327 | 9903.3415 | 6829.6018 | 8.3904e-11 | 0 | 5.7303e-07 | 5.7303e-07 | 0 | 2.3022e-05 | 2.3022e-05 | 0 | 2.3022e-05
[58 empty] | 9.3695e-07 | 0.00035212 | 0 | 0.00035212 | 0.00019153 | [16 empty] | WLDFR | HFTD - Distribution - Tier 3 - 2QU CoRE ¦ 2QU LoRE | Seismic - Red Flag Warning - Catastrophic Fires | 2026 | 0 | 21835.9781 | 428.6023 | 13939.561 | 7467.8148 | 5149.9993 | 3.6179e-09 | 0 | 1.8632e-05 | 1.8632e-05 | 0 | 2.3022e-05 | 2.3022e-05 | 0 | 2.3022e-05
[58 empty] | 9.3695e-07 | 0.00035212 | 0 | 0.00035212 | 0.000179 | [16 empty] | WLDFR | HFTD - Distribution - Tier 3 - 2QU CoRE ¦ 2QU LoRE | Seismic - Red Flag Warning - Catastrophic Fires | 2027 | 0 | 21835.9781 | 428.6023 | 13939.561 | 7467.8148 | 5149.9993 | 3.6179e-09 | 0 | 1.8632e-05 | 1.8632e-05 | 0 | 2.3022e-05 | 2.3022e-05 | 0 | 2.3022e-05
[58 empty] | 9.3695e-07 | 0.00035212 | 0 | 0.00035212 | 0.00016729 | [16 empty] | WLDFR | HFTD - Distribution - Tier 3 - 2QU CoRE ¦ 2QU LoRE | Seismic - Red Flag Warning - Catastrophic Fires | 2028 | 0 | 22783.187 | 453.261 | 14531.3357 | 7798.5904 | 5378.1107 | 3.6179e-09 | 0 | 1.9457e-05 | 1.9457e-05 | 0 | 2.452e-05 | 2.452e-05 | 0 | 2.452e-05
[58 empty] | 9.3695e-07 | 0.0003688 | 0 | 0.0003688 | 0.00016375 | [16 empty] | WLDFR | HFTD - Distribution - Tier 3 - 2QU CoRE ¦ 2QU LoRE | Seismic - Red Flag Warning - Catastrophic Fires | 2029 | 0 | 22783.187 | 453.261 | 14531.3357 | 7798.5904 | 5378.1107 | 3.6179e-09 | 0 | 1.9457e-05 | 1.9457e-05 | 0 | 2.452e-05 | 2.452e-05 | 0 | 2.452e-05
[58 empty] | 1.9379e-05 | 0.0017357 | 0 | 0.0017357 | 0.0014168 | [16 empty] | WLDFR | HFTD - Distribution - Tier 3 - 2QU CoRE ¦ 2QU LoRE | Seismic - Red Flag Warning - Catastrophic Fires | 2030 | 0 | 22783.187 | 453.261 | 14531.3357 | 7798.5904 | 5378.1107 | 3.6179e-09 | 0 | 1.9457e-05 | 1.9457e-05 | 0 | 2.452e-05 | 2.452e-05 | 0 | 2.452e-05
[58 empty] | 1.9379e-05 | 0.0017357 | 0 | 0.0017357 | 0.0013242 | [16 empty] | WLDFR | HFTD - Distribution - Tier 3 - 2QU CoRE ¦ 2QU LoRE | Seismic - Red Flag Warning - Catastrophic Fires | 2031 | 0 | 22783.187 | 453.261 | 14531.3357 | 7798.5904 | 5378.1107 | 3.6179e-09 | 0 | 1.9457e-05 | 1.9457e-05 | 0 | 2.452e-05 | 2.452e-05 | 0 | 2.452e-05
[58 empty] | 1.9379e-05 | 0.0017357 | 0 | 0.0017357 | 0.0012375 | [16 empty] | WLDFR | HFTD - Distribution - Tier 3 - 2QU CoRE ¦ 2QU LoRE | Seismic - Red Flag Warning - Catastrophic Fires | 2032 | 0 | 22783.187 | 453.261 | 14531.3357 | 7798.5904 | 5378.1107 | 3.6179e-09 | 0 | 1.9457e-05 | 1.9457e-05 | 0 | 0 | 2.452e-05 | 0 | 2.452e-05
[58 empty] | 1.9379e-05 | 0.0017357 | 0 | 0.0017357 | 0.0011566 | [16 empty] | WLDFR | HFTD - Distribution - Tier 3 - 2QU CoRE ¦ 2QU LoRE | Seismic - Red Flag Warning - Catastrophic Fires | 2033 | 0 | 23835.2641 | 480.9649 | 15187.7294 | 8166.5698 | 5631.8789 | 3.6179e-09 | 0 | 2.0376e-05 | 2.0376e-05 | 0 | 3.5851e-06 | 0 | 0 | 0
[58 empty] | 1.9379e-05 | 0.001813 | 0 | 0.001813 | 0.001129 | [16 empty] | WLDFR | HFTD - Distribution - Tier 3 - 2QU CoRE ¦ 2QU LoRE | Seismic - Red Flag Warning - Catastrophic Fires | 2034 | 0 | 23835.2641 | 480.9649 | 15187.7294 | 8166.5698 | 5631.8789 | 3.6179e-09 | 0 | 2.0376e-05 | 2.0376e-05 | 0 | 3.7005e-06 | 3.7005e-06 | 0 | 3.7005e-06
[58 empty] | 1.9379e-05 | 0.001813 | 0 | 0.001813 | 0.0010552 | [16 empty] | WLDFR | HFTD - Distribution - Tier 3 - 2QU CoRE ¦ 2QU LoRE | Seismic - Red Flag Warning - Catastrophic Fires | 2035 | 0 | 23835.2641 | 480.9649 | 15187.7294 | 8166.5698 | 5631.8789 | 3.6179e-09 | 0 | 2.0376e-05 | 2.0376e-05 | 0 | 3.7005e-06 | 3.7005e-06 | 0 | 3.7005e-06
[58 empty] | 1.9379e-05 | 0.001813 | 0 | 0.001813 | 0.00098615 | [16 empty] | WLDFR | HFTD - Distribution - Tier 3 - 2QU CoRE ¦ 2QU LoRE | Seismic - Red Flag Warning - Catastrophic Fires | 2036 | 0 | 23835.2641 | 480.9649 | 15187.7294 | 8166.5698 | 5631.8789 | 3.6179e-09 | 0 | 2.0376e-05 | 2.0376e-05 | 0 | 3.7005e-06 | 3.7005e-06 | 0 | 3.7005e-06
[58 empty] | 1.9379e-05 | 0.001813 | 0 | 0.001813 | 0.00092164 | [16 empty] | WLDFR | HFTD - Distribution - Tier 3 - 2QU CoRE ¦ 2QU LoRE | Seismic - Red Flag Warning - Catastrophic Fires | 2037 | 0 | 23835.2641 | 480.9649 | 15187.7294 | 8166.5698 | 5631.8789 | 3.6179e-09 | 0 | 2.0376e-05 | 2.0376e-05 | 0 | 3.7005e-06 | 3.7005e-06 | 0 | 3.7005e-06
[58 empty] | 1.9379e-05 | 0.001813 | 0 | 0.001813 | 0.00086134 | [16 empty] | WLDFR | HFTD - Distribution - Tier 3 - 2QU CoRE ¦ 2QU LoRE | Seismic - Red Flag Warning - Catastrophic Fires | 2038 | 0 | 24976.6418 | 511.3745 | 15898.8237 | 8566.4437 | 5907.6423 | 3.6179e-09 | 0 | 2.1373e-05 | 2.1373e-05 | 0 | 3.7005e-06 | 3.7005e-06 | 0 | 3.7005e-06
[58 empty] | 1.9379e-05 | 0.0018989 | 0 | 0.0018989 | 0.00084314 | [16 empty] | WLDFR | HFTD - Distribution - Tier 3 - 2QU CoRE ¦ 2QU LoRE | Seismic - Red Flag Warning - Catastrophic Fires | 2039 | 0 | 24976.6418 | 511.3745 | 15898.8237 | 8566.4437 | 5907.6423 | 3.6179e-09 | 0 | 2.1373e-05 | 2.1373e-05 | 0 | 3.8477e-06 | 3.8477e-06 | 0 | 3.8477e-06
[58 empty] | 2.1219e-05 | 0.0020982 | 0 | 0.0020982 | 0.0017127 | [16 empty] | WLDFR | HFTD - Distribution - Tier 3 - 2QU CoRE ¦ 2QU LoRE | Seismic - Red Flag Warning - Catastrophic Fires | 2040 | 0 | 24976.6418 | 511.3745 | 15898.8237 | 8566.4437 | 5907.6423 | 3.6179e-09 | 0 | 2.1373e-05 | 2.1373e-05 | 0 | 3.8477e-06 | 3.8477e-06 | 0 | 3.8477e-06
[58 empty] | 2.1219e-05 | 0.0020982 | 0 | 0.0020982 | 0.0016007 | [16 empty] | WLDFR | HFTD - Distribution - Tier 3 - 2QU CoRE ¦ 2QU LoRE | Seismic - Red Flag Warning - Catastrophic Fires | 2041 | 0 | 24976.6418 | 511.3745 | 15898.8237 | 8566.4437 | 5907.6423 | 3.6179e-09 | 0 | 2.1373e-05 | 2.1373e-05 | 0 | 3.8477e-06 | 3.8477e-06 | 0 | 3.8477e-06
[58 empty] | 2.1219e-05 | 0.0020982 | 0 | 0.0020982 | 0.001496 | [16 empty] | WLDFR | HFTD - Distribution - Tier 3 - 2QU CoRE ¦ 2QU LoRE | Seismic - Red Flag Warning - Catastrophic Fires | 2042 | 0 | 24976.6418 | 511.3745 | 15898.8237 | 8566.4437 | 5907.6423 | 3.6179e-09 | 0 | 2.1373e-05 | 2.1373e-05 | 0 | 3.8477e-06 | 3.8477e-06 | 0 | 3.8477e-06
[58 empty] | 2.1219e-05 | 0.0020982 | 0 | 0.0020982 | 0.0013981 | [16 empty] | WLDFR | HFTD - Distribution - Tier 3 - 2QU CoRE ¦ 2QU LoRE | Seismic - Red Flag Warning - Catastrophic Fires | 2043 | 0 | 26191.7278 | 544.1291 | 16654.7414 | 8992.8573 | 6201.7082 | 3.6179e-09 | 0 | 2.2437e-05 | 2.2437e-05 | 0 | 3.8477e-06 | 3.8477e-06 | 0 | 3.8477e-06
[58 empty] | 2.1219e-05 | 0.0021916 | 0 | 0.0021916 | 0.0013648 | [16 empty] | WLDFR | HFTD - Distribution - Tier 3 - 2QU CoRE ¦ 2QU LoRE | Seismic - Red Flag Warning - Catastrophic Fires | 2044 | 0 | 26191.7278 | 544.1291 | 16654.7414 | 8992.8573 | 6201.7082 | 3.6179e-09 | 0 | 2.2437e-05 | 2.2437e-05 | 0 | 4.0135e-06 | 4.0135e-06 | 0 | 4.0135e-06
[58 empty] | 2.1219e-05 | 0.0021916 | 0 | 0.0021916 | 0.0012755 | [16 empty] | WLDFR | HFTD - Distribution - Tier 3 - 2QU CoRE ¦ 2QU LoRE | Seismic - Red Flag Warning - Catastrophic Fires | 2045 | 0 | 26191.7278 | 544.1291 | 16654.7414 | 8992.8573 | 6201.7082 | 3.6179e-09 | 0 | 2.2437e-05 | 2.2437e-05 | 0 | 4.0135e-06 | 4.0135e-06 | 0 | 4.0135e-06
[58 empty] | 2.1219e-05 | 0.0021916 | 0 | 0.0021916 | 0.0011921 | [16 empty] | WLDFR | HFTD - Distribution - Tier 3 - 2QU CoRE ¦ 2QU LoRE | Seismic - Red Flag Warning - Catastrophic Fires | 2046 | 0 | 26191.7278 | 544.1291 | 16654.7414 | 8992.8573 | 6201.7082 | 3.6179e-09 | 0 | 2.2437e-05 | 2.2437e-05 | 0 | 4.0135e-06 | 4.0135e-06 | 0 | 4.0135e-06
[58 empty] | 2.1219e-05 | 0.0021916 | 0 | 0.0021916 | 0.0011141 | [16 empty] | WLDFR | HFTD - Distribution - Tier 3 - 2QU CoRE ¦ 2QU LoRE | Seismic - Red Flag Warning - Catastrophic Fires | 2047 | 0 | 26191.7278 | 544.1291 | 16654.7414 | 8992.8573 | 6201.7082 | 3.6179e-09 | 0 | 2.2437e-05 | 2.2437e-05 | 0 | 4.0135e-06 | 4.0135e-06 | 0 | 4.0135e-06
[58 empty] | 2.1219e-05 | 0.0021916 | 0 | 0.0021916 | 0.0010412 | [16 empty] | WLDFR | HFTD - Distribution - Tier 3 - 2QU CoRE ¦ 2QU LoRE | Seismic - Red Flag Warning - Catastrophic Fires | 2048 | 0 | 27464.7227 | 578.8407 | 17445.538 | 9440.3441 | 6510.3067 | 3.6179e-09 | 0 | 2.3554e-05 | 2.3554e-05 | 0 | 4.0135e-06 | 4.0135e-06 | 0 | 4.0135e-06
[58 empty] | 2.1219e-05 | 0.0022955 | 0 | 0.0022955 | 0.0010192 | [16 empty] | WLDFR | HFTD - Distribution - Tier 3 - 2QU CoRE ¦ 2QU LoRE | Seismic - Red Flag Warning - Catastrophic Fires | 2049 | 0 | 27464.7227 | 578.8407 | 17445.538 | 9440.3441 | 6510.3067 | 3.6179e-09 | 0 | 2.3554e-05 | 2.3554e-05 | 0 | 4.1964e-06 | 4.1964e-06 | 0 | 4.1964e-06
[58 empty] | 7.546e-06 | 0.0005796 | 0 | 0.0005796 | 0.00047312 | [16 empty] | WLDFR | HFTD - Distribution - Tier 3 - 2QU CoRE ¦ 2QU LoRE | Seismic - Red Flag Warning - Catastrophic Fires | 2050 | 0 | 27464.7227 | 578.8407 | 17445.538 | 9440.3441 | 6510.3067 | 3.6179e-09 | 0 | 2.3554e-05 | 2.3554e-05 | 0 | 4.1964e-06 | 4.1964e-06 | 0 | 4.1964e-06
[58 empty] | 7.546e-06 | 0.0005796 | 0 | 0.0005796 | 0.00044217 | [16 empty] | WLDFR | HFTD - Distribution - Tier 3 - 2QU CoRE ¦ 2QU LoRE | Seismic - Red Flag Warning - Catastrophic Fires | 2051 | 0 | 27464.7227 | 578.8407 | 17445.538 | 9440.3441 | 6510.3067 | 3.6179e-09 | 0 | 2.3554e-05 | 2.3554e-05 | 0 | 4.1964e-06 | 4.1964e-06 | 0 | 4.1964e-06
[58 empty] | 7.546e-06 | 0.0005796 | 0 | 0.0005796 | 0.00041324 | [16 empty] | WLDFR | HFTD - Distribution - Tier 3 - 2QU CoRE ¦ 2QU LoRE | Seismic - Red Flag Warning - Catastrophic Fires | 2052 | 0 | 27464.7227 | 578.8407 | 17445.538 | 9440.3441 | 6510.3067 | 3.6179e-09 | 0 | 2.3554e-05 | 2.3554e-05 | 0 | 4.1964e-06 | 4.1964e-06 | 0 | 4.1964e-06
[58 empty] | 7.546e-06 | 0.0005796 | 0 | 0.0005796 | 0.00038621 | [16 empty] | WLDFR | HFTD - Distribution - Tier 3 - 2QU CoRE ¦ 2QU LoRE | Seismic - Red Flag Warning - Catastrophic Fires | 2053 | 0 | 28779.6694 | 615.0952 | 18261.2327 | 9903.3415 | 6829.6018 | 3.6179e-09 | 0 | 2.4709e-05 | 2.4709e-05 | 0 | 4.1964e-06 | 4.1964e-06 | 0 | 4.1964e-06
[58 empty] | 7.546e-06 | 0.00060541 | 0 | 0.00060541 | 0.00037702 | [16 empty] | WLDFR | HFTD - Distribution - Tier 3 - 2QU CoRE ¦ 2QU LoRE | Seismic - Red Flag Warning - Catastrophic Fires | 2054 | 0 | 28779.6694 | 615.0952 | 18261.2327 | 9903.3415 | 6829.6018 | 3.6179e-09 | 0 | 2.4709e-05 | 2.4709e-05 | 0 | 4.3944e-06 | 4.3944e-06 | 0 | 4.3944e-06
[58 empty] | 7.546e-06 | 0.00060541 | 0 | 0.00060541 | 0.00035235 | [16 empty] | WLDFR | HFTD - Distribution - Tier 3 - 2QU CoRE ¦ 2QU LoRE | Seismic - Red Flag Warning - Catastrophic Fires | 2055 | 0 | 28779.6694 | 615.0952 | 18261.2327 | 9903.3415 | 6829.6018 | 3.6179e-09 | 0 | 2.4709e-05 | 2.4709e-05 | 0 | 4.3944e-06 | 4.3944e-06 | 0 | 4.3944e-06
[58 empty] | 7.546e-06 | 0.00060541 | 0 | 0.00060541 | 0.0003293 | [16 empty] | WLDFR | HFTD - Distribution - Tier 3 - 2QU CoRE ¦ 3QU LoRE | Non-Red Flag Warning - Catastrophic Fires | 2026 | 0 | 14664.6376 | 233.2301 | 8896.516 | 5534.8915 | 3817.0051 | 3.2183e-06 | 0 | 0.012284 | 0.012284 | 0 | 4.3944e-06 | 4.3944e-06 | 0 | 4.3944e-06
[58 empty] | 7.546e-06 | 0.00060541 | 0 | 0.00060541 | 0.00030776 | [16 empty] | WLDFR | HFTD - Distribution - Tier 3 - 2QU CoRE ¦ 3QU LoRE | Non-Red Flag Warning - Catastrophic Fires | 2027 | 0 | 14664.6376 | 233.2301 | 8896.516 | 5534.8915 | 3817.0051 | 3.2183e-06 | 0 | 0.012284 | 0.012284 | 0 | 4.3944e-06 | 4.3944e-06 | 0 | 4.3944e-06
[58 empty] | 7.546e-06 | 0.00060541 | 0 | 0.00060541 | 0.00028763 | [16 empty] | WLDFR | HFTD - Distribution - Tier 3 - 2QU CoRE ¦ 3QU LoRE | Non-Red Flag Warning - Catastrophic Fires | 2028 | 0 | 15317.9909 | 247.273 | 9287.6491 | 5783.0689 | 3988.1546 | 3.2183e-06 | 0 | 0.012835 | 0.012835 | 0 | 4.3944e-06 | 4.3944e-06 | 0 | 4.3944e-06
[58 empty] | 7.546e-06 | 0.00063409 | 0 | 0.00063409 | 0.00028155 | [16 empty] | WLDFR | HFTD - Distribution - Tier 3 - 2QU CoRE ¦ 3QU LoRE | Non-Red Flag Warning - Catastrophic Fires | 2029 | 0 | 15317.9909 | 247.273 | 9287.6491 | 5783.0689 | 3988.1546 | 3.2183e-06 | 0 | 0.012835 | 0.012835 | 0 | 4.6054e-06 | 4.6054e-06 | 0 | 4.6054e-06
[58 empty] | 6.4732e-06 | 0.00061833 | 0 | 0.00061833 | 0.00050474 | [16 empty] | WLDFR | HFTD - Distribution - Tier 3 - 2QU CoRE ¦ 3QU LoRE | Non-Red Flag Warning - Catastrophic Fires | 2030 | 0 | 15317.9909 | 247.273 | 9287.6491 | 5783.0689 | 3988.1546 | 3.2183e-06 | 0 | 0.012835 | 0.012835 | 0 | 4.6054e-06 | 4.6054e-06 | 0 | 4.6054e-06
[58 empty] | 6.4732e-06 | 0.00061833 | 0 | 0.00061833 | 0.00047172 | [16 empty] | WLDFR | HFTD - Distribution - Tier 3 - 2QU CoRE ¦ 3QU LoRE | Non-Red Flag Warning - Catastrophic Fires | 2031 | 0 | 15317.9909 | 247.273 | 9287.6491 | 5783.0689 | 3988.1546 | 3.2183e-06 | 0 | 0.012835 | 0.012835 | 0 | 4.6054e-06 | 4.6054e-06 | 0 | 4.6054e-06
[58 empty] | 6.4732e-06 | 0.00061833 | 0 | 0.00061833 | 0.00044086 | [16 empty] | WLDFR | HFTD - Distribution - Tier 3 - 2QU CoRE ¦ 3QU LoRE | Non-Red Flag Warning - Catastrophic Fires | 2032 | 0 | 15317.9909 | 247.273 | 9287.6491 | 5783.0689 | 3988.1546 | 3.2183e-06 | 0 | 0.012835 | 0.012835 | 0 | 4.6054e-06 | 4.6054e-06 | 0 | 4.6054e-06
[58 empty] | 6.4732e-06 | 0.00061833 | 0 | 0.00061833 | 0.00041202 | [16 empty] | WLDFR | HFTD - Distribution - Tier 3 - 2QU CoRE ¦ 3QU LoRE | Non-Red Flag Warning - Catastrophic Fires | 2033 | 0 | 16044.1264 | 263.1074 | 9721.74 | 6059.2791 | 4178.6364 | 3.2183e-06 | 0 | 0.013448 | 0.013448 | 0 | 0 | 4.6054e-06 | 0 | 4.6054e-06
[58 empty] | 6.4732e-06 | 0.00064587 | 0 | 0.00064587 | 0.00040222 | [16 empty] | WLDFR | HFTD - Distribution - Tier 3 - 2QU CoRE ¦ 3QU LoRE | Non-Red Flag Warning - Catastrophic Fires | 2034 | 0 | 16044.1264 | 263.1074 | 9721.74 | 6059.2791 | 4178.6364 | 3.2183e-06 | 0 | 0.013448 | 0.013448 | 0 | 0.00079432 | 0 | 0 | 0
[58 empty] | 6.4732e-06 | 0.00064587 | 0 | 0.00064587 | 0.0003759 | [16 empty] | WLDFR | HFTD - Distribution - Tier 3 - 2QU CoRE ¦ 3QU LoRE | Non-Red Flag Warning - Catastrophic Fires | 2035 | 0 | 16044.1264 | 263.1074 | 9721.74 | 6059.2791 | 4178.6364 | 3.2183e-06 | 0 | 0.013448 | 0.013448 | 0 | 0.00082344 | 0.00082344 | 0 | 0.00082344
[58 empty] | 6.4732e-06 | 0.00064587 | 0 | 0.00064587 | 0.00035131 | [16 empty] | WLDFR | HFTD - Distribution - Tier 3 - 2QU CoRE ¦ 3QU LoRE | Non-Red Flag Warning - Catastrophic Fires | 2036 | 0 | 16044.1264 | 263.1074 | 9721.74 | 6059.2791 | 4178.6364 | 3.2183e-06 | 0 | 0.013448 | 0.013448 | 0 | 0.00082344 | 0.00082344 | 0 | 0.00082344
[58 empty] | 6.4732e-06 | 0.00064587 | 0 | 0.00064587 | 0.00032833 | [16 empty] | WLDFR | HFTD - Distribution - Tier 3 - 2QU CoRE ¦ 3QU LoRE | Non-Red Flag Warning - Catastrophic Fires | 2037 | 0 | 16044.1264 | 263.1074 | 9721.74 | 6059.2791 | 4178.6364 | 3.2183e-06 | 0 | 0.013448 | 0.013448 | 0 | 0.00082344 | 0.00082344 | 0 | 0.00082344
[58 empty] | 6.4732e-06 | 0.00064587 | 0 | 0.00064587 | 0.00030685 | [16 empty] | WLDFR | HFTD - Distribution - Tier 3 - 2QU CoRE ¦ 3QU LoRE | Non-Red Flag Warning - Catastrophic Fires | 2038 | 0 | 16832.3912 | 280.5544 | 10192.2718 | 6359.5651 | 4385.7214 | 3.2183e-06 | 0 | 0.014114 | 0.014114 | 0 | 0.00082344 | 0.00082344 | 0 | 0.00082344
[58 empty] | 6.4732e-06 | 0.00067647 | 0 | 0.00067647 | 0.00030036 | [16 empty] | WLDFR | HFTD - Distribution - Tier 3 - 2QU CoRE ¦ 3QU LoRE | Non-Red Flag Warning - Catastrophic Fires | 2039 | 0 | 16832.3912 | 280.5544 | 10192.2718 | 6359.5651 | 4385.7214 | 3.2183e-06 | 0 | 0.014114 | 0.014114 | 0 | 0.00082344 | 0.00082344 | 0 | 0.00082344
[58 empty] | 1.3635e-06 | 0.00010687 | 0 | 0.00010687 | 8.7242e-05 | [16 empty] | WLDFR | HFTD - Distribution - Tier 3 - 2QU CoRE ¦ 3QU LoRE | Non-Red Flag Warning - Catastrophic Fires | 2040 | 0 | 16832.3912 | 280.5544 | 10192.2718 | 6359.5651 | 4385.7214 | 3.2183e-06 | 0 | 0.014114 | 0.014114 | 0 | 0.00086013 | 0.00086013 | 0 | 0.00086013
[58 empty] | 1.3635e-06 | 0.00010687 | 0 | 0.00010687 | 8.1534e-05 | [16 empty] | WLDFR | HFTD - Distribution - Tier 3 - 2QU CoRE ¦ 3QU LoRE | Non-Red Flag Warning - Catastrophic Fires | 2041 | 0 | 16832.3912 | 280.5544 | 10192.2718 | 6359.5651 | 4385.7214 | 3.2183e-06 | 0 | 0.014114 | 0.014114 | 0 | 0.00086013 | 0.00086013 | 0 | 0.00086013
[58 empty] | 1.3635e-06 | 0.00010687 | 0 | 0.00010687 | 7.62e-05 | [16 empty] | WLDFR | HFTD - Distribution - Tier 3 - 2QU CoRE ¦ 3QU LoRE | Non-Red Flag Warning - Catastrophic Fires | 2042 | 0 | 16832.3912 | 280.5544 | 10192.2718 | 6359.5651 | 4385.7214 | 3.2183e-06 | 0 | 0.014114 | 0.014114 | 0 | 0.00086013 | 0.00086013 | 0 | 0.00086013
[58 empty] | 1.3635e-06 | 0.00010687 | 0 | 0.00010687 | 7.1215e-05 | [16 empty] | WLDFR | HFTD - Distribution - Tier 3 - 2QU CoRE ¦ 3QU LoRE | Non-Red Flag Warning - Catastrophic Fires | 2043 | 0 | 17672.0852 | 299.42 | 10692.7362 | 6679.929 | 4606.6527 | 3.2183e-06 | 0 | 0.014826 | 0.014826 | 0 | 0.00086013 | 0.00086013 | 0 | 0.00086013
[58 empty] | 1.3635e-06 | 0.00011163 | 0 | 0.00011163 | 6.952e-05 | [16 empty] | WLDFR | HFTD - Distribution - Tier 3 - 2QU CoRE ¦ 3QU LoRE | Non-Red Flag Warning - Catastrophic Fires | 2044 | 0 | 17672.0852 | 299.42 | 10692.7362 | 6679.929 | 4606.6527 | 3.2183e-06 | 0 | 0.014826 | 0.014826 | 0 | 0.00086013 | 0.00086013 | 0 | 0.00086013
[58 empty] | 1.3635e-06 | 0.00011163 | 0 | 0.00011163 | 6.4972e-05 | [16 empty] | WLDFR | HFTD - Distribution - Tier 3 - 2QU CoRE ¦ 3QU LoRE | Non-Red Flag Warning - Catastrophic Fires | 2045 | 0 | 17672.0852 | 299.42 | 10692.7362 | 6679.929 | 4606.6527 | 3.2183e-06 | 0 | 0.014826 | 0.014826 | 0 | 0.0009009 | 0.0009009 | 0 | 0.0009009
[58 empty] | 1.3635e-06 | 0.00011163 | 0 | 0.00011163 | 6.0722e-05 | [16 empty] | WLDFR | HFTD - Distribution - Tier 3 - 2QU CoRE ¦ 3QU LoRE | Non-Red Flag Warning - Catastrophic Fires | 2046 | 0 | 17672.0852 | 299.42 | 10692.7362 | 6679.929 | 4606.6527 | 3.2183e-06 | 0 | 0.014826 | 0.014826 | 0 | 0.0009009 | 0.0009009 | 0 | 0.0009009
[58 empty] | 1.3635e-06 | 0.00011163 | 0 | 0.00011163 | 5.6749e-05 | [16 empty] | WLDFR | HFTD - Distribution - Tier 3 - 2QU CoRE ¦ 3QU LoRE | Non-Red Flag Warning - Catastrophic Fires | 2047 | 0 | 17672.0852 | 299.42 | 10692.7362 | 6679.929 | 4606.6527 | 3.2183e-06 | 0 | 0.014826 | 0.014826 | 0 | 0.0009009 | 0.0009009 | 0 | 0.0009009
[58 empty] | 1.3635e-06 | 0.00011163 | 0 | 0.00011163 | 5.3037e-05 | [16 empty] | WLDFR | HFTD - Distribution - Tier 3 - 2QU CoRE ¦ 3QU LoRE | Non-Red Flag Warning - Catastrophic Fires | 2048 | 0 | 18552.3348 | 319.4911 | 11216.5626 | 7016.281 | 4838.6098 | 3.2183e-06 | 0 | 0.015572 | 0.015572 | 0 | 0.0009009 | 0.0009009 | 0 | 0.0009009
[58 empty] | 1.3635e-06 | 0.00011692 | 0 | 0.00011692 | 5.1916e-05 | [16 empty] | WLDFR | HFTD - Distribution - Tier 3 - 2QU CoRE ¦ 3QU LoRE | Non-Red Flag Warning - Catastrophic Fires | 2049 | 0 | 18552.3348 | 319.4911 | 11216.5626 | 7016.281 | 4838.6098 | 3.2183e-06 | 0 | 0.015572 | 0.015572 | 0 | 0.0009009 | 0.0009009 | 0 | 0.0009009
[58 empty] | 3.9088e-05 | 0.0013015 | 0 | 0.0013015 | 0.0010624 | [16 empty] | WLDFR | HFTD - Distribution - Tier 3 - 2QU CoRE ¦ 3QU LoRE | Non-Red Flag Warning - Catastrophic Fires | 2050 | 0 | 18552.3348 | 319.4911 | 11216.5626 | 7016.281 | 4838.6098 | 3.2183e-06 | 0 | 0.015572 | 0.015572 | 0 | 0.00094516 | 0.00094516 | 0 | 0.00094516
[58 empty] | 3.9088e-05 | 0.0013015 | 0 | 0.0013015 | 0.00099288 | [16 empty] | WLDFR | HFTD - Distribution - Tier 3 - 2QU CoRE ¦ 3QU LoRE | Non-Red Flag Warning - Catastrophic Fires | 2051 | 0 | 18552.3348 | 319.4911 | 11216.5626 | 7016.281 | 4838.6098 | 3.2183e-06 | 0 | 0.015572 | 0.015572 | 0 | 0.00094516 | 0.00094516 | 0 | 0.00094516
[58 empty] | 3.9088e-05 | 0.0013015 | 0 | 0.0013015 | 0.00092793 | [16 empty] | WLDFR | HFTD - Distribution - Tier 3 - 2QU CoRE ¦ 3QU LoRE | Non-Red Flag Warning - Catastrophic Fires | 2052 | 0 | 18552.3348 | 319.4911 | 11216.5626 | 7016.281 | 4838.6098 | 3.2183e-06 | 0 | 0.015572 | 0.015572 | 0 | 0.00094516 | 0.00094516 | 0 | 0.00094516
[58 empty] | 3.9088e-05 | 0.0013015 | 0 | 0.0013015 | 0.00086722 | [16 empty] | WLDFR | HFTD - Distribution - Tier 3 - 2QU CoRE ¦ 3QU LoRE | Non-Red Flag Warning - Catastrophic Fires | 2053 | 0 | 19462.1283 | 340.5356 | 11757.1413 | 7364.4514 | 5078.7171 | 3.2183e-06 | 0 | 0.016345 | 0.016345 | 0 | 0.00094516 | 0.00094516 | 0 | 0.00094516
[58 empty] | 3.9088e-05 | 0.0013594 | 0 | 0.0013594 | 0.00084658 | [16 empty] | WLDFR | HFTD - Distribution - Tier 3 - 2QU CoRE ¦ 3QU LoRE | Non-Red Flag Warning - Catastrophic Fires | 2054 | 0 | 19462.1283 | 340.5356 | 11757.1413 | 7364.4514 | 5078.7171 | 3.2183e-06 | 0 | 0.016345 | 0.016345 | 0 | 0.00094516 | 0.00094516 | 0 | 0.00094516
[58 empty] | 3.9088e-05 | 0.0013594 | 0 | 0.0013594 | 0.0007912 | [16 empty] | WLDFR | HFTD - Distribution - Tier 3 - 2QU CoRE ¦ 3QU LoRE | Non-Red Flag Warning - Catastrophic Fires | 2055 | 0 | 19462.1283 | 340.5356 | 11757.1413 | 7364.4514 | 5078.7171 | 3.2183e-06 | 0 | 0.016345 | 0.016345 | 0 | 0.00099231 | 0.00099231 | 0 | 0.00099231
[58 empty] | 3.9088e-05 | 0.0013594 | 0 | 0.0013594 | 0.00073944 | [16 empty] | WLDFR | HFTD - Distribution - Tier 3 - 2QU CoRE ¦ 3QU LoRE | Non-Red Flag Warning - Large Fires | 2026 | 0 | 5.475 | 0.71896 | 3.0715 | 1.6846 | 1.1617 | 3.2859e-05 | 0 | 3.8173e-05 | 3.8173e-05 | 0 | 0.00099231 | 0.00099231 | 0 | 0.00099231
[58 empty] | 3.9088e-05 | 0.0013594 | 0 | 0.0013594 | 0.00069106 | [16 empty] | WLDFR | HFTD - Distribution - Tier 3 - 2QU CoRE ¦ 3QU LoRE | Non-Red Flag Warning - Large Fires | 2027 | 0 | 5.475 | 0.71896 | 3.0715 | 1.6846 | 1.1617 | 3.2859e-05 | 0 | 3.8173e-05 | 3.8173e-05 | 0 | 0.00099231 | 0.00099231 | 0 | 0.00099231
[58 empty] | 3.9088e-05 | 0.0013594 | 0 | 0.0013594 | 0.00064585 | [16 empty] | WLDFR | HFTD - Distribution - Tier 3 - 2QU CoRE ¦ 3QU LoRE | Non-Red Flag Warning - Large Fires | 2028 | 0 | 5.777 | 0.74734 | 3.238 | 1.7917 | 1.2356 | 3.2859e-05 | 0 | 4.0601e-05 | 4.0601e-05 | 0 | 0.00099231 | 0.00099231 | 0 | 0.00099231
[58 empty] | 3.9088e-05 | 0.0014238 | 0 | 0.0014238 | 0.0006322 | [16 empty] | WLDFR | HFTD - Distribution - Tier 3 - 2QU CoRE ¦ 3QU LoRE | Non-Red Flag Warning - Large Fires | 2029 | 0 | 5.777 | 0.74734 | 3.238 | 1.7917 | 1.2356 | 3.2859e-05 | 0 | 4.0601e-05 | 4.0601e-05 | 0 | 0.00099231 | 0.00099231 | 0 | 0.00099231
[58 empty] | 2.8289e-05 | 0.00078781 | 0 | 0.00078781 | 0.00064308 | [16 empty] | WLDFR | HFTD - Distribution - Tier 3 - 2QU CoRE ¦ 3QU LoRE | Non-Red Flag Warning - Large Fires | 2030 | 0 | 5.777 | 0.74734 | 3.238 | 1.7917 | 1.2356 | 3.2859e-05 | 0 | 4.0601e-05 | 4.0601e-05 | 0 | 0.0010417 | 0.0010417 | 0 | 0.0010417
[58 empty] | 2.8289e-05 | 0.00078781 | 0 | 0.00078781 | 0.00060101 | [16 empty] | WLDFR | HFTD - Distribution - Tier 3 - 2QU CoRE ¦ 3QU LoRE | Non-Red Flag Warning - Large Fires | 2031 | 0 | 5.777 | 0.74734 | 3.238 | 1.7917 | 1.2356 | 3.2859e-05 | 0 | 4.0601e-05 | 4.0601e-05 | 0 | 0.0010417 | 0.0010417 | 0 | 0.0010417
[58 empty] | 2.8289e-05 | 0.00078781 | 0 | 0.00078781 | 0.00056169 | [16 empty] | WLDFR | HFTD - Distribution - Tier 3 - 2QU CoRE ¦ 3QU LoRE | Non-Red Flag Warning - Large Fires | 2032 | 0 | 5.777 | 0.74734 | 3.238 | 1.7917 | 1.2356 | 3.2859e-05 | 0 | 4.0601e-05 | 4.0601e-05 | 0 | 0.0010417 | 0.0010417 | 0 | 0.0010417
[58 empty] | 2.8289e-05 | 0.00078781 | 0 | 0.00078781 | 0.00052495 | [16 empty] | WLDFR | HFTD - Distribution - Tier 3 - 2QU CoRE ¦ 3QU LoRE | Non-Red Flag Warning - Large Fires | 2033 | 0 | 6.1205 | 0.77885 | 3.4265 | 1.9151 | 1.3207 | 3.2859e-05 | 0 | 4.3398e-05 | 4.3398e-05 | 0 | 0.0010417 | 0.0010417 | 0 | 0.0010417
[58 empty] | 2.8289e-05 | 0.00082289 | 0 | 0.00082289 | 0.00051245 | [16 empty] | WLDFR | HFTD - Distribution - Tier 3 - 2QU CoRE ¦ 3QU LoRE | Non-Red Flag Warning - Large Fires | 2034 | 0 | 6.1205 | 0.77885 | 3.4265 | 1.9151 | 1.3207 | 3.2859e-05 | 0 | 4.3398e-05 | 4.3398e-05 | 0 | 0 | 0.0010417 | 0 | 0.0010417
[58 empty] | 2.8289e-05 | 0.00082289 | 0 | 0.00082289 | 0.00047893 | [16 empty] | WLDFR | HFTD - Distribution - Tier 3 - 2QU CoRE ¦ 3QU LoRE | Non-Red Flag Warning - Large Fires | 2035 | 0 | 6.1205 | 0.77885 | 3.4265 | 1.9151 | 1.3207 | 3.2859e-05 | 0 | 4.3398e-05 | 4.3398e-05 | 0 | 0.0009343 | 0 | 0 | 0
[58 empty] | 2.8289e-05 | 0.00082289 | 0 | 0.00082289 | 0.0004476 | [16 empty] | WLDFR | HFTD - Distribution - Tier 3 - 2QU CoRE ¦ 3QU LoRE | Non-Red Flag Warning - Large Fires | 2036 | 0 | 6.1205 | 0.77885 | 3.4265 | 1.9151 | 1.3207 | 3.2859e-05 | 0 | 4.3398e-05 | 4.3398e-05 | 0 | 0.00096843 | 0.00096843 | 0 | 0.00096843
[58 empty] | 2.8289e-05 | 0.00082289 | 0 | 0.00082289 | 0.00041831 | [16 empty] | WLDFR | HFTD - Distribution - Tier 3 - 2QU CoRE ¦ 3QU LoRE | Non-Red Flag Warning - Large Fires | 2037 | 0 | 6.1205 | 0.77885 | 3.4265 | 1.9151 | 1.3207 | 3.2859e-05 | 0 | 4.3398e-05 | 4.3398e-05 | 0 | 0.00096843 | 0.00096843 | 0 | 0.00096843
[58 empty] | 2.8289e-05 | 0.00082289 | 0 | 0.00082289 | 0.00039095 | [16 empty] | WLDFR | HFTD - Distribution - Tier 3 - 2QU CoRE ¦ 3QU LoRE | Non-Red Flag Warning - Large Fires | 2038 | 0 | 6.5028 | 0.81304 | 3.6355 | 2.0543 | 1.4167 | 3.2859e-05 | 0 | 4.655e-05 | 4.655e-05 | 0 | 0.00096843 | 0.00096843 | 0 | 0.00096843
[58 empty] | 2.8289e-05 | 0.00086188 | 0 | 0.00086188 | 0.00038268 | [16 empty] | WLDFR | HFTD - Distribution - Tier 3 - 2QU CoRE ¦ 3QU LoRE | Non-Red Flag Warning - Large Fires | 2039 | 0 | 6.5028 | 0.81304 | 3.6355 | 2.0543 | 1.4167 | 3.2859e-05 | 0 | 4.655e-05 | 4.655e-05 | 0 | 0.00096843 | 0.00096843 | 0 | 0.00096843
[58 empty] | 1.0498e-05 | 0.00025245 | 0 | 0.00025245 | 0.00020607 | [16 empty] | WLDFR | HFTD - Distribution - Tier 3 - 2QU CoRE ¦ 3QU LoRE | Non-Red Flag Warning - Large Fires | 2040 | 0 | 6.5028 | 0.81304 | 3.6355 | 2.0543 | 1.4167 | 3.2859e-05 | 0 | 4.655e-05 | 4.655e-05 | 0 | 0.00096843 | 0.00096843 | 0 | 0.00096843
[58 empty] | 1.0498e-05 | 0.00025245 | 0 | 0.00025245 | 0.00019259 | [16 empty] | WLDFR | HFTD - Distribution - Tier 3 - 2QU CoRE ¦ 3QU LoRE | Non-Red Flag Warning - Large Fires | 2041 | 0 | 6.5028 | 0.81304 | 3.6355 | 2.0543 | 1.4167 | 3.2859e-05 | 0 | 4.655e-05 | 4.655e-05 | 0 | 0.0010114 | 0.0010114 | 0 | 0.0010114
[58 empty] | 1.0498e-05 | 0.00025245 | 0 | 0.00025245 | 0.00017999 | [16 empty] | WLDFR | HFTD - Distribution - Tier 3 - 2QU CoRE ¦ 3QU LoRE | Non-Red Flag Warning - Large Fires | 2042 | 0 | 6.5028 | 0.81304 | 3.6355 | 2.0543 | 1.4167 | 3.2859e-05 | 0 | 4.655e-05 | 4.655e-05 | 0 | 0.0010114 | 0.0010114 | 0 | 0.0010114
[58 empty] | 1.0498e-05 | 0.00025245 | 0 | 0.00025245 | 0.00016822 | [16 empty] | WLDFR | HFTD - Distribution - Tier 3 - 2QU CoRE ¦ 3QU LoRE | Non-Red Flag Warning - Large Fires | 2043 | 0 | 6.9209 | 0.84944 | 3.8632 | 2.2083 | 1.5229 | 3.2859e-05 | 0 | 5.0041e-05 | 5.0041e-05 | 0 | 0.0010114 | 0.0010114 | 0 | 0.0010114
[58 empty] | 1.0498e-05 | 0.00026369 | 0 | 0.00026369 | 0.00016421 | [16 empty] | WLDFR | HFTD - Distribution - Tier 3 - 2QU CoRE ¦ 3QU LoRE | Non-Red Flag Warning - Large Fires | 2044 | 0 | 6.9209 | 0.84944 | 3.8632 | 2.2083 | 1.5229 | 3.2859e-05 | 0 | 5.0041e-05 | 5.0041e-05 | 0 | 0.0010114 | 0.0010114 | 0 | 0.0010114
[58 empty] | 1.0498e-05 | 0.00026369 | 0 | 0.00026369 | 0.00015347 | [16 empty] | WLDFR | HFTD - Distribution - Tier 3 - 2QU CoRE ¦ 3QU LoRE | Non-Red Flag Warning - Large Fires | 2045 | 0 | 6.9209 | 0.84944 | 3.8632 | 2.2083 | 1.5229 | 3.2859e-05 | 0 | 5.0041e-05 | 5.0041e-05 | 0 | 0.0010114 | 0.0010114 | 0 | 0.0010114
[58 empty] | 1.0498e-05 | 0.00026369 | 0 | 0.00026369 | 0.00014343 | [16 empty] | WLDFR | HFTD - Distribution - Tier 3 - 2QU CoRE ¦ 3QU LoRE | Non-Red Flag Warning - Large Fires | 2046 | 0 | 6.9209 | 0.84944 | 3.8632 | 2.2083 | 1.5229 | 3.2859e-05 | 0 | 5.0041e-05 | 5.0041e-05 | 0 | 0.0010591 | 0.0010591 | 0 | 0.0010591
[58 empty] | 1.0498e-05 | 0.00026369 | 0 | 0.00026369 | 0.00013405 | [16 empty] | WLDFR | HFTD - Distribution - Tier 3 - 2QU CoRE ¦ 3QU LoRE | Non-Red Flag Warning - Large Fires | 2047 | 0 | 6.9209 | 0.84944 | 3.8632 | 2.2083 | 1.5229 | 3.2859e-05 | 0 | 5.0041e-05 | 5.0041e-05 | 0 | 0.0010591 | 0.0010591 | 0 | 0.0010591
[58 empty] | 1.0498e-05 | 0.00026369 | 0 | 0.00026369 | 0.00012528 | [16 empty] | WLDFR | HFTD - Distribution - Tier 3 - 2QU CoRE ¦ 3QU LoRE | Non-Red Flag Warning - Large Fires | 2048 | 0 | 7.3713 | 0.88759 | 4.1075 | 2.3763 | 1.6388 | 3.2859e-05 | 0 | 5.3847e-05 | 5.3847e-05 | 0 | 0.0010591 | 0.0010591 | 0 | 0.0010591
[58 empty] | 1.0498e-05 | 0.00027619 | 0 | 0.00027619 | 0.00012263 | [16 empty] | WLDFR | HFTD - Distribution - Tier 3 - 2QU CoRE ¦ 3QU LoRE | Non-Red Flag Warning - Large Fires | 2049 | 0 | 7.3713 | 0.88759 | 4.1075 | 2.3763 | 1.6388 | 3.2859e-05 | 0 | 5.3847e-05 | 5.3847e-05 | 0 | 0.0010591 | 0.0010591 | 0 | 0.0010591
[58 empty] | 9.4952e-06 | 0.00031099 | 0 | 0.00031099 | 0.00025386 | [16 empty] | WLDFR | HFTD - Distribution - Tier 3 - 2QU CoRE ¦ 3QU LoRE | Non-Red Flag Warning - Large Fires | 2050 | 0 | 7.3713 | 0.88759 | 4.1075 | 2.3763 | 1.6388 | 3.2859e-05 | 0 | 5.3847e-05 | 5.3847e-05 | 0 | 0.0010591 | 0.0010591 | 0 | 0.0010591
[58 empty] | 9.4952e-06 | 0.00031099 | 0 | 0.00031099 | 0.00023725 | [16 empty] | WLDFR | HFTD - Distribution - Tier 3 - 2QU CoRE ¦ 3QU LoRE | Non-Red Flag Warning - Large Fires | 2051 | 0 | 7.3713 | 0.88759 | 4.1075 | 2.3763 | 1.6388 | 3.2859e-05 | 0 | 5.3847e-05 | 5.3847e-05 | 0 | 0.0011109 | 0.0011109 | 0 | 0.0011109
[58 empty] | 9.4952e-06 | 0.00031099 | 0 | 0.00031099 | 0.00022173 | [16 empty] | WLDFR | HFTD - Distribution - Tier 3 - 2QU CoRE ¦ 3QU LoRE | Non-Red Flag Warning - Large Fires | 2052 | 0 | 7.3713 | 0.88759 | 4.1075 | 2.3763 | 1.6388 | 3.2859e-05 | 0 | 5.3847e-05 | 5.3847e-05 | 0 | 0.0011109 | 0.0011109 | 0 | 0.0011109
[58 empty] | 9.4952e-06 | 0.00031099 | 0 | 0.00031099 | 0.00020722 | [16 empty] | WLDFR | HFTD - Distribution - Tier 3 - 2QU CoRE ¦ 3QU LoRE | Non-Red Flag Warning - Large Fires | 2053 | 0 | 7.8503 | 0.92702 | 4.3664 | 2.5569 | 1.7633 | 3.2859e-05 | 0 | 5.7939e-05 | 5.7939e-05 | 0 | 0.0011109 | 0.0011109 | 0 | 0.0011109
[58 empty] | 9.4952e-06 | 0.00032484 | 0 | 0.00032484 | 0.00020229 | [16 empty] | WLDFR | HFTD - Distribution - Tier 3 - 2QU CoRE ¦ 3QU LoRE | Non-Red Flag Warning - Large Fires | 2054 | 0 | 7.8503 | 0.92702 | 4.3664 | 2.5569 | 1.7633 | 3.2859e-05 | 0 | 5.7939e-05 | 5.7939e-05 | 0 | 0.0011109 | 0.0011109 | 0 | 0.0011109
[58 empty] | 9.4952e-06 | 0.00032484 | 0 | 0.00032484 | 0.00018906 | [16 empty] | WLDFR | HFTD - Distribution - Tier 3 - 2QU CoRE ¦ 3QU LoRE | Non-Red Flag Warning - Large Fires | 2055 | 0 | 7.8503 | 0.92702 | 4.3664 | 2.5569 | 1.7633 | 3.2859e-05 | 0 | 5.7939e-05 | 5.7939e-05 | 0 | 0.0011109 | 0.0011109 | 0 | 0.0011109
[58 empty] | 9.4952e-06 | 0.00032484 | 0 | 0.00032484 | 0.00017669 | [16 empty] | WLDFR | HFTD - Distribution - Tier 3 - 2QU CoRE ¦ 3QU LoRE | Non-Red Flag Warning - Small Fires | 2026 | 0 | 0.080408 | 0.03759 | 0.0016314 | 0.041187 | 0.028403 | 0.0042392 | 0 | 0.00012041 | 0.00012041 | 0 | 0.001166 | 0.001166 | 0 | 0.001166
[58 empty] | 9.4952e-06 | 0.00032484 | 0 | 0.00032484 | 0.00016513 | [16 empty] | WLDFR | HFTD - Distribution - Tier 3 - 2QU CoRE ¦ 3QU LoRE | Non-Red Flag Warning - Small Fires | 2027 | 0 | 0.080408 | 0.03759 | 0.0016314 | 0.041187 | 0.028403 | 0.0042392 | 0 | 0.00012041 | 0.00012041 | 0 | 0.001166 | 0.001166 | 0 | 0.001166
[58 empty] | 9.4952e-06 | 0.00032484 | 0 | 0.00032484 | 0.00015433 | [16 empty] | WLDFR | HFTD - Distribution - Tier 3 - 2QU CoRE ¦ 3QU LoRE | Non-Red Flag Warning - Small Fires | 2028 | 0 | 0.083606 | 0.039055 | 0.001695 | 0.042856 | 0.029555 | 0.0042392 | 0 | 0.00012529 | 0.00012529 | 0 | 0.001166 | 0.001166 | 0 | 0.001166
[58 empty] | 9.4952e-06 | 0.00034023 | 0 | 0.00034023 | 0.00015106 | [16 empty] | WLDFR | HFTD - Distribution - Tier 3 - 2QU CoRE ¦ 3QU LoRE | Non-Red Flag Warning - Small Fires | 2029 | 0 | 0.083606 | 0.039055 | 0.001695 | 0.042856 | 0.029555 | 0.0042392 | 0 | 0.00012529 | 0.00012529 | 0 | 0.001166 | 0.001166 | 0 | 0.001166
[58 empty] | 5.7764e-06 | 0.00022845 | 0 | 0.00022845 | 0.00018649 | [16 empty] | WLDFR | HFTD - Distribution - Tier 3 - 2QU CoRE ¦ 3QU LoRE | Non-Red Flag Warning - Small Fires | 2030 | 0 | 0.083606 | 0.039055 | 0.001695 | 0.042856 | 0.029555 | 0.0042392 | 0 | 0.00012529 | 0.00012529 | 0 | 0.001166 | 0.001166 | 0 | 0.001166
[58 empty] | 5.7764e-06 | 0.00022845 | 0 | 0.00022845 | 0.00017429 | [16 empty] | WLDFR | HFTD - Distribution - Tier 3 - 2QU CoRE ¦ 3QU LoRE | Non-Red Flag Warning - Small Fires | 2031 | 0 | 0.083606 | 0.039055 | 0.001695 | 0.042856 | 0.029555 | 0.0042392 | 0 | 0.00012529 | 0.00012529 | 0 | 0.0012237 | 0.0012237 | 0 | 0.0012237
[58 empty] | 5.7764e-06 | 0.00022845 | 0 | 0.00022845 | 0.00016288 | [16 empty] | WLDFR | HFTD - Distribution - Tier 3 - 2QU CoRE ¦ 3QU LoRE | Non-Red Flag Warning - Small Fires | 2032 | 0 | 0.083606 | 0.039055 | 0.001695 | 0.042856 | 0.029555 | 0.0042392 | 0 | 0.00012529 | 0.00012529 | 0 | 0.0012237 | 0.0012237 | 0 | 0.0012237
[58 empty] | 5.7764e-06 | 0.00022845 | 0 | 0.00022845 | 0.00015223 | [16 empty] | WLDFR | HFTD - Distribution - Tier 3 - 2QU CoRE ¦ 3QU LoRE | Non-Red Flag Warning - Small Fires | 2033 | 0 | 0.087211 | 0.040679 | 0.0017655 | 0.044766 | 0.030872 | 0.0042392 | 0 | 0.00013087 | 0.00013087 | 0 | 0.0012237 | 0.0012237 | 0 | 0.0012237
[58 empty] | 5.7764e-06 | 0.00023863 | 0 | 0.00023863 | 0.00014861 | [16 empty] | WLDFR | HFTD - Distribution - Tier 3 - 2QU CoRE ¦ 3QU LoRE | Non-Red Flag Warning - Small Fires | 2034 | 0 | 0.087211 | 0.040679 | 0.0017655 | 0.044766 | 0.030872 | 0.0042392 | 0 | 0.00013087 | 0.00013087 | 0 | 0.0012237 | 0.0012237 | 0 | 0.0012237
[58 empty] | 5.7764e-06 | 0.00023863 | 0 | 0.00023863 | 0.00013888 | [16 empty] | WLDFR | HFTD - Distribution - Tier 3 - 2QU CoRE ¦ 3QU LoRE | Non-Red Flag Warning - Small Fires | 2035 | 0 | 0.087211 | 0.040679 | 0.0017655 | 0.044766 | 0.030872 | 0.0042392 | 0 | 0.00013087 | 0.00013087 | 0 | 0 | 0.0012237 | 0 | 0.0012237
[58 empty] | 5.7764e-06 | 0.00023863 | 0 | 0.00023863 | 0.0001298 | [16 empty] | WLDFR | HFTD - Distribution - Tier 3 - 2QU CoRE ¦ 3QU LoRE | Non-Red Flag Warning - Small Fires | 2036 | 0 | 0.087211 | 0.040679 | 0.0017655 | 0.044766 | 0.030872 | 0.0042392 | 0 | 0.00013087 | 0.00013087 | 0 | 4.818e-06 | 0 | 0 | 0
[58 empty] | 5.7764e-06 | 0.00023863 | 0 | 0.00023863 | 0.00012131 | [16 empty] | WLDFR | HFTD - Distribution - Tier 3 - 2QU CoRE ¦ 3QU LoRE | Non-Red Flag Warning - Small Fires | 2037 | 0 | 0.087211 | 0.040679 | 0.0017655 | 0.044766 | 0.030872 | 0.0042392 | 0 | 0.00013087 | 0.00013087 | 0 | 5.0335e-06 | 5.0335e-06 | 0 | 5.0335e-06
[58 empty] | 5.7764e-06 | 0.00023863 | 0 | 0.00023863 | 0.00011337 | [16 empty] | WLDFR | HFTD - Distribution - Tier 3 - 2QU CoRE ¦ 3QU LoRE | Non-Red Flag Warning - Small Fires | 2038 | 0 | 0.091184 | 0.042438 | 0.0018418 | 0.046905 | 0.032347 | 0.0042392 | 0 | 0.00013713 | 0.00013713 | 0 | 5.0335e-06 | 5.0335e-06 | 0 | 5.0335e-06
[58 empty] | 5.7764e-06 | 0.00024994 | 0 | 0.00024994 | 0.00011097 | [16 empty] | WLDFR | HFTD - Distribution - Tier 3 - 2QU CoRE ¦ 3QU LoRE | Non-Red Flag Warning - Small Fires | 2039 | 0 | 0.091184 | 0.042438 | 0.0018418 | 0.046905 | 0.032347 | 0.0042392 | 0 | 0.00013713 | 0.00013713 | 0 | 5.0335e-06 | 5.0335e-06 | 0 | 5.0335e-06
[58 empty] | 9.8254e-05 | 0.00037171 | 0 | 0.00037171 | 0.00030343 | [16 empty] | WLDFR | HFTD - Distribution - Tier 3 - 2QU CoRE ¦ 3QU LoRE | Non-Red Flag Warning - Small Fires | 2040 | 0 | 0.091184 | 0.042438 | 0.0018418 | 0.046905 | 0.032347 | 0.0042392 | 0 | 0.00013713 | 0.00013713 | 0 | 5.0335e-06 | 5.0335e-06 | 0 | 5.0335e-06
[58 empty] | 9.8254e-05 | 0.00037171 | 0 | 0.00037171 | 0.00028358 | [16 empty] | WLDFR | HFTD - Distribution - Tier 3 - 2QU CoRE ¦ 3QU LoRE | Non-Red Flag Warning - Small Fires | 2041 | 0 | 0.091184 | 0.042438 | 0.0018418 | 0.046905 | 0.032347 | 0.0042392 | 0 | 0.00013713 | 0.00013713 | 0 | 5.0335e-06 | 5.0335e-06 | 0 | 5.0335e-06
[58 empty] | 9.8254e-05 | 0.00037171 | 0 | 0.00037171 | 0.00026503 | [16 empty] | WLDFR | HFTD - Distribution - Tier 3 - 2QU CoRE ¦ 3QU LoRE | Non-Red Flag Warning - Small Fires | 2042 | 0 | 0.091184 | 0.042438 | 0.0018418 | 0.046905 | 0.032347 | 0.0042392 | 0 | 0.00013713 | 0.00013713 | 0 | 5.3112e-06 | 5.3112e-06 | 0 | 5.3112e-06
[58 empty] | 9.8254e-05 | 0.00037171 | 0 | 0.00037171 | 0.00024769 | [16 empty] | WLDFR | HFTD - Distribution - Tier 3 - 2QU CoRE ¦ 3QU LoRE | Non-Red Flag Warning - Small Fires | 2043 | 0 | 0.095486 | 0.044306 | 0.0019228 | 0.049257 | 0.033969 | 0.0042392 | 0 | 0.000144 | 0.000144 | 0 | 5.3112e-06 | 5.3112e-06 | 0 | 5.3112e-06
[58 empty] | 9.8254e-05 | 0.00038826 | 0 | 0.00038826 | 0.00024179 | [16 empty] | WLDFR | HFTD - Distribution - Tier 3 - 2QU CoRE ¦ 3QU LoRE | Non-Red Flag Warning - Small Fires | 2044 | 0 | 0.095486 | 0.044306 | 0.0019228 | 0.049257 | 0.033969 | 0.0042392 | 0 | 0.000144 | 0.000144 | 0 | 5.3112e-06 | 5.3112e-06 | 0 | 5.3112e-06
[58 empty] | 9.8254e-05 | 0.00038826 | 0 | 0.00038826 | 0.00022597 | [16 empty] | WLDFR | HFTD - Distribution - Tier 3 - 2QU CoRE ¦ 3QU LoRE | Non-Red Flag Warning - Small Fires | 2045 | 0 | 0.095486 | 0.044306 | 0.0019228 | 0.049257 | 0.033969 | 0.0042392 | 0 | 0.000144 | 0.000144 | 0 | 5.3112e-06 | 5.3112e-06 | 0 | 5.3112e-06
[58 empty] | 9.8254e-05 | 0.00038826 | 0 | 0.00038826 | 0.00021119 | [16 empty] | WLDFR | HFTD - Distribution - Tier 3 - 2QU CoRE ¦ 3QU LoRE | Non-Red Flag Warning - Small Fires | 2046 | 0 | 0.095486 | 0.044306 | 0.0019228 | 0.049257 | 0.033969 | 0.0042392 | 0 | 0.000144 | 0.000144 | 0 | 5.3112e-06 | 5.3112e-06 | 0 | 5.3112e-06
[58 empty] | 9.8254e-05 | 0.00038826 | 0 | 0.00038826 | 0.00019737 | [16 empty] | WLDFR | HFTD - Distribution - Tier 3 - 2QU CoRE ¦ 3QU LoRE | Non-Red Flag Warning - Small Fires | 2047 | 0 | 0.095486 | 0.044306 | 0.0019228 | 0.049257 | 0.033969 | 0.0042392 | 0 | 0.000144 | 0.000144 | 0 | 5.6269e-06 | 5.6269e-06 | 0 | 5.6269e-06
[58 empty] | 9.8254e-05 | 0.00038826 | 0 | 0.00038826 | 0.00018446 | [16 empty] | WLDFR | HFTD - Distribution - Tier 3 - 2QU CoRE ¦ 3QU LoRE | Non-Red Flag Warning - Small Fires | 2048 | 0 | 0.10007 | 0.04626 | 0.0020076 | 0.051804 | 0.035726 | 0.0042392 | 0 | 0.00015145 | 0.00015145 | 0 | 5.6269e-06 | 5.6269e-06 | 0 | 5.6269e-06
[58 empty] | 9.8254e-05 | 0.00040667 | 0 | 0.00040667 | 0.00018057 | [16 empty] | WLDFR | HFTD - Distribution - Tier 3 - 2QU CoRE ¦ 3QU LoRE | Non-Red Flag Warning - Small Fires | 2049 | 0 | 0.10007 | 0.04626 | 0.0020076 | 0.051804 | 0.035726 | 0.0042392 | 0 | 0.00015145 | 0.00015145 | 0 | 5.6269e-06 | 5.6269e-06 | 0 | 5.6269e-06
[58 empty] | 3.9916e-05 | 0.00018355 | 0 | 0.00018355 | 0.00014983 | [16 empty] | WLDFR | HFTD - Distribution - Tier 3 - 2QU CoRE ¦ 3QU LoRE | Non-Red Flag Warning - Small Fires | 2050 | 0 | 0.10007 | 0.04626 | 0.0020076 | 0.051804 | 0.035726 | 0.0042392 | 0 | 0.00015145 | 0.00015145 | 0 | 5.6269e-06 | 5.6269e-06 | 0 | 5.6269e-06
[58 empty] | 3.9916e-05 | 0.00018355 | 0 | 0.00018355 | 0.00014003 | [16 empty] | WLDFR | HFTD - Distribution - Tier 3 - 2QU CoRE ¦ 3QU LoRE | Non-Red Flag Warning - Small Fires | 2051 | 0 | 0.10007 | 0.04626 | 0.0020076 | 0.051804 | 0.035726 | 0.0042392 | 0 | 0.00015145 | 0.00015145 | 0 | 5.6269e-06 | 5.6269e-06 | 0 | 5.6269e-06
[58 empty] | 3.9916e-05 | 0.00018355 | 0 | 0.00018355 | 0.00013087 | [16 empty] | WLDFR | HFTD - Distribution - Tier 3 - 2QU CoRE ¦ 3QU LoRE | Non-Red Flag Warning - Small Fires | 2052 | 0 | 0.10007 | 0.04626 | 0.0020076 | 0.051804 | 0.035726 | 0.0042392 | 0 | 0.00015145 | 0.00015145 | 0 | 5.9784e-06 | 5.9784e-06 | 0 | 5.9784e-06
[58 empty] | 3.9916e-05 | 0.00018355 | 0 | 0.00018355 | 0.00012231 | [16 empty] | WLDFR | HFTD - Distribution - Tier 3 - 2QU CoRE ¦ 3QU LoRE | Non-Red Flag Warning - Small Fires | 2053 | 0 | 0.10489 | 0.048274 | 0.002095 | 0.054525 | 0.037602 | 0.0042392 | 0 | 0.0001594 | 0.0001594 | 0 | 5.9784e-06 | 5.9784e-06 | 0 | 5.9784e-06
[58 empty] | 3.9916e-05 | 0.00019173 | 0 | 0.00019173 | 0.0001194 | [16 empty] | WLDFR | HFTD - Distribution - Tier 3 - 2QU CoRE ¦ 3QU LoRE | Non-Red Flag Warning - Small Fires | 2054 | 0 | 0.10489 | 0.048274 | 0.002095 | 0.054525 | 0.037602 | 0.0042392 | 0 | 0.0001594 | 0.0001594 | 0 | 5.9784e-06 | 5.9784e-06 | 0 | 5.9784e-06
[58 empty] | 3.9916e-05 | 0.00019173 | 0 | 0.00019173 | 0.00011159 | [16 empty] | WLDFR | HFTD - Distribution - Tier 3 - 2QU CoRE ¦ 3QU LoRE | Non-Red Flag Warning - Small Fires | 2055 | 0 | 0.10489 | 0.048274 | 0.002095 | 0.054525 | 0.037602 | 0.0042392 | 0 | 0.0001594 | 0.0001594 | 0 | 5.9784e-06 | 5.9784e-06 | 0 | 5.9784e-06
[58 empty] | 3.9916e-05 | 0.00019173 | 0 | 0.00019173 | 0.00010429 | [16 empty] | WLDFR | HFTD - Distribution - Tier 3 - 2QU CoRE ¦ 3QU LoRE | Red Flag Warning - Catastrophic Fires | 2026 | 0 | 14664.6376 | 233.2301 | 8896.516 | 5534.8915 | 3817.0051 | 6.6629e-05 | 0 | 0.25432 | 0.25432 | 0 | 5.9784e-06 | 5.9784e-06 | 0 | 5.9784e-06
[58 empty] | 3.9916e-05 | 0.00019173 | 0 | 0.00019173 | 9.7463e-05 | [16 empty] | WLDFR | HFTD - Distribution - Tier 3 - 2QU CoRE ¦ 3QU LoRE | Red Flag Warning - Catastrophic Fires | 2027 | 0 | 14664.6376 | 233.2301 | 8896.516 | 5534.8915 | 3817.0051 | 6.6629e-05 | 0 | 0.25432 | 0.25432 | 0 | 6.3628e-06 | 6.3628e-06 | 0 | 6.3628e-06
[58 empty] | 3.9916e-05 | 0.00019173 | 0 | 0.00019173 | 9.1087e-05 | [16 empty] | WLDFR | HFTD - Distribution - Tier 3 - 2QU CoRE ¦ 3QU LoRE | Red Flag Warning - Catastrophic Fires | 2028 | 0 | 15317.9909 | 247.273 | 9287.6491 | 5783.0689 | 3988.1546 | 6.6629e-05 | 0 | 0.26573 | 0.26573 | 0 | 6.3628e-06 | 6.3628e-06 | 0 | 6.3628e-06
[58 empty] | 3.9916e-05 | 0.00020081 | 0 | 0.00020081 | 8.9163e-05 | [16 empty] | WLDFR | HFTD - Distribution - Tier 3 - 2QU CoRE ¦ 3QU LoRE | Red Flag Warning - Catastrophic Fires | 2029 | 0 | 15317.9909 | 247.273 | 9287.6491 | 5783.0689 | 3988.1546 | 6.6629e-05 | 0 | 0.26573 | 0.26573 | 0 | 6.3628e-06 | 6.3628e-06 | 0 | 6.3628e-06
[58 empty] | 5.6891e-06 | 2.7129e-05 | 0 | 2.7129e-05 | 2.2146e-05 | [16 empty] | WLDFR | HFTD - Distribution - Tier 3 - 2QU CoRE ¦ 3QU LoRE | Red Flag Warning - Catastrophic Fires | 2030 | 0 | 15317.9909 | 247.273 | 9287.6491 | 5783.0689 | 3988.1546 | 6.6629e-05 | 0 | 0.26573 | 0.26573 | 0 | 6.3628e-06 | 6.3628e-06 | 0 | 6.3628e-06
[58 empty] | 5.6891e-06 | 2.7129e-05 | 0 | 2.7129e-05 | 2.0697e-05 | [16 empty] | WLDFR | HFTD - Distribution - Tier 3 - 2QU CoRE ¦ 3QU LoRE | Red Flag Warning - Catastrophic Fires | 2031 | 0 | 15317.9909 | 247.273 | 9287.6491 | 5783.0689 | 3988.1546 | 6.6629e-05 | 0 | 0.26573 | 0.26573 | 0 | 6.3628e-06 | 6.3628e-06 | 0 | 6.3628e-06
[58 empty] | 5.6891e-06 | 2.7129e-05 | 0 | 2.7129e-05 | 1.9343e-05 | [16 empty] | WLDFR | HFTD - Distribution - Tier 3 - 2QU CoRE ¦ 3QU LoRE | Red Flag Warning - Catastrophic Fires | 2032 | 0 | 15317.9909 | 247.273 | 9287.6491 | 5783.0689 | 3988.1546 | 6.6629e-05 | 0 | 0.26573 | 0.26573 | 0 | 6.7769e-06 | 6.7769e-06 | 0 | 6.7769e-06
[58 empty] | 5.6891e-06 | 2.7129e-05 | 0 | 2.7129e-05 | 1.8077e-05 | [16 empty] | WLDFR | HFTD - Distribution - Tier 3 - 2QU CoRE ¦ 3QU LoRE | Red Flag Warning - Catastrophic Fires | 2033 | 0 | 16044.1264 | 263.1074 | 9721.74 | 6059.2791 | 4178.6364 | 6.6629e-05 | 0 | 0.27842 | 0.27842 | 0 | 6.7769e-06 | 6.7769e-06 | 0 | 6.7769e-06
[58 empty] | 5.6891e-06 | 2.8338e-05 | 0 | 2.8338e-05 | 1.7647e-05 | [16 empty] | WLDFR | HFTD - Distribution - Tier 3 - 2QU CoRE ¦ 3QU LoRE | Red Flag Warning - Catastrophic Fires | 2034 | 0 | 16044.1264 | 263.1074 | 9721.74 | 6059.2791 | 4178.6364 | 6.6629e-05 | 0 | 0.27842 | 0.27842 | 0 | 6.7769e-06 | 6.7769e-06 | 0 | 6.7769e-06
[58 empty] | 5.6891e-06 | 2.8338e-05 | 0 | 2.8338e-05 | 1.6493e-05 | [16 empty] | WLDFR | HFTD - Distribution - Tier 3 - 2QU CoRE ¦ 3QU LoRE | Red Flag Warning - Catastrophic Fires | 2035 | 0 | 16044.1264 | 263.1074 | 9721.74 | 6059.2791 | 4178.6364 | 6.6629e-05 | 0 | 0.27842 | 0.27842 | 0 | 6.7769e-06 | 6.7769e-06 | 0 | 6.7769e-06
[58 empty] | 5.6891e-06 | 2.8338e-05 | 0 | 2.8338e-05 | 1.5414e-05 | [16 empty] | WLDFR | HFTD - Distribution - Tier 3 - 2QU CoRE ¦ 3QU LoRE | Red Flag Warning - Catastrophic Fires | 2036 | 0 | 16044.1264 | 263.1074 | 9721.74 | 6059.2791 | 4178.6364 | 6.6629e-05 | 0 | 0.27842 | 0.27842 | 0 | 0 | 6.7769e-06 | 0 | 6.7769e-06
[58 empty] | 5.6891e-06 | 2.8338e-05 | 0 | 2.8338e-05 | 1.4405e-05 | [16 empty] | WLDFR | HFTD - Distribution - Tier 3 - 2QU CoRE ¦ 3QU LoRE | Red Flag Warning - Catastrophic Fires | 2037 | 0 | 16044.1264 | 263.1074 | 9721.74 | 6059.2791 | 4178.6364 | 6.6629e-05 | 0 | 0.27842 | 0.27842 | 0 | 1.6921e-05 | 0 | 0 | 0
[58 empty] | 5.6891e-06 | 2.8338e-05 | 0 | 2.8338e-05 | 1.3463e-05 | [16 empty] | WLDFR | HFTD - Distribution - Tier 3 - 2QU CoRE ¦ 3QU LoRE | Red Flag Warning - Catastrophic Fires | 2038 | 0 | 16832.3912 | 280.5544 | 10192.2718 | 6359.5651 | 4385.7214 | 6.6629e-05 | 0 | 0.29222 | 0.29222 | 0 | 1.7466e-05 | 1.7466e-05 | 0 | 1.7466e-05
[58 empty] | 5.6891e-06 | 2.9681e-05 | 0 | 2.9681e-05 | 1.3179e-05 | [16 empty] | WLDFR | HFTD - Distribution - Tier 3 - 2QU CoRE ¦ 3QU LoRE | Red Flag Warning - Catastrophic Fires | 2039 | 0 | 16832.3912 | 280.5544 | 10192.2718 | 6359.5651 | 4385.7214 | 6.6629e-05 | 0 | 0.29222 | 0.29222 | 0 | 1.7466e-05 | 1.7466e-05 | 0 | 1.7466e-05
[58 empty] | 3.9157e-06 | 2.7897e-05 | 0 | 2.7897e-05 | 2.2772e-05 | [16 empty] | WLDFR | HFTD - Distribution - Tier 3 - 2QU CoRE ¦ 3QU LoRE | Red Flag Warning - Catastrophic Fires | 2040 | 0 | 16832.3912 | 280.5544 | 10192.2718 | 6359.5651 | 4385.7214 | 6.6629e-05 | 0 | 0.29222 | 0.29222 | 0 | 1.7466e-05 | 1.7466e-05 | 0 | 1.7466e-05
[58 empty] | 3.9157e-06 | 2.7897e-05 | 0 | 2.7897e-05 | 2.1282e-05 | [16 empty] | WLDFR | HFTD - Distribution - Tier 3 - 2QU CoRE ¦ 3QU LoRE | Red Flag Warning - Catastrophic Fires | 2041 | 0 | 16832.3912 | 280.5544 | 10192.2718 | 6359.5651 | 4385.7214 | 6.6629e-05 | 0 | 0.29222 | 0.29222 | 0 | 1.7466e-05 | 1.7466e-05 | 0 | 1.7466e-05
[58 empty] | 3.9157e-06 | 2.7897e-05 | 0 | 2.7897e-05 | 1.989e-05 | [16 empty] | WLDFR | HFTD - Distribution - Tier 3 - 2QU CoRE ¦ 3QU LoRE | Red Flag Warning - Catastrophic Fires | 2042 | 0 | 16832.3912 | 280.5544 | 10192.2718 | 6359.5651 | 4385.7214 | 6.6629e-05 | 0 | 0.29222 | 0.29222 | 0 | 1.7466e-05 | 1.7466e-05 | 0 | 1.7466e-05
[58 empty] | 3.9157e-06 | 2.7897e-05 | 0 | 2.7897e-05 | 1.8589e-05 | [16 empty] | WLDFR | HFTD - Distribution - Tier 3 - 2QU CoRE ¦ 3QU LoRE | Red Flag Warning - Catastrophic Fires | 2043 | 0 | 17672.0852 | 299.42 | 10692.7362 | 6679.929 | 4606.6527 | 6.6629e-05 | 0 | 0.30694 | 0.30694 | 0 | 1.816e-05 | 1.816e-05 | 0 | 1.816e-05
[58 empty] | 3.9157e-06 | 2.9139e-05 | 0 | 2.9139e-05 | 1.8146e-05 | [16 empty] | WLDFR | HFTD - Distribution - Tier 3 - 2QU CoRE ¦ 3QU LoRE | Red Flag Warning - Catastrophic Fires | 2044 | 0 | 17672.0852 | 299.42 | 10692.7362 | 6679.929 | 4606.6527 | 6.6629e-05 | 0 | 0.30694 | 0.30694 | 0 | 1.816e-05 | 1.816e-05 | 0 | 1.816e-05
[58 empty] | 3.9157e-06 | 2.9139e-05 | 0 | 2.9139e-05 | 1.6959e-05 | [16 empty] | WLDFR | HFTD - Distribution - Tier 3 - 2QU CoRE ¦ 3QU LoRE | Red Flag Warning - Catastrophic Fires | 2045 | 0 | 17672.0852 | 299.42 | 10692.7362 | 6679.929 | 4606.6527 | 6.6629e-05 | 0 | 0.30694 | 0.30694 | 0 | 1.816e-05 | 1.816e-05 | 0 | 1.816e-05
[58 empty] | 3.9157e-06 | 2.9139e-05 | 0 | 2.9139e-05 | 1.585e-05 | [16 empty] | WLDFR | HFTD - Distribution - Tier 3 - 2QU CoRE ¦ 3QU LoRE | Red Flag Warning - Catastrophic Fires | 2046 | 0 | 17672.0852 | 299.42 | 10692.7362 | 6679.929 | 4606.6527 | 6.6629e-05 | 0 | 0.30694 | 0.30694 | 0 | 1.816e-05 | 1.816e-05 | 0 | 1.816e-05
[58 empty] | 3.9157e-06 | 2.9139e-05 | 0 | 2.9139e-05 | 1.4813e-05 | [16 empty] | WLDFR | HFTD - Distribution - Tier 3 - 2QU CoRE ¦ 3QU LoRE | Red Flag Warning - Catastrophic Fires | 2047 | 0 | 17672.0852 | 299.42 | 10692.7362 | 6679.929 | 4606.6527 | 6.6629e-05 | 0 | 0.30694 | 0.30694 | 0 | 1.816e-05 | 1.816e-05 | 0 | 1.816e-05
[58 empty] | 3.9157e-06 | 2.9139e-05 | 0 | 2.9139e-05 | 1.3844e-05 | [16 empty] | WLDFR | HFTD - Distribution - Tier 3 - 2QU CoRE ¦ 3QU LoRE | Red Flag Warning - Catastrophic Fires | 2048 | 0 | 18552.3348 | 319.4911 | 11216.5626 | 7016.281 | 4838.6098 | 6.6629e-05 | 0 | 0.32239 | 0.32239 | 0 | 1.8943e-05 | 1.8943e-05 | 0 | 1.8943e-05
[58 empty] | 3.9157e-06 | 3.052e-05 | 0 | 3.052e-05 | 1.3551e-05 | [16 empty] | WLDFR | HFTD - Distribution - Tier 3 - 2QU CoRE ¦ 3QU LoRE | Red Flag Warning - Catastrophic Fires | 2049 | 0 | 18552.3348 | 319.4911 | 11216.5626 | 7016.281 | 4838.6098 | 6.6629e-05 | 0 | 0.32239 | 0.32239 | 0 | 1.8943e-05 | 1.8943e-05 | 0 | 1.8943e-05
[58 empty] | 2.7917e-06 | 9.8341e-06 | 0 | 9.8341e-06 | 8.0276e-06 | [16 empty] | WLDFR | HFTD - Distribution - Tier 3 - 2QU CoRE ¦ 3QU LoRE | Red Flag Warning - Catastrophic Fires | 2050 | 0 | 18552.3348 | 319.4911 | 11216.5626 | 7016.281 | 4838.6098 | 6.6629e-05 | 0 | 0.32239 | 0.32239 | 0 | 1.8943e-05 | 1.8943e-05 | 0 | 1.8943e-05
[58 empty] | 2.7917e-06 | 9.8341e-06 | 0 | 9.8341e-06 | 7.5024e-06 | [16 empty] | WLDFR | HFTD - Distribution - Tier 3 - 2QU CoRE ¦ 3QU LoRE | Red Flag Warning - Catastrophic Fires | 2051 | 0 | 18552.3348 | 319.4911 | 11216.5626 | 7016.281 | 4838.6098 | 6.6629e-05 | 0 | 0.32239 | 0.32239 | 0 | 1.8943e-05 | 1.8943e-05 | 0 | 1.8943e-05
[58 empty] | 2.7917e-06 | 9.8341e-06 | 0 | 9.8341e-06 | 7.0116e-06 | [16 empty] | WLDFR | HFTD - Distribution - Tier 3 - 2QU CoRE ¦ 3QU LoRE | Red Flag Warning - Catastrophic Fires | 2052 | 0 | 18552.3348 | 319.4911 | 11216.5626 | 7016.281 | 4838.6098 | 6.6629e-05 | 0 | 0.32239 | 0.32239 | 0 | 1.8943e-05 | 1.8943e-05 | 0 | 1.8943e-05
[58 empty] | 2.7917e-06 | 9.8341e-06 | 0 | 9.8341e-06 | 6.5529e-06 | [16 empty] | WLDFR | HFTD - Distribution - Tier 3 - 2QU CoRE ¦ 3QU LoRE | Red Flag Warning - Catastrophic Fires | 2053 | 0 | 19462.1283 | 340.5356 | 11757.1413 | 7364.4514 | 5078.7171 | 6.6629e-05 | 0 | 0.33839 | 0.33839 | 0 | 1.9806e-05 | 1.9806e-05 | 0 | 1.9806e-05
[58 empty] | 2.7917e-06 | 1.0272e-05 | 0 | 1.0272e-05 | 6.3969e-06 | [16 empty] | WLDFR | HFTD - Distribution - Tier 3 - 2QU CoRE ¦ 3QU LoRE | Red Flag Warning - Catastrophic Fires | 2054 | 0 | 19462.1283 | 340.5356 | 11757.1413 | 7364.4514 | 5078.7171 | 6.6629e-05 | 0 | 0.33839 | 0.33839 | 0 | 1.9806e-05 | 1.9806e-05 | 0 | 1.9806e-05
[58 empty] | 2.7917e-06 | 1.0272e-05 | 0 | 1.0272e-05 | 5.9784e-06 | [16 empty] | WLDFR | HFTD - Distribution - Tier 3 - 2QU CoRE ¦ 3QU LoRE | Red Flag Warning - Catastrophic Fires | 2055 | 0 | 19462.1283 | 340.5356 | 11757.1413 | 7364.4514 | 5078.7171 | 6.6629e-05 | 0 | 0.33839 | 0.33839 | 0 | 1.9806e-05 | 1.9806e-05 | 0 | 1.9806e-05
[58 empty] | 2.7917e-06 | 1.0272e-05 | 0 | 1.0272e-05 | 5.5873e-06 | [16 empty] | WLDFR | HFTD - Distribution - Tier 3 - 2QU CoRE ¦ 3QU LoRE | Red Flag Warning - Large Fires | 2026 | 0 | 5.475 | 0.71896 | 3.0715 | 1.6846 | 1.1617 | 5.134e-05 | 0 | 5.9643e-05 | 5.9643e-05 | 0 | 1.9806e-05 | 1.9806e-05 | 0 | 1.9806e-05
[58 empty] | 2.7917e-06 | 1.0272e-05 | 0 | 1.0272e-05 | 5.2218e-06 | [16 empty] | WLDFR | HFTD - Distribution - Tier 3 - 2QU CoRE ¦ 3QU LoRE | Red Flag Warning - Large Fires | 2027 | 0 | 5.475 | 0.71896 | 3.0715 | 1.6846 | 1.1617 | 5.134e-05 | 0 | 5.9643e-05 | 5.9643e-05 | 0 | 1.9806e-05 | 1.9806e-05 | 0 | 1.9806e-05
[58 empty] | 2.7917e-06 | 1.0272e-05 | 0 | 1.0272e-05 | 4.8802e-06 | [16 empty] | WLDFR | HFTD - Distribution - Tier 3 - 2QU CoRE ¦ 3QU LoRE | Red Flag Warning - Large Fires | 2028 | 0 | 5.777 | 0.74734 | 3.238 | 1.7917 | 1.2356 | 5.134e-05 | 0 | 6.3437e-05 | 6.3437e-05 | 0 | 2.0741e-05 | 2.0741e-05 | 0 | 2.0741e-05
[58 empty] | 2.7917e-06 | 1.0759e-05 | 0 | 1.0759e-05 | 4.7771e-06 | [16 empty] | WLDFR | HFTD - Distribution - Tier 3 - 2QU CoRE ¦ 3QU LoRE | Red Flag Warning - Large Fires | 2029 | 0 | 5.777 | 0.74734 | 3.238 | 1.7917 | 1.2356 | 5.134e-05 | 0 | 6.3437e-05 | 6.3437e-05 | 0 | 2.0741e-05 | 2.0741e-05 | 0 | 2.0741e-05
[53 empty] | 0 | 0 | 0 | 0 | 0 | [5 empty] | 0.03022 | 32.539 | 0 | 32.539 | 32.539 | [11 empty] | WLDFR | HFTD - Distribution - Tier 3 - 2QU CoRE ¦ 3QU LoRE | Red Flag Warning - Large Fires | 2030 | 0 | 5.777 | 0.74734 | 3.238 | 1.7917 | 1.2356 | 5.134e-05 | 0 | 6.3437e-05 | 6.3437e-05 | 0 | 2.0741e-05 | 2.0741e-05 | 0 | 2.0741e-05
[53 empty] | 0.03022 | 32.539 | 0 | 32.539 | 30.4103 | [5 empty] | 0.03022 | 32.539 | 0 | 32.539 | 30.4103 | [11 empty] | WLDFR | HFTD - Distribution - Tier 3 - 2QU CoRE ¦ 3QU LoRE | Red Flag Warning - Large Fires | 2031 | 0 | 5.777 | 0.74734 | 3.238 | 1.7917 | 1.2356 | 5.134e-05 | 0 | 6.3437e-05 | 6.3437e-05 | 0 | 2.0741e-05 | 2.0741e-05 | 0 | 2.0741e-05
[53 empty] | 0.03022 | 33.7312 | 0 | 33.7312 | 29.4621 | [5 empty] | 0.03022 | 33.7312 | 0 | 33.7312 | 29.4621 | [11 empty] | WLDFR | HFTD - Distribution - Tier 3 - 2QU CoRE ¦ 3QU LoRE | Red Flag Warning - Large Fires | 2032 | 0 | 5.777 | 0.74734 | 3.238 | 1.7917 | 1.2356 | 5.134e-05 | 0 | 6.3437e-05 | 6.3437e-05 | 0 | 2.0741e-05 | 2.0741e-05 | 0 | 2.0741e-05
[53 empty] | 0.03022 | 33.7312 | 0 | 33.7312 | 27.5347 | [5 empty] | 0.03022 | 33.7312 | 0 | 33.7312 | 27.5347 | [11 empty] | WLDFR | HFTD - Distribution - Tier 3 - 2QU CoRE ¦ 3QU LoRE | Red Flag Warning - Large Fires | 2033 | 0 | 6.1205 | 0.77885 | 3.4265 | 1.9151 | 1.3207 | 5.134e-05 | 0 | 6.7806e-05 | 6.7806e-05 | 0 | 2.1737e-05 | 2.1737e-05 | 0 | 2.1737e-05
[53 empty] | 0.03022 | 33.7312 | 0 | 33.7312 | 25.7334 | [5 empty] | 0.03022 | 33.7312 | 0 | 33.7312 | 25.7334 | [11 empty] | WLDFR | HFTD - Distribution - Tier 3 - 2QU CoRE ¦ 3QU LoRE | Red Flag Warning - Large Fires | 2034 | 0 | 6.1205 | 0.77885 | 3.4265 | 1.9151 | 1.3207 | 5.134e-05 | 0 | 6.7806e-05 | 6.7806e-05 | 0 | 2.1737e-05 | 2.1737e-05 | 0 | 2.1737e-05
[53 empty] | 0.03022 | 33.7312 | 0 | 33.7312 | 24.0499 | [5 empty] | 0.03022 | 33.7312 | 0 | 33.7312 | 24.0499 | [11 empty] | WLDFR | HFTD - Distribution - Tier 3 - 2QU CoRE ¦ 3QU LoRE | Red Flag Warning - Large Fires | 2035 | 0 | 6.1205 | 0.77885 | 3.4265 | 1.9151 | 1.3207 | 5.134e-05 | 0 | 6.7806e-05 | 6.7806e-05 | 0 | 2.1737e-05 | 2.1737e-05 | 0 | 2.1737e-05
[53 empty] | 0.03022 | 33.7312 | 0 | 33.7312 | 22.4765 | [5 empty] | 0.03022 | 33.7312 | 0 | 33.7312 | 22.4765 | [11 empty] | WLDFR | HFTD - Distribution - Tier 3 - 2QU CoRE ¦ 3QU LoRE | Red Flag Warning - Large Fires | 2036 | 0 | 6.1205 | 0.77885 | 3.4265 | 1.9151 | 1.3207 | 5.134e-05 | 0 | 6.7806e-05 | 6.7806e-05 | 0 | 2.1737e-05 | 2.1737e-05 | 0 | 2.1737e-05
[53 empty] | 0.03022 | 35.2333 | 0 | 35.2333 | 21.9415 | [5 empty] | 0.03022 | 35.2333 | 0 | 35.2333 | 21.9415 | [11 empty] | WLDFR | HFTD - Distribution - Tier 3 - 2QU CoRE ¦ 3QU LoRE | Red Flag Warning - Large Fires | 2037 | 0 | 6.1205 | 0.77885 | 3.4265 | 1.9151 | 1.3207 | 5.134e-05 | 0 | 6.7806e-05 | 6.7806e-05 | 0 | 0 | 2.1737e-05 | 0 | 2.1737e-05
[53 empty] | 0.03022 | 35.2333 | 0 | 35.2333 | 20.5061 | [5 empty] | 0.03022 | 35.2333 | 0 | 35.2333 | 20.5061 | [11 empty] | WLDFR | HFTD - Distribution - Tier 3 - 2QU CoRE ¦ 3QU LoRE | Red Flag Warning - Large Fires | 2038 | 0 | 6.5028 | 0.81304 | 3.6355 | 2.0543 | 1.4167 | 5.134e-05 | 0 | 7.2732e-05 | 7.2732e-05 | 0 | 0.054139 | 0 | 0 | 0
[53 empty] | 0.03022 | 35.2333 | 0 | 35.2333 | 19.1646 | [5 empty] | 0.03022 | 35.2333 | 0 | 35.2333 | 19.1646 | [11 empty] | WLDFR | HFTD - Distribution - Tier 3 - 2QU CoRE ¦ 3QU LoRE | Red Flag Warning - Large Fires | 2039 | 0 | 6.5028 | 0.81304 | 3.6355 | 2.0543 | 1.4167 | 5.134e-05 | 0 | 7.2732e-05 | 7.2732e-05 | 0 | 0.056124 | 0.056124 | 0 | 0.056124
[53 empty] | 0.03022 | 35.2333 | 0 | 35.2333 | 17.9108 | [5 empty] | 0.03022 | 35.2333 | 0 | 35.2333 | 17.9108 | [11 empty] | WLDFR | HFTD - Distribution - Tier 3 - 2QU CoRE ¦ 3QU LoRE | Red Flag Warning - Large Fires | 2040 | 0 | 6.5028 | 0.81304 | 3.6355 | 2.0543 | 1.4167 | 5.134e-05 | 0 | 7.2732e-05 | 7.2732e-05 | 0 | 0.056124 | 0.056124 | 0 | 0.056124
[53 empty] | 0.03022 | 35.2333 | 0 | 35.2333 | 16.7391 | [5 empty] | 0.03022 | 35.2333 | 0 | 35.2333 | 16.7391 | [11 empty] | WLDFR | HFTD - Distribution - Tier 3 - 2QU CoRE ¦ 3QU LoRE | Red Flag Warning - Large Fires | 2041 | 0 | 6.5028 | 0.81304 | 3.6355 | 2.0543 | 1.4167 | 5.134e-05 | 0 | 7.2732e-05 | 7.2732e-05 | 0 | 0.056124 | 0.056124 | 0 | 0.056124
[53 empty] | 0.03022 | 36.9026 | 0 | 36.9026 | 16.3852 | [5 empty] | 0.03022 | 36.9026 | 0 | 36.9026 | 16.3852 | [11 empty] | WLDFR | HFTD - Distribution - Tier 3 - 2QU CoRE ¦ 3QU LoRE | Red Flag Warning - Large Fires | 2042 | 0 | 6.5028 | 0.81304 | 3.6355 | 2.0543 | 1.4167 | 5.134e-05 | 0 | 7.2732e-05 | 7.2732e-05 | 0 | 0.056124 | 0.056124 | 0 | 0.056124
[53 empty] | 0.03022 | 36.9026 | 0 | 36.9026 | 15.3133 | [5 empty] | 0.03022 | 36.9026 | 0 | 36.9026 | 15.3133 | [11 empty] | WLDFR | HFTD - Distribution - Tier 3 - 2QU CoRE ¦ 3QU LoRE | Red Flag Warning - Large Fires | 2043 | 0 | 6.9209 | 0.84944 | 3.8632 | 2.2083 | 1.5229 | 5.134e-05 | 0 | 7.8186e-05 | 7.8186e-05 | 0 | 0.056124 | 0.056124 | 0 | 0.056124
[53 empty] | 0.03022 | 36.9026 | 0 | 36.9026 | 14.3115 | [5 empty] | 0.03022 | 36.9026 | 0 | 36.9026 | 14.3115 | [11 empty] | WLDFR | HFTD - Distribution - Tier 3 - 2QU CoRE ¦ 3QU LoRE | Red Flag Warning - Large Fires | 2044 | 0 | 6.9209 | 0.84944 | 3.8632 | 2.2083 | 1.5229 | 5.134e-05 | 0 | 7.8186e-05 | 7.8186e-05 | 0 | 0.058624 | 0.058624 | 0 | 0.058624
[53 empty] | 0.03022 | 36.9026 | 0 | 36.9026 | 13.3752 | [5 empty] | 0.03022 | 36.9026 | 0 | 36.9026 | 13.3752 | [11 empty] | WLDFR | HFTD - Distribution - Tier 3 - 2QU CoRE ¦ 3QU LoRE | Red Flag Warning - Large Fires | 2045 | 0 | 6.9209 | 0.84944 | 3.8632 | 2.2083 | 1.5229 | 5.134e-05 | 0 | 7.8186e-05 | 7.8186e-05 | 0 | 0.058624 | 0.058624 | 0 | 0.058624
[53 empty] | 0.03022 | 36.9026 | 0 | 36.9026 | 12.5002 | [5 empty] | 0.03022 | 36.9026 | 0 | 36.9026 | 12.5002 | [11 empty] | WLDFR | HFTD - Distribution - Tier 3 - 2QU CoRE ¦ 3QU LoRE | Red Flag Warning - Large Fires | 2046 | 0 | 6.9209 | 0.84944 | 3.8632 | 2.2083 | 1.5229 | 5.134e-05 | 0 | 7.8186e-05 | 7.8186e-05 | 0 | 0.058624 | 0.058624 | 0 | 0.058624
[53 empty] | 0.03022 | 38.7144 | 0 | 38.7144 | 12.256 | [5 empty] | 0.03022 | 38.7144 | 0 | 38.7144 | 12.256 | [11 empty] | WLDFR | HFTD - Distribution - Tier 3 - 2QU CoRE ¦ 3QU LoRE | Red Flag Warning - Large Fires | 2047 | 0 | 6.9209 | 0.84944 | 3.8632 | 2.2083 | 1.5229 | 5.134e-05 | 0 | 7.8186e-05 | 7.8186e-05 | 0 | 0.058624 | 0.058624 | 0 | 0.058624
[53 empty] | 0.03022 | 38.7144 | 0 | 38.7144 | 11.4542 | [5 empty] | 0.03022 | 38.7144 | 0 | 38.7144 | 11.4542 | [11 empty] | WLDFR | HFTD - Distribution - Tier 3 - 2QU CoRE ¦ 3QU LoRE | Red Flag Warning - Large Fires | 2048 | 0 | 7.3713 | 0.88759 | 4.1075 | 2.3763 | 1.6388 | 5.134e-05 | 0 | 8.4134e-05 | 8.4134e-05 | 0 | 0.058624 | 0.058624 | 0 | 0.058624
[53 empty] | 0.03022 | 38.7144 | 0 | 38.7144 | 10.7049 | [5 empty] | 0.03022 | 38.7144 | 0 | 38.7144 | 10.7049 | [11 empty] | WLDFR | HFTD - Distribution - Tier 3 - 2QU CoRE ¦ 3QU LoRE | Red Flag Warning - Large Fires | 2049 | 0 | 7.3713 | 0.88759 | 4.1075 | 2.3763 | 1.6388 | 5.134e-05 | 0 | 8.4134e-05 | 8.4134e-05 | 0 | 0.061403 | 0.061403 | 0 | 0.061403
[53 empty] | 0.03022 | 38.7144 | 0 | 38.7144 | 10.0045 | [5 empty] | 0.03022 | 38.7144 | 0 | 38.7144 | 10.0045 | [11 empty] | WLDFR | HFTD - Distribution - Tier 3 - 2QU CoRE ¦ 3QU LoRE | Red Flag Warning - Large Fires | 2050 | 0 | 7.3713 | 0.88759 | 4.1075 | 2.3763 | 1.6388 | 5.134e-05 | 0 | 8.4134e-05 | 8.4134e-05 | 0 | 0.061403 | 0.061403 | 0 | 0.061403
[53 empty] | 0.03022 | 38.7144 | 0 | 38.7144 | 9.35 | [5 empty] | 0.03022 | 38.7144 | 0 | 38.7144 | 9.35 | [11 empty] | WLDFR | HFTD - Distribution - Tier 3 - 2QU CoRE ¦ 3QU LoRE | Red Flag Warning - Large Fires | 2051 | 0 | 7.3713 | 0.88759 | 4.1075 | 2.3763 | 1.6388 | 5.134e-05 | 0 | 8.4134e-05 | 8.4134e-05 | 0 | 0.061403 | 0.061403 | 0 | 0.061403
[53 empty] | 0.03022 | 40.6443 | 0 | 40.6443 | 9.174 | [5 empty] | 0.03022 | 40.6443 | 0 | 40.6443 | 9.174 | [11 empty] | WLDFR | HFTD - Distribution - Tier 3 - 2QU CoRE ¦ 3QU LoRE | Red Flag Warning - Large Fires | 2052 | 0 | 7.3713 | 0.88759 | 4.1075 | 2.3763 | 1.6388 | 5.134e-05 | 0 | 8.4134e-05 | 8.4134e-05 | 0 | 0.061403 | 0.061403 | 0 | 0.061403
[53 empty] | 0.03022 | 40.6443 | 0 | 40.6443 | 8.5738 | [5 empty] | 0.03022 | 40.6443 | 0 | 40.6443 | 8.5738 | [11 empty] | WLDFR | HFTD - Distribution - Tier 3 - 2QU CoRE ¦ 3QU LoRE | Red Flag Warning - Large Fires | 2053 | 0 | 7.8503 | 0.92702 | 4.3664 | 2.5569 | 1.7633 | 5.134e-05 | 0 | 9.0527e-05 | 9.0527e-05 | 0 | 0.061403 | 0.061403 | 0 | 0.061403
[53 empty] | 0.03022 | 40.6443 | 0 | 40.6443 | 8.0129 | [5 empty] | 0.03022 | 40.6443 | 0 | 40.6443 | 8.0129 | [11 empty] | WLDFR | HFTD - Distribution - Tier 3 - 2QU CoRE ¦ 3QU LoRE | Red Flag Warning - Large Fires | 2054 | 0 | 7.8503 | 0.92702 | 4.3664 | 2.5569 | 1.7633 | 5.134e-05 | 0 | 9.0527e-05 | 9.0527e-05 | 0 | 0.06442 | 0.06442 | 0 | 0.06442
[53 empty] | 0.03022 | 40.6443 | 0 | 40.6443 | 7.4887 | [5 empty] | 0.03022 | 40.6443 | 0 | 40.6443 | 7.4887 | [11 empty] | WLDFR | HFTD - Distribution - Tier 3 - 2QU CoRE ¦ 3QU LoRE | Red Flag Warning - Large Fires | 2055 | 0 | 7.8503 | 0.92702 | 4.3664 | 2.5569 | 1.7633 | 5.134e-05 | 0 | 9.0527e-05 | 9.0527e-05 | 0 | 0.06442 | 0.06442 | 0 | 0.06442
[53 empty] | 0.03022 | 40.6443 | 0 | 40.6443 | 6.9988 | [5 empty] | 0.03022 | 40.6443 | 0 | 40.6443 | 6.9988 | [11 empty] | WLDFR | HFTD - Distribution - Tier 3 - 2QU CoRE ¦ 3QU LoRE | Red Flag Warning - Small Fires | 2026 | 0 | 0.080408 | 0.03759 | 0.0016314 | 0.041187 | 0.028403 | 0.00064533 | 0 | 1.833e-05 | 1.833e-05 | 0 | 0.06442 | 0.06442 | 0 | 0.06442
[53 empty] | 0.03022 | 42.6671 | 0 | 42.6671 | 6.8664 | [5 empty] | 0.03022 | 42.6671 | 0 | 42.6671 | 6.8664 | [11 empty] | WLDFR | HFTD - Distribution - Tier 3 - 2QU CoRE ¦ 3QU LoRE | Red Flag Warning - Small Fires | 2027 | 0 | 0.080408 | 0.03759 | 0.0016314 | 0.041187 | 0.028403 | 0.00064533 | 0 | 1.833e-05 | 1.833e-05 | 0 | 0.06442 | 0.06442 | 0 | 0.06442
[53 empty] | 0.03022 | 42.6671 | 0 | 42.6671 | 6.4172 | [5 empty] | 0.03022 | 42.6671 | 0 | 42.6671 | 6.4172 | [11 empty] | WLDFR | HFTD - Distribution - Tier 3 - 2QU CoRE ¦ 3QU LoRE | Red Flag Warning - Small Fires | 2028 | 0 | 0.083606 | 0.039055 | 0.001695 | 0.042856 | 0.029555 | 0.00064533 | 0 | 1.9073e-05 | 1.9073e-05 | 0 | 0.06442 | 0.06442 | 0 | 0.06442
[53 empty] | 0.03022 | 42.6671 | 0 | 42.6671 | 5.9974 | [5 empty] | 0.03022 | 42.6671 | 0 | 42.6671 | 5.9974 | [11 empty] | WLDFR | HFTD - Distribution - Tier 3 - 2QU CoRE ¦ 3QU LoRE | Red Flag Warning - Small Fires | 2029 | 0 | 0.083606 | 0.039055 | 0.001695 | 0.042856 | 0.029555 | 0.00064533 | 0 | 1.9073e-05 | 1.9073e-05 | 0 | 0.067633 | 0.067633 | 0 | 0.067633
[53 empty] | 0.03022 | 42.6671 | 0 | 42.6671 | 5.6051 | [5 empty] | 0 | 0 | 0 | 0 | 0 | [11 empty] | WLDFR | HFTD - Distribution - Tier 3 - 2QU CoRE ¦ 3QU LoRE | Red Flag Warning - Small Fires | 2030 | 0 | 0.083606 | 0.039055 | 0.001695 | 0.042856 | 0.029555 | 0.00064533 | 0 | 1.9073e-05 | 1.9073e-05 | 0 | 0.067633 | 0.067633 | 0 | 0.067633
[53 empty] | 0 | 0 | 0 | 0 | 0 | [5 empty] | 0 | 0 | 0 | 0 | 0 | [11 empty] | WLDFR | HFTD - Distribution - Tier 3 - 2QU CoRE ¦ 3QU LoRE | Red Flag Warning - Small Fires | 2031 | 0 | 0.083606 | 0.039055 | 0.001695 | 0.042856 | 0.029555 | 0.00064533 | 0 | 1.9073e-05 | 1.9073e-05 | 0 | 0.067633 | 0.067633 | 0 | 0.067633
[53 empty] | 0 | 0 | 0 | 0 | 0 | [5 empty] | 0.019011 | 26.2691 | 0 | 26.2691 | 26.2691 | [11 empty] | WLDFR | HFTD - Distribution - Tier 3 - 2QU CoRE ¦ 3QU LoRE | Red Flag Warning - Small Fires | 2032 | 0 | 0.083606 | 0.039055 | 0.001695 | 0.042856 | 0.029555 | 0.00064533 | 0 | 1.9073e-05 | 1.9073e-05 | 0 | 0.067633 | 0.067633 | 0 | 0.067633
[53 empty] | 0.019011 | 26.2691 | 0 | 26.2691 | 24.5506 | [5 empty] | 0.019011 | 26.2691 | 0 | 26.2691 | 24.5506 | [11 empty] | WLDFR | HFTD - Distribution - Tier 3 - 2QU CoRE ¦ 3QU LoRE | Red Flag Warning - Small Fires | 2033 | 0 | 0.087211 | 0.040679 | 0.0017655 | 0.044766 | 0.030872 | 0.00064533 | 0 | 1.9923e-05 | 1.9923e-05 | 0 | 0.067633 | 0.067633 | 0 | 0.067633
[53 empty] | 0.019011 | 27.2316 | 0 | 27.2316 | 23.7852 | [5 empty] | 0.019011 | 27.2316 | 0 | 27.2316 | 23.7852 | [11 empty] | WLDFR | HFTD - Distribution - Tier 3 - 2QU CoRE ¦ 3QU LoRE | Red Flag Warning - Small Fires | 2034 | 0 | 0.087211 | 0.040679 | 0.0017655 | 0.044766 | 0.030872 | 0.00064533 | 0 | 1.9923e-05 | 1.9923e-05 | 0 | 0.071002 | 0.071002 | 0 | 0.071002
[53 empty] | 0.019011 | 27.2316 | 0 | 27.2316 | 22.2291 | [5 empty] | 0.019011 | 27.2316 | 0 | 27.2316 | 22.2291 | [11 empty] | WLDFR | HFTD - Distribution - Tier 3 - 2QU CoRE ¦ 3QU LoRE | Red Flag Warning - Small Fires | 2035 | 0 | 0.087211 | 0.040679 | 0.0017655 | 0.044766 | 0.030872 | 0.00064533 | 0 | 1.9923e-05 | 1.9923e-05 | 0 | 0.071002 | 0.071002 | 0 | 0.071002
[53 empty] | 0.019011 | 27.2316 | 0 | 27.2316 | 20.7749 | [5 empty] | 0.019011 | 27.2316 | 0 | 27.2316 | 20.7749 | [11 empty] | WLDFR | HFTD - Distribution - Tier 3 - 2QU CoRE ¦ 3QU LoRE | Red Flag Warning - Small Fires | 2036 | 0 | 0.087211 | 0.040679 | 0.0017655 | 0.044766 | 0.030872 | 0.00064533 | 0 | 1.9923e-05 | 1.9923e-05 | 0 | 0.071002 | 0.071002 | 0 | 0.071002
[53 empty] | 0.019011 | 27.2316 | 0 | 27.2316 | 19.4158 | [5 empty] | 0.019011 | 27.2316 | 0 | 27.2316 | 19.4158 | [11 empty] | WLDFR | HFTD - Distribution - Tier 3 - 2QU CoRE ¦ 3QU LoRE | Red Flag Warning - Small Fires | 2037 | 0 | 0.087211 | 0.040679 | 0.0017655 | 0.044766 | 0.030872 | 0.00064533 | 0 | 1.9923e-05 | 1.9923e-05 | 0 | 0.071002 | 0.071002 | 0 | 0.071002
[53 empty] | 0.019011 | 27.2316 | 0 | 27.2316 | 18.1456 | [5 empty] | 0.019011 | 27.2316 | 0 | 27.2316 | 18.1456 | [11 empty] | WLDFR | HFTD - Distribution - Tier 3 - 2QU CoRE ¦ 3QU LoRE | Red Flag Warning - Small Fires | 2038 | 0 | 0.091184 | 0.042438 | 0.0018418 | 0.046905 | 0.032347 | 0.00064533 | 0 | 2.0874e-05 | 2.0874e-05 | 0 | 0 | 0.071002 | 0 | 0.071002
[53 empty] | 0.019011 | 28.4444 | 0 | 28.4444 | 17.7137 | [5 empty] | 0.019011 | 28.4444 | 0 | 28.4444 | 17.7137 | [11 empty] | WLDFR | HFTD - Distribution - Tier 3 - 2QU CoRE ¦ 3QU LoRE | Red Flag Warning - Small Fires | 2039 | 0 | 0.091184 | 0.042438 | 0.0018418 | 0.046905 | 0.032347 | 0.00064533 | 0 | 2.0874e-05 | 2.0874e-05 | 0 | 0.0043276 | 0 | 0 | 0
[53 empty] | 0.019011 | 28.4444 | 0 | 28.4444 | 16.5549 | [5 empty] | 0.019011 | 28.4444 | 0 | 28.4444 | 16.5549 | [11 empty] | WLDFR | HFTD - Distribution - Tier 3 - 2QU CoRE ¦ 3QU LoRE | Red Flag Warning - Small Fires | 2040 | 0 | 0.091184 | 0.042438 | 0.0018418 | 0.046905 | 0.032347 | 0.00064533 | 0 | 2.0874e-05 | 2.0874e-05 | 0 | 0.0044857 | 0.0044857 | 0 | 0.0044857
[53 empty] | 0.019011 | 28.4444 | 0 | 28.4444 | 15.4719 | [5 empty] | 0.019011 | 28.4444 | 0 | 28.4444 | 15.4719 | [11 empty] | WLDFR | HFTD - Distribution - Tier 3 - 2QU CoRE ¦ 3QU LoRE | Red Flag Warning - Small Fires | 2041 | 0 | 0.091184 | 0.042438 | 0.0018418 | 0.046905 | 0.032347 | 0.00064533 | 0 | 2.0874e-05 | 2.0874e-05 | 0 | 0.0044857 | 0.0044857 | 0 | 0.0044857
[53 empty] | 0.019011 | 28.4444 | 0 | 28.4444 | 14.4597 | [5 empty] | 0.019011 | 28.4444 | 0 | 28.4444 | 14.4597 | [11 empty] | WLDFR | HFTD - Distribution - Tier 3 - 2QU CoRE ¦ 3QU LoRE | Red Flag Warning - Small Fires | 2042 | 0 | 0.091184 | 0.042438 | 0.0018418 | 0.046905 | 0.032347 | 0.00064533 | 0 | 2.0874e-05 | 2.0874e-05 | 0 | 0.0044857 | 0.0044857 | 0 | 0.0044857
[53 empty] | 0.019011 | 28.4444 | 0 | 28.4444 | 13.5137 | [5 empty] | 0.019011 | 28.4444 | 0 | 28.4444 | 13.5137 | [11 empty] | WLDFR | HFTD - Distribution - Tier 3 - 2QU CoRE ¦ 3QU LoRE | Red Flag Warning - Small Fires | 2043 | 0 | 0.095486 | 0.044306 | 0.0019228 | 0.049257 | 0.033969 | 0.00064533 | 0 | 2.1921e-05 | 2.1921e-05 | 0 | 0.0044857 | 0.0044857 | 0 | 0.0044857
[53 empty] | 0.019011 | 29.7921 | 0 | 29.7921 | 13.2281 | [5 empty] | 0.019011 | 29.7921 | 0 | 29.7921 | 13.2281 | [11 empty] | WLDFR | HFTD - Distribution - Tier 3 - 2QU CoRE ¦ 3QU LoRE | Red Flag Warning - Small Fires | 2044 | 0 | 0.095486 | 0.044306 | 0.0019228 | 0.049257 | 0.033969 | 0.00064533 | 0 | 2.1921e-05 | 2.1921e-05 | 0 | 0.0044857 | 0.0044857 | 0 | 0.0044857
[53 empty] | 0.019011 | 29.7921 | 0 | 29.7921 | 12.3627 | [5 empty] | 0.019011 | 29.7921 | 0 | 29.7921 | 12.3627 | [11 empty] | WLDFR | HFTD - Distribution - Tier 3 - 2QU CoRE ¦ 3QU LoRE | Red Flag Warning - Small Fires | 2045 | 0 | 0.095486 | 0.044306 | 0.0019228 | 0.049257 | 0.033969 | 0.00064533 | 0 | 2.1921e-05 | 2.1921e-05 | 0 | 0.0046848 | 0.0046848 | 0 | 0.0046848
[53 empty] | 0.019011 | 29.7921 | 0 | 29.7921 | 11.5539 | [5 empty] | 0.019011 | 29.7921 | 0 | 29.7921 | 11.5539 | [11 empty] | WLDFR | HFTD - Distribution - Tier 3 - 2QU CoRE ¦ 3QU LoRE | Red Flag Warning - Small Fires | 2046 | 0 | 0.095486 | 0.044306 | 0.0019228 | 0.049257 | 0.033969 | 0.00064533 | 0 | 2.1921e-05 | 2.1921e-05 | 0 | 0.0046848 | 0.0046848 | 0 | 0.0046848
[53 empty] | 0.019011 | 29.7921 | 0 | 29.7921 | 10.798 | [5 empty] | 0.019011 | 29.7921 | 0 | 29.7921 | 10.798 | [11 empty] | WLDFR | HFTD - Distribution - Tier 3 - 2QU CoRE ¦ 3QU LoRE | Red Flag Warning - Small Fires | 2047 | 0 | 0.095486 | 0.044306 | 0.0019228 | 0.049257 | 0.033969 | 0.00064533 | 0 | 2.1921e-05 | 2.1921e-05 | 0 | 0.0046848 | 0.0046848 | 0 | 0.0046848
[53 empty] | 0.019011 | 29.7921 | 0 | 29.7921 | 10.0916 | [5 empty] | 0.019011 | 29.7921 | 0 | 29.7921 | 10.0916 | [11 empty] | WLDFR | HFTD - Distribution - Tier 3 - 2QU CoRE ¦ 3QU LoRE | Red Flag Warning - Small Fires | 2048 | 0 | 0.10007 | 0.04626 | 0.0020076 | 0.051804 | 0.035726 | 0.00064533 | 0 | 2.3055e-05 | 2.3055e-05 | 0 | 0.0046848 | 0.0046848 | 0 | 0.0046848
[53 empty] | 0.019011 | 31.255 | 0 | 31.255 | 9.8945 | [5 empty] | 0.019011 | 31.255 | 0 | 31.255 | 9.8945 | [11 empty] | WLDFR | HFTD - Distribution - Tier 3 - 2QU CoRE ¦ 3QU LoRE | Red Flag Warning - Small Fires | 2049 | 0 | 0.10007 | 0.04626 | 0.0020076 | 0.051804 | 0.035726 | 0.00064533 | 0 | 2.3055e-05 | 2.3055e-05 | 0 | 0.0046848 | 0.0046848 | 0 | 0.0046848
[53 empty] | 0.019011 | 31.255 | 0 | 31.255 | 9.2472 | [5 empty] | 0.019011 | 31.255 | 0 | 31.255 | 9.2472 | [11 empty] | WLDFR | HFTD - Distribution - Tier 3 - 2QU CoRE ¦ 3QU LoRE | Red Flag Warning - Small Fires | 2050 | 0 | 0.10007 | 0.04626 | 0.0020076 | 0.051804 | 0.035726 | 0.00064533 | 0 | 2.3055e-05 | 2.3055e-05 | 0 | 0.0049059 | 0.0049059 | 0 | 0.0049059
[53 empty] | 0.019011 | 31.255 | 0 | 31.255 | 8.6423 | [5 empty] | 0.019011 | 31.255 | 0 | 31.255 | 8.6423 | [11 empty] | WLDFR | HFTD - Distribution - Tier 3 - 2QU CoRE ¦ 3QU LoRE | Red Flag Warning - Small Fires | 2051 | 0 | 0.10007 | 0.04626 | 0.0020076 | 0.051804 | 0.035726 | 0.00064533 | 0 | 2.3055e-05 | 2.3055e-05 | 0 | 0.0049059 | 0.0049059 | 0 | 0.0049059
[53 empty] | 0.019011 | 31.255 | 0 | 31.255 | 8.0769 | [5 empty] | 0.019011 | 31.255 | 0 | 31.255 | 8.0769 | [11 empty] | WLDFR | HFTD - Distribution - Tier 3 - 2QU CoRE ¦ 3QU LoRE | Red Flag Warning - Small Fires | 2052 | 0 | 0.10007 | 0.04626 | 0.0020076 | 0.051804 | 0.035726 | 0.00064533 | 0 | 2.3055e-05 | 2.3055e-05 | 0 | 0.0049059 | 0.0049059 | 0 | 0.0049059
[53 empty] | 0.019011 | 31.255 | 0 | 31.255 | 7.5485 | [5 empty] | 0.019011 | 31.255 | 0 | 31.255 | 7.5485 | [11 empty] | WLDFR | HFTD - Distribution - Tier 3 - 2QU CoRE ¦ 3QU LoRE | Red Flag Warning - Small Fires | 2053 | 0 | 0.10489 | 0.048274 | 0.002095 | 0.054525 | 0.037602 | 0.00064533 | 0 | 2.4266e-05 | 2.4266e-05 | 0 | 0.0049059 | 0.0049059 | 0 | 0.0049059
[53 empty] | 0.019011 | 32.8132 | 0 | 32.8132 | 7.4064 | [5 empty] | 0.019011 | 32.8132 | 0 | 32.8132 | 7.4064 | [11 empty] | WLDFR | HFTD - Distribution - Tier 3 - 2QU CoRE ¦ 3QU LoRE | Red Flag Warning - Small Fires | 2054 | 0 | 0.10489 | 0.048274 | 0.002095 | 0.054525 | 0.037602 | 0.00064533 | 0 | 2.4266e-05 | 2.4266e-05 | 0 | 0.0049059 | 0.0049059 | 0 | 0.0049059
[53 empty] | 0.019011 | 32.8132 | 0 | 32.8132 | 6.9218 | [5 empty] | 0.019011 | 32.8132 | 0 | 32.8132 | 6.9218 | [11 empty] | WLDFR | HFTD - Distribution - Tier 3 - 2QU CoRE ¦ 3QU LoRE | Red Flag Warning - Small Fires | 2055 | 0 | 0.10489 | 0.048274 | 0.002095 | 0.054525 | 0.037602 | 0.00064533 | 0 | 2.4266e-05 | 2.4266e-05 | 0 | 0.0051456 | 0.0051456 | 0 | 0.0051456
[53 empty] | 0.019011 | 32.8132 | 0 | 32.8132 | 6.469 | [5 empty] | 0.019011 | 32.8132 | 0 | 32.8132 | 6.469 | [11 empty] | WLDFR | HFTD - Distribution - Tier 3 - 2QU CoRE ¦ 3QU LoRE | Seismic - Non-Red Flag Warning - Catastrophic Fires | 2026 | 0 | 21835.9781 | 428.6023 | 13939.561 | 7467.8148 | 5149.9993 | 4.3279e-10 | 0 | 2.2288e-06 | 2.2288e-06 | 0 | 0.0051456 | 0.0051456 | 0 | 0.0051456
[53 empty] | 0.019011 | 32.8132 | 0 | 32.8132 | 6.0458 | [5 empty] | 0.019011 | 32.8132 | 0 | 32.8132 | 6.0458 | [11 empty] | WLDFR | HFTD - Distribution - Tier 3 - 2QU CoRE ¦ 3QU LoRE | Seismic - Non-Red Flag Warning - Catastrophic Fires | 2027 | 0 | 21835.9781 | 428.6023 | 13939.561 | 7467.8148 | 5149.9993 | 4.3279e-10 | 0 | 2.2288e-06 | 2.2288e-06 | 0 | 0.0051456 | 0.0051456 | 0 | 0.0051456
[53 empty] | 0.019011 | 32.8132 | 0 | 32.8132 | 5.6503 | [5 empty] | 0.019011 | 32.8132 | 0 | 32.8132 | 5.6503 | [11 empty] | WLDFR | HFTD - Distribution - Tier 3 - 2QU CoRE ¦ 3QU LoRE | Seismic - Non-Red Flag Warning - Catastrophic Fires | 2028 | 0 | 22783.187 | 453.261 | 14531.3357 | 7798.5904 | 5378.1107 | 4.3279e-10 | 0 | 2.3276e-06 | 2.3276e-06 | 0 | 0.0051456 | 0.0051456 | 0 | 0.0051456
[53 empty] | 0.019011 | 34.4465 | 0 | 34.4465 | 5.5435 | [5 empty] | 0.019011 | 34.4465 | 0 | 34.4465 | 5.5435 | [11 empty] | WLDFR | HFTD - Distribution - Tier 3 - 2QU CoRE ¦ 3QU LoRE | Seismic - Non-Red Flag Warning - Catastrophic Fires | 2029 | 0 | 22783.187 | 453.261 | 14531.3357 | 7798.5904 | 5378.1107 | 4.3279e-10 | 0 | 2.3276e-06 | 2.3276e-06 | 0 | 0.0051456 | 0.0051456 | 0 | 0.0051456
[53 empty] | 0.019011 | 34.4465 | 0 | 34.4465 | 5.1808 | [5 empty] | 0.019011 | 34.4465 | 0 | 34.4465 | 5.1808 | [11 empty] | WLDFR | HFTD - Distribution - Tier 3 - 2QU CoRE ¦ 3QU LoRE | Seismic - Non-Red Flag Warning - Catastrophic Fires | 2030 | 0 | 22783.187 | 453.261 | 14531.3357 | 7798.5904 | 5378.1107 | 4.3279e-10 | 0 | 2.3276e-06 | 2.3276e-06 | 0 | 0.0054008 | 0.0054008 | 0 | 0.0054008
[53 empty] | 0.019011 | 34.4465 | 0 | 34.4465 | 4.8419 | [5 empty] | 0.019011 | 34.4465 | 0 | 34.4465 | 4.8419 | [11 empty] | WLDFR | HFTD - Distribution - Tier 3 - 2QU CoRE ¦ 3QU LoRE | Seismic - Non-Red Flag Warning - Catastrophic Fires | 2031 | 0 | 22783.187 | 453.261 | 14531.3357 | 7798.5904 | 5378.1107 | 4.3279e-10 | 0 | 2.3276e-06 | 2.3276e-06 | 0 | 0.0054008 | 0.0054008 | 0 | 0.0054008
[53 empty] | 0.019011 | 34.4465 | 0 | 34.4465 | 4.5251 | [5 empty] | 0 | 0 | 0 | 0 | 0 | [11 empty] | WLDFR | HFTD - Distribution - Tier 3 - 2QU CoRE ¦ 3QU LoRE | Seismic - Non-Red Flag Warning - Catastrophic Fires | 2032 | 0 | 22783.187 | 453.261 | 14531.3357 | 7798.5904 | 5378.1107 | 4.3279e-10 | 0 | 2.3276e-06 | 2.3276e-06 | 0 | 0.0054008 | 0.0054008 | 0 | 0.0054008
[53 empty] | 0 | 0 | 0 | 0 | 0 | [5 empty] | 0 | 0 | 0 | 0 | 0 | [11 empty] | WLDFR | HFTD - Distribution - Tier 3 - 2QU CoRE ¦ 3QU LoRE | Seismic - Non-Red Flag Warning - Catastrophic Fires | 2033 | 0 | 23835.2641 | 480.9649 | 15187.7294 | 8166.5698 | 5631.8789 | 4.3279e-10 | 0 | 2.4374e-06 | 2.4374e-06 | 0 | 0.0054008 | 0.0054008 | 0 | 0.0054008
[53 empty] | 0 | 0 | 0 | 0 | 0 | [5 empty] | 0.029928 | 49.4487 | 0 | 49.4487 | 49.4487 | [11 empty] | WLDFR | HFTD - Distribution - Tier 3 - 2QU CoRE ¦ 3QU LoRE | Seismic - Non-Red Flag Warning - Catastrophic Fires | 2034 | 0 | 23835.2641 | 480.9649 | 15187.7294 | 8166.5698 | 5631.8789 | 4.3279e-10 | 0 | 2.4374e-06 | 2.4374e-06 | 0 | 0.0054008 | 0.0054008 | 0 | 0.0054008
[53 empty] | 0.029928 | 49.4487 | 0 | 49.4487 | 46.2138 | [5 empty] | 0.029928 | 49.4487 | 0 | 49.4487 | 46.2138 | [11 empty] | WLDFR | HFTD - Distribution - Tier 3 - 2QU CoRE ¦ 3QU LoRE | Seismic - Non-Red Flag Warning - Catastrophic Fires | 2035 | 0 | 23835.2641 | 480.9649 | 15187.7294 | 8166.5698 | 5631.8789 | 4.3279e-10 | 0 | 2.4374e-06 | 2.4374e-06 | 0 | 0.005668 | 0.005668 | 0 | 0.005668
[53 empty] | 0.029928 | 51.2606 | 0 | 51.2606 | 44.773 | [5 empty] | 0.029928 | 51.2606 | 0 | 51.2606 | 44.773 | [11 empty] | WLDFR | HFTD - Distribution - Tier 3 - 2QU CoRE ¦ 3QU LoRE | Seismic - Non-Red Flag Warning - Catastrophic Fires | 2036 | 0 | 23835.2641 | 480.9649 | 15187.7294 | 8166.5698 | 5631.8789 | 4.3279e-10 | 0 | 2.4374e-06 | 2.4374e-06 | 0 | 0.005668 | 0.005668 | 0 | 0.005668
[53 empty] | 0.029928 | 51.2606 | 0 | 51.2606 | 41.844 | [5 empty] | 0.029928 | 51.2606 | 0 | 51.2606 | 41.844 | [11 empty] | WLDFR | HFTD - Distribution - Tier 3 - 2QU CoRE ¦ 3QU LoRE | Seismic - Non-Red Flag Warning - Catastrophic Fires | 2037 | 0 | 23835.2641 | 480.9649 | 15187.7294 | 8166.5698 | 5631.8789 | 4.3279e-10 | 0 | 2.4374e-06 | 2.4374e-06 | 0 | 0.005668 | 0.005668 | 0 | 0.005668
[53 empty] | 0.029928 | 51.2606 | 0 | 51.2606 | 39.1065 | [5 empty] | 0.029928 | 51.2606 | 0 | 51.2606 | 39.1065 | [11 empty] | WLDFR | HFTD - Distribution - Tier 3 - 2QU CoRE ¦ 3QU LoRE | Seismic - Non-Red Flag Warning - Catastrophic Fires | 2038 | 0 | 24976.6418 | 511.3745 | 15898.8237 | 8566.4437 | 5907.6423 | 4.3279e-10 | 0 | 2.5567e-06 | 2.5567e-06 | 0 | 0.005668 | 0.005668 | 0 | 0.005668
[53 empty] | 0.029928 | 51.2606 | 0 | 51.2606 | 36.5481 | [5 empty] | 0.029928 | 51.2606 | 0 | 51.2606 | 36.5481 | [11 empty] | WLDFR | HFTD - Distribution - Tier 3 - 2QU CoRE ¦ 3QU LoRE | Seismic - Non-Red Flag Warning - Catastrophic Fires | 2039 | 0 | 24976.6418 | 511.3745 | 15898.8237 | 8566.4437 | 5907.6423 | 4.3279e-10 | 0 | 2.5567e-06 | 2.5567e-06 | 0 | 0 | 0.005668 | 0 | 0.005668
[53 empty] | 0.029928 | 51.2606 | 0 | 51.2606 | 34.1571 | [5 empty] | 0.029928 | 51.2606 | 0 | 51.2606 | 34.1571 | [11 empty] | WLDFR | HFTD - Distribution - Tier 3 - 2QU CoRE ¦ 3QU LoRE | Seismic - Non-Red Flag Warning - Catastrophic Fires | 2040 | 0 | 24976.6418 | 511.3745 | 15898.8237 | 8566.4437 | 5907.6423 | 4.3279e-10 | 0 | 2.5567e-06 | 2.5567e-06 | 0 | 1.2567e-05 | 0 | 0 | 0
[53 empty] | 0.029928 | 53.5436 | 0 | 53.5436 | 33.3443 | [5 empty] | 0.029928 | 53.5436 | 0 | 53.5436 | 33.3443 | [11 empty] | WLDFR | HFTD - Distribution - Tier 3 - 2QU CoRE ¦ 3QU LoRE | Seismic - Non-Red Flag Warning - Catastrophic Fires | 2041 | 0 | 24976.6418 | 511.3745 | 15898.8237 | 8566.4437 | 5907.6423 | 4.3279e-10 | 0 | 2.5567e-06 | 2.5567e-06 | 0 | 1.3129e-05 | 1.3129e-05 | 0 | 1.3129e-05
[53 empty] | 0.029928 | 53.5436 | 0 | 53.5436 | 31.1629 | [5 empty] | 0.029928 | 53.5436 | 0 | 53.5436 | 31.1629 | [11 empty] | WLDFR | HFTD - Distribution - Tier 3 - 2QU CoRE ¦ 3QU LoRE | Seismic - Non-Red Flag Warning - Catastrophic Fires | 2042 | 0 | 24976.6418 | 511.3745 | 15898.8237 | 8566.4437 | 5907.6423 | 4.3279e-10 | 0 | 2.5567e-06 | 2.5567e-06 | 0 | 1.3129e-05 | 1.3129e-05 | 0 | 1.3129e-05
[53 empty] | 0.029928 | 53.5436 | 0 | 53.5436 | 29.1242 | [5 empty] | 0.029928 | 53.5436 | 0 | 53.5436 | 29.1242 | [11 empty] | WLDFR | HFTD - Distribution - Tier 3 - 2QU CoRE ¦ 3QU LoRE | Seismic - Non-Red Flag Warning - Catastrophic Fires | 2043 | 0 | 26191.7278 | 544.1291 | 16654.7414 | 8992.8573 | 6201.7082 | 4.3279e-10 | 0 | 2.684e-06 | 2.684e-06 | 0 | 1.3129e-05 | 1.3129e-05 | 0 | 1.3129e-05
[53 empty] | 0.029928 | 53.5436 | 0 | 53.5436 | 27.2189 | [5 empty] | 0.029928 | 53.5436 | 0 | 53.5436 | 27.2189 | [11 empty] | WLDFR | HFTD - Distribution - Tier 3 - 2QU CoRE ¦ 3QU LoRE | Seismic - Non-Red Flag Warning - Catastrophic Fires | 2044 | 0 | 26191.7278 | 544.1291 | 16654.7414 | 8992.8573 | 6201.7082 | 4.3279e-10 | 0 | 2.684e-06 | 2.684e-06 | 0 | 1.3129e-05 | 1.3129e-05 | 0 | 1.3129e-05
[53 empty] | 0.029928 | 53.5436 | 0 | 53.5436 | 25.4382 | [5 empty] | 0.029928 | 53.5436 | 0 | 53.5436 | 25.4382 | [11 empty] | WLDFR | HFTD - Distribution - Tier 3 - 2QU CoRE ¦ 3QU LoRE | Seismic - Non-Red Flag Warning - Catastrophic Fires | 2045 | 0 | 26191.7278 | 544.1291 | 16654.7414 | 8992.8573 | 6201.7082 | 4.3279e-10 | 0 | 2.684e-06 | 2.684e-06 | 0 | 1.3129e-05 | 1.3129e-05 | 0 | 1.3129e-05
[53 empty] | 0.029928 | 56.0806 | 0 | 56.0806 | 24.9005 | [5 empty] | 0.029928 | 56.0806 | 0 | 56.0806 | 24.9005 | [11 empty] | WLDFR | HFTD - Distribution - Tier 3 - 2QU CoRE ¦ 3QU LoRE | Seismic - Non-Red Flag Warning - Catastrophic Fires | 2046 | 0 | 26191.7278 | 544.1291 | 16654.7414 | 8992.8573 | 6201.7082 | 4.3279e-10 | 0 | 2.684e-06 | 2.684e-06 | 0 | 1.3853e-05 | 1.3853e-05 | 0 | 1.3853e-05
[53 empty] | 0.029928 | 56.0806 | 0 | 56.0806 | 23.2715 | [5 empty] | 0.029928 | 56.0806 | 0 | 56.0806 | 23.2715 | [11 empty] | WLDFR | HFTD - Distribution - Tier 3 - 2QU CoRE ¦ 3QU LoRE | Seismic - Non-Red Flag Warning - Catastrophic Fires | 2047 | 0 | 26191.7278 | 544.1291 | 16654.7414 | 8992.8573 | 6201.7082 | 4.3279e-10 | 0 | 2.684e-06 | 2.684e-06 | 0 | 1.3853e-05 | 1.3853e-05 | 0 | 1.3853e-05
[53 empty] | 0.029928 | 56.0806 | 0 | 56.0806 | 21.749 | [5 empty] | 0.029928 | 56.0806 | 0 | 56.0806 | 21.749 | [11 empty] | WLDFR | HFTD - Distribution - Tier 3 - 2QU CoRE ¦ 3QU LoRE | Seismic - Non-Red Flag Warning - Catastrophic Fires | 2048 | 0 | 27464.7227 | 578.8407 | 17445.538 | 9440.3441 | 6510.3067 | 4.3279e-10 | 0 | 2.8176e-06 | 2.8176e-06 | 0 | 1.3853e-05 | 1.3853e-05 | 0 | 1.3853e-05
[53 empty] | 0.029928 | 56.0806 | 0 | 56.0806 | 20.3262 | [5 empty] | 0.029928 | 56.0806 | 0 | 56.0806 | 20.3262 | [11 empty] | WLDFR | HFTD - Distribution - Tier 3 - 2QU CoRE ¦ 3QU LoRE | Seismic - Non-Red Flag Warning - Catastrophic Fires | 2049 | 0 | 27464.7227 | 578.8407 | 17445.538 | 9440.3441 | 6510.3067 | 4.3279e-10 | 0 | 2.8176e-06 | 2.8176e-06 | 0 | 1.3853e-05 | 1.3853e-05 | 0 | 1.3853e-05
[53 empty] | 0.029928 | 56.0806 | 0 | 56.0806 | 18.9965 | [5 empty] | 0.029928 | 56.0806 | 0 | 56.0806 | 18.9965 | [11 empty] | WLDFR | HFTD - Distribution - Tier 3 - 2QU CoRE ¦ 3QU LoRE | Seismic - Non-Red Flag Warning - Catastrophic Fires | 2050 | 0 | 27464.7227 | 578.8407 | 17445.538 | 9440.3441 | 6510.3067 | 4.3279e-10 | 0 | 2.8176e-06 | 2.8176e-06 | 0 | 1.3853e-05 | 1.3853e-05 | 0 | 1.3853e-05
[53 empty] | 0.029928 | 58.8345 | 0 | 58.8345 | 18.6255 | [5 empty] | 0.029928 | 58.8345 | 0 | 58.8345 | 18.6255 | [11 empty] | WLDFR | HFTD - Distribution - Tier 3 - 2QU CoRE ¦ 3QU LoRE | Seismic - Non-Red Flag Warning - Catastrophic Fires | 2051 | 0 | 27464.7227 | 578.8407 | 17445.538 | 9440.3441 | 6510.3067 | 4.3279e-10 | 0 | 2.8176e-06 | 2.8176e-06 | 0 | 1.4677e-05 | 1.4677e-05 | 0 | 1.4677e-05
[53 empty] | 0.029928 | 58.8345 | 0 | 58.8345 | 17.407 | [5 empty] | 0.029928 | 58.8345 | 0 | 58.8345 | 17.407 | [11 empty] | WLDFR | HFTD - Distribution - Tier 3 - 2QU CoRE ¦ 3QU LoRE | Seismic - Non-Red Flag Warning - Catastrophic Fires | 2052 | 0 | 27464.7227 | 578.8407 | 17445.538 | 9440.3441 | 6510.3067 | 4.3279e-10 | 0 | 2.8176e-06 | 2.8176e-06 | 0 | 1.4677e-05 | 1.4677e-05 | 0 | 1.4677e-05
[53 empty] | 0.029928 | 58.8345 | 0 | 58.8345 | 16.2682 | [5 empty] | 0.029928 | 58.8345 | 0 | 58.8345 | 16.2682 | [11 empty] | WLDFR | HFTD - Distribution - Tier 3 - 2QU CoRE ¦ 3QU LoRE | Seismic - Non-Red Flag Warning - Catastrophic Fires | 2053 | 0 | 28779.6694 | 615.0952 | 18261.2327 | 9903.3415 | 6829.6018 | 4.3279e-10 | 0 | 2.9558e-06 | 2.9558e-06 | 0 | 1.4677e-05 | 1.4677e-05 | 0 | 1.4677e-05
[53 empty] | 0.029928 | 58.8345 | 0 | 58.8345 | 15.204 | [5 empty] | 0.029928 | 58.8345 | 0 | 58.8345 | 15.204 | [11 empty] | WLDFR | HFTD - Distribution - Tier 3 - 2QU CoRE ¦ 3QU LoRE | Seismic - Non-Red Flag Warning - Catastrophic Fires | 2054 | 0 | 28779.6694 | 615.0952 | 18261.2327 | 9903.3415 | 6829.6018 | 4.3279e-10 | 0 | 2.9558e-06 | 2.9558e-06 | 0 | 1.4677e-05 | 1.4677e-05 | 0 | 1.4677e-05
[53 empty] | 0.029928 | 58.8345 | 0 | 58.8345 | 14.2093 | [5 empty] | 0.029928 | 58.8345 | 0 | 58.8345 | 14.2093 | [11 empty] | WLDFR | HFTD - Distribution - Tier 3 - 2QU CoRE ¦ 3QU LoRE | Seismic - Non-Red Flag Warning - Catastrophic Fires | 2055 | 0 | 28779.6694 | 615.0952 | 18261.2327 | 9903.3415 | 6829.6018 | 4.3279e-10 | 0 | 2.9558e-06 | 2.9558e-06 | 0 | 1.4677e-05 | 1.4677e-05 | 0 | 1.4677e-05
[53 empty] | 0.029928 | 61.7678 | 0 | 61.7678 | 13.9418 | [5 empty] | 0.029928 | 61.7678 | 0 | 61.7678 | 13.9418 | [11 empty] | WLDFR | HFTD - Distribution - Tier 3 - 2QU CoRE ¦ 3QU LoRE | Seismic - Red Flag Warning - Catastrophic Fires | 2026 | 0 | 21835.9781 | 428.6023 | 13939.561 | 7467.8148 | 5149.9993 | 1.8662e-08 | 0 | 9.6107e-05 | 9.6107e-05 | 0 | 1.5594e-05 | 1.5594e-05 | 0 | 1.5594e-05
[53 empty] | 0.029928 | 61.7678 | 0 | 61.7678 | 13.0297 | [5 empty] | 0.029928 | 61.7678 | 0 | 61.7678 | 13.0297 | [11 empty] | WLDFR | HFTD - Distribution - Tier 3 - 2QU CoRE ¦ 3QU LoRE | Seismic - Red Flag Warning - Catastrophic Fires | 2027 | 0 | 21835.9781 | 428.6023 | 13939.561 | 7467.8148 | 5149.9993 | 1.8662e-08 | 0 | 9.6107e-05 | 9.6107e-05 | 0 | 1.5594e-05 | 1.5594e-05 | 0 | 1.5594e-05
[53 empty] | 0.029928 | 61.7678 | 0 | 61.7678 | 12.1773 | [5 empty] | 0.029928 | 61.7678 | 0 | 61.7678 | 12.1773 | [11 empty] | WLDFR | HFTD - Distribution - Tier 3 - 2QU CoRE ¦ 3QU LoRE | Seismic - Red Flag Warning - Catastrophic Fires | 2028 | 0 | 22783.187 | 453.261 | 14531.3357 | 7798.5904 | 5378.1107 | 1.8662e-08 | 0 | 0.00010036 | 0.00010036 | 0 | 1.5594e-05 | 1.5594e-05 | 0 | 1.5594e-05
[53 empty] | 0.029928 | 61.7678 | 0 | 61.7678 | 11.3807 | [5 empty] | 0.029928 | 61.7678 | 0 | 61.7678 | 11.3807 | [11 empty] | WLDFR | HFTD - Distribution - Tier 3 - 2QU CoRE ¦ 3QU LoRE | Seismic - Red Flag Warning - Catastrophic Fires | 2029 | 0 | 22783.187 | 453.261 | 14531.3357 | 7798.5904 | 5378.1107 | 1.8662e-08 | 0 | 0.00010036 | 0.00010036 | 0 | 1.5594e-05 | 1.5594e-05 | 0 | 1.5594e-05
[53 empty] | 0.029928 | 61.7678 | 0 | 61.7678 | 10.6361 | [5 empty] | 0.029928 | 61.7678 | 0 | 61.7678 | 10.6361 | [11 empty] | WLDFR | HFTD - Distribution - Tier 3 - 2QU CoRE ¦ 3QU LoRE | Seismic - Red Flag Warning - Catastrophic Fires | 2030 | 0 | 22783.187 | 453.261 | 14531.3357 | 7798.5904 | 5378.1107 | 1.8662e-08 | 0 | 0.00010036 | 0.00010036 | 0 | 1.5594e-05 | 1.5594e-05 | 0 | 1.5594e-05
[53 empty] | 0.029928 | 64.8424 | 0 | 64.8424 | 10.4351 | [5 empty] | 0.029928 | 64.8424 | 0 | 64.8424 | 10.4351 | [11 empty] | WLDFR | HFTD - Distribution - Tier 3 - 2QU CoRE ¦ 3QU LoRE | Seismic - Red Flag Warning - Catastrophic Fires | 2031 | 0 | 22783.187 | 453.261 | 14531.3357 | 7798.5904 | 5378.1107 | 1.8662e-08 | 0 | 0.00010036 | 0.00010036 | 0 | 1.6596e-05 | 1.6596e-05 | 0 | 1.6596e-05
[53 empty] | 0.029928 | 64.8424 | 0 | 64.8424 | 9.7524 | [5 empty] | 0.029928 | 64.8424 | 0 | 64.8424 | 9.7524 | [11 empty] | WLDFR | HFTD - Distribution - Tier 3 - 2QU CoRE ¦ 3QU LoRE | Seismic - Red Flag Warning - Catastrophic Fires | 2032 | 0 | 22783.187 | 453.261 | 14531.3357 | 7798.5904 | 5378.1107 | 1.8662e-08 | 0 | 0.00010036 | 0.00010036 | 0 | 1.6596e-05 | 1.6596e-05 | 0 | 1.6596e-05
[53 empty] | 0.029928 | 64.8424 | 0 | 64.8424 | 9.1144 | [5 empty] | 0.029928 | 64.8424 | 0 | 64.8424 | 9.1144 | [11 empty] | WLDFR | HFTD - Distribution - Tier 3 - 2QU CoRE ¦ 3QU LoRE | Seismic - Red Flag Warning - Catastrophic Fires | 2033 | 0 | 23835.2641 | 480.9649 | 15187.7294 | 8166.5698 | 5631.8789 | 1.8662e-08 | 0 | 0.0001051 | 0.0001051 | 0 | 1.6596e-05 | 1.6596e-05 | 0 | 1.6596e-05
[53 empty] | 0.029928 | 64.8424 | 0 | 64.8424 | 8.5182 | [5 empty] | 0 | 0 | 0 | 0 | 0 | [11 empty] | WLDFR | HFTD - Distribution - Tier 3 - 2QU CoRE ¦ 3QU LoRE | Seismic - Red Flag Warning - Catastrophic Fires | 2034 | 0 | 23835.2641 | 480.9649 | 15187.7294 | 8166.5698 | 5631.8789 | 1.8662e-08 | 0 | 0.0001051 | 0.0001051 | 0 | 1.6596e-05 | 1.6596e-05 | 0 | 1.6596e-05
[53 empty] | 0 | 0 | 0 | 0 | 0 | [5 empty] | 0 | 0 | 0 | 0 | 0 | [11 empty] | WLDFR | HFTD - Distribution - Tier 3 - 2QU CoRE ¦ 3QU LoRE | Seismic - Red Flag Warning - Catastrophic Fires | 2035 | 0 | 23835.2641 | 480.9649 | 15187.7294 | 8166.5698 | 5631.8789 | 1.8662e-08 | 0 | 0.0001051 | 0.0001051 | 0 | 1.6596e-05 | 1.6596e-05 | 0 | 1.6596e-05
[53 empty] | 0 | 0 | 0 | 0 | 0 | [5 empty] | 0.032473 | 62.0693 | 0 | 62.0693 | 62.0693 | [11 empty] | WLDFR | HFTD - Distribution - Tier 3 - 2QU CoRE ¦ 3QU LoRE | Seismic - Red Flag Warning - Catastrophic Fires | 2036 | 0 | 23835.2641 | 480.9649 | 15187.7294 | 8166.5698 | 5631.8789 | 1.8662e-08 | 0 | 0.0001051 | 0.0001051 | 0 | 1.7677e-05 | 1.7677e-05 | 0 | 1.7677e-05
[53 empty] | 0.032473 | 62.0693 | 0 | 62.0693 | 58.0087 | [5 empty] | 0.032473 | 62.0693 | 0 | 62.0693 | 58.0087 | [11 empty] | WLDFR | HFTD - Distribution - Tier 3 - 2QU CoRE ¦ 3QU LoRE | Seismic - Red Flag Warning - Catastrophic Fires | 2037 | 0 | 23835.2641 | 480.9649 | 15187.7294 | 8166.5698 | 5631.8789 | 1.8662e-08 | 0 | 0.0001051 | 0.0001051 | 0 | 1.7677e-05 | 1.7677e-05 | 0 | 1.7677e-05
[53 empty] | 0.032473 | 64.3437 | 0 | 64.3437 | 56.2003 | [5 empty] | 0.032473 | 64.3437 | 0 | 64.3437 | 56.2003 | [11 empty] | WLDFR | HFTD - Distribution - Tier 3 - 2QU CoRE ¦ 3QU LoRE | Seismic - Red Flag Warning - Catastrophic Fires | 2038 | 0 | 24976.6418 | 511.3745 | 15898.8237 | 8566.4437 | 5907.6423 | 1.8662e-08 | 0 | 0.00011025 | 0.00011025 | 0 | 1.7677e-05 | 1.7677e-05 | 0 | 1.7677e-05
[53 empty] | 0.032473 | 64.3437 | 0 | 64.3437 | 52.5236 | [5 empty] | 0.032473 | 64.3437 | 0 | 64.3437 | 52.5236 | [11 empty] | WLDFR | HFTD - Distribution - Tier 3 - 2QU CoRE ¦ 3QU LoRE | Seismic - Red Flag Warning - Catastrophic Fires | 2039 | 0 | 24976.6418 | 511.3745 | 15898.8237 | 8566.4437 | 5907.6423 | 1.8662e-08 | 0 | 0.00011025 | 0.00011025 | 0 | 1.7677e-05 | 1.7677e-05 | 0 | 1.7677e-05
[53 empty] | 0.032473 | 64.3437 | 0 | 64.3437 | 49.0875 | [5 empty] | 0.032473 | 64.3437 | 0 | 64.3437 | 49.0875 | [11 empty] | WLDFR | HFTD - Distribution - Tier 3 - 2QU CoRE ¦ 3QU LoRE | Seismic - Red Flag Warning - Catastrophic Fires | 2040 | 0 | 24976.6418 | 511.3745 | 15898.8237 | 8566.4437 | 5907.6423 | 1.8662e-08 | 0 | 0.00011025 | 0.00011025 | 0 | 0 | 1.7677e-05 | 0 | 1.7677e-05
[53 empty] | 0.032473 | 64.3437 | 0 | 64.3437 | 45.8762 | [5 empty] | 0.032473 | 64.3437 | 0 | 64.3437 | 45.8762 | [11 empty] | WLDFR | HFTD - Distribution - Tier 3 - 2QU CoRE ¦ 3QU LoRE | Seismic - Red Flag Warning - Catastrophic Fires | 2041 | 0 | 24976.6418 | 511.3745 | 15898.8237 | 8566.4437 | 5907.6423 | 1.8662e-08 | 0 | 0.00011025 | 0.00011025 | 0 | 2.7378e-06 | 0 | 0 | 0
[53 empty] | 0.032473 | 64.3437 | 0 | 64.3437 | 42.8749 | [5 empty] | 0.032473 | 64.3437 | 0 | 64.3437 | 42.8749 | [11 empty] | WLDFR | HFTD - Distribution - Tier 3 - 2QU CoRE ¦ 3QU LoRE | Seismic - Red Flag Warning - Catastrophic Fires | 2042 | 0 | 24976.6418 | 511.3745 | 15898.8237 | 8566.4437 | 5907.6423 | 1.8662e-08 | 0 | 0.00011025 | 0.00011025 | 0 | 2.8259e-06 | 2.8259e-06 | 0 | 2.8259e-06
[53 empty] | 0.032473 | 67.2095 | 0 | 67.2095 | 41.8547 | [5 empty] | 0.032473 | 67.2095 | 0 | 67.2095 | 41.8547 | [11 empty] | WLDFR | HFTD - Distribution - Tier 3 - 2QU CoRE ¦ 3QU LoRE | Seismic - Red Flag Warning - Catastrophic Fires | 2043 | 0 | 26191.7278 | 544.1291 | 16654.7414 | 8992.8573 | 6201.7082 | 1.8662e-08 | 0 | 0.00011573 | 0.00011573 | 0 | 2.8259e-06 | 2.8259e-06 | 0 | 2.8259e-06
[53 empty] | 0.032473 | 67.2095 | 0 | 67.2095 | 39.1165 | [5 empty] | 0.032473 | 67.2095 | 0 | 67.2095 | 39.1165 | [11 empty] | WLDFR | HFTD - Distribution - Tier 3 - 2QU CoRE ¦ 3QU LoRE | Seismic - Red Flag Warning - Catastrophic Fires | 2044 | 0 | 26191.7278 | 544.1291 | 16654.7414 | 8992.8573 | 6201.7082 | 1.8662e-08 | 0 | 0.00011573 | 0.00011573 | 0 | 2.8259e-06 | 2.8259e-06 | 0 | 2.8259e-06
[53 empty] | 0.032473 | 67.2095 | 0 | 67.2095 | 36.5575 | [5 empty] | 0.032473 | 67.2095 | 0 | 67.2095 | 36.5575 | [11 empty] | WLDFR | HFTD - Distribution - Tier 3 - 2QU CoRE ¦ 3QU LoRE | Seismic - Red Flag Warning - Catastrophic Fires | 2045 | 0 | 26191.7278 | 544.1291 | 16654.7414 | 8992.8573 | 6201.7082 | 1.8662e-08 | 0 | 0.00011573 | 0.00011573 | 0 | 2.8259e-06 | 2.8259e-06 | 0 | 2.8259e-06
[53 empty] | 0.032473 | 67.2095 | 0 | 67.2095 | 34.1659 | [5 empty] | 0.032473 | 67.2095 | 0 | 67.2095 | 34.1659 | [11 empty] | WLDFR | HFTD - Distribution - Tier 3 - 2QU CoRE ¦ 3QU LoRE | Seismic - Red Flag Warning - Catastrophic Fires | 2046 | 0 | 26191.7278 | 544.1291 | 16654.7414 | 8992.8573 | 6201.7082 | 1.8662e-08 | 0 | 0.00011573 | 0.00011573 | 0 | 2.8259e-06 | 2.8259e-06 | 0 | 2.8259e-06
[53 empty] | 0.032473 | 67.2095 | 0 | 67.2095 | 31.9307 | [5 empty] | 0.032473 | 67.2095 | 0 | 67.2095 | 31.9307 | [11 empty] | WLDFR | HFTD - Distribution - Tier 3 - 2QU CoRE ¦ 3QU LoRE | Seismic - Red Flag Warning - Catastrophic Fires | 2047 | 0 | 26191.7278 | 544.1291 | 16654.7414 | 8992.8573 | 6201.7082 | 1.8662e-08 | 0 | 0.00011573 | 0.00011573 | 0 | 2.9383e-06 | 2.9383e-06 | 0 | 2.9383e-06
[53 empty] | 0.032473 | 70.3942 | 0 | 70.3942 | 31.2559 | [5 empty] | 0.032473 | 70.3942 | 0 | 70.3942 | 31.2559 | [11 empty] | WLDFR | HFTD - Distribution - Tier 3 - 2QU CoRE ¦ 3QU LoRE | Seismic - Red Flag Warning - Catastrophic Fires | 2048 | 0 | 27464.7227 | 578.8407 | 17445.538 | 9440.3441 | 6510.3067 | 1.8662e-08 | 0 | 0.00012149 | 0.00012149 | 0 | 2.9383e-06 | 2.9383e-06 | 0 | 2.9383e-06
[53 empty] | 0.032473 | 70.3942 | 0 | 70.3942 | 29.2111 | [5 empty] | 0.032473 | 70.3942 | 0 | 70.3942 | 29.2111 | [11 empty] | WLDFR | HFTD - Distribution - Tier 3 - 2QU CoRE ¦ 3QU LoRE | Seismic - Red Flag Warning - Catastrophic Fires | 2049 | 0 | 27464.7227 | 578.8407 | 17445.538 | 9440.3441 | 6510.3067 | 1.8662e-08 | 0 | 0.00012149 | 0.00012149 | 0 | 2.9383e-06 | 2.9383e-06 | 0 | 2.9383e-06
[53 empty] | 0.032473 | 70.3942 | 0 | 70.3942 | 27.3001 | [5 empty] | 0.032473 | 70.3942 | 0 | 70.3942 | 27.3001 | [11 empty] | WLDFR | HFTD - Distribution - Tier 3 - 2QU CoRE ¦ 3QU LoRE | Seismic - Red Flag Warning - Catastrophic Fires | 2050 | 0 | 27464.7227 | 578.8407 | 17445.538 | 9440.3441 | 6510.3067 | 1.8662e-08 | 0 | 0.00012149 | 0.00012149 | 0 | 2.9383e-06 | 2.9383e-06 | 0 | 2.9383e-06
[53 empty] | 0.032473 | 70.3942 | 0 | 70.3942 | 25.5141 | [5 empty] | 0.032473 | 70.3942 | 0 | 70.3942 | 25.5141 | [11 empty] | WLDFR | HFTD - Distribution - Tier 3 - 2QU CoRE ¦ 3QU LoRE | Seismic - Red Flag Warning - Catastrophic Fires | 2051 | 0 | 27464.7227 | 578.8407 | 17445.538 | 9440.3441 | 6510.3067 | 1.8662e-08 | 0 | 0.00012149 | 0.00012149 | 0 | 2.9383e-06 | 2.9383e-06 | 0 | 2.9383e-06
[53 empty] | 0.032473 | 70.3942 | 0 | 70.3942 | 23.8449 | [5 empty] | 0.032473 | 70.3942 | 0 | 70.3942 | 23.8449 | [11 empty] | WLDFR | HFTD - Distribution - Tier 3 - 2QU CoRE ¦ 3QU LoRE | Seismic - Red Flag Warning - Catastrophic Fires | 2052 | 0 | 27464.7227 | 578.8407 | 17445.538 | 9440.3441 | 6510.3067 | 1.8662e-08 | 0 | 0.00012149 | 0.00012149 | 0 | 3.065e-06 | 3.065e-06 | 0 | 3.065e-06
[53 empty] | 0.032473 | 73.8511 | 0 | 73.8511 | 23.3794 | [5 empty] | 0.032473 | 73.8511 | 0 | 73.8511 | 23.3794 | [11 empty] | WLDFR | HFTD - Distribution - Tier 3 - 2QU CoRE ¦ 3QU LoRE | Seismic - Red Flag Warning - Catastrophic Fires | 2053 | 0 | 28779.6694 | 615.0952 | 18261.2327 | 9903.3415 | 6829.6018 | 1.8662e-08 | 0 | 0.00012745 | 0.00012745 | 0 | 3.065e-06 | 3.065e-06 | 0 | 3.065e-06
[53 empty] | 0.032473 | 73.8511 | 0 | 73.8511 | 21.8499 | [5 empty] | 0.032473 | 73.8511 | 0 | 73.8511 | 21.8499 | [11 empty] | WLDFR | HFTD - Distribution - Tier 3 - 2QU CoRE ¦ 3QU LoRE | Seismic - Red Flag Warning - Catastrophic Fires | 2054 | 0 | 28779.6694 | 615.0952 | 18261.2327 | 9903.3415 | 6829.6018 | 1.8662e-08 | 0 | 0.00012745 | 0.00012745 | 0 | 3.065e-06 | 3.065e-06 | 0 | 3.065e-06
[53 empty] | 0.032473 | 73.8511 | 0 | 73.8511 | 20.4205 | [5 empty] | 0.032473 | 73.8511 | 0 | 73.8511 | 20.4205 | [11 empty] | WLDFR | HFTD - Distribution - Tier 3 - 2QU CoRE ¦ 3QU LoRE | Seismic - Red Flag Warning - Catastrophic Fires | 2055 | 0 | 28779.6694 | 615.0952 | 18261.2327 | 9903.3415 | 6829.6018 | 1.8662e-08 | 0 | 0.00012745 | 0.00012745 | 0 | 3.065e-06 | 3.065e-06 | 0 | 3.065e-06
[53 empty] | 0.032473 | 73.8511 | 0 | 73.8511 | 19.0845 | [5 empty] | 0.032473 | 73.8511 | 0 | 73.8511 | 19.0845 | [11 empty] | WLDFR | HFTD - Distribution - Tier 3 - 2QU CoRE ¦ 4QU LoRE | Non-Red Flag Warning - Catastrophic Fires | 2026 | 0 | 14664.6376 | 233.2301 | 8896.516 | 5534.8915 | 3817.0051 | 2.5778e-06 | 0 | 0.0098396 | 0.0098396 | 0 | 3.065e-06 | 3.065e-06 | 0 | 3.065e-06
[53 empty] | 0.032473 | 73.8511 | 0 | 73.8511 | 17.836 | [5 empty] | 0.032473 | 73.8511 | 0 | 73.8511 | 17.836 | [11 empty] | WLDFR | HFTD - Distribution - Tier 3 - 2QU CoRE ¦ 4QU LoRE | Non-Red Flag Warning - Catastrophic Fires | 2027 | 0 | 14664.6376 | 233.2301 | 8896.516 | 5534.8915 | 3817.0051 | 2.5778e-06 | 0 | 0.0098396 | 0.0098396 | 0 | 3.2047e-06 | 3.2047e-06 | 0 | 3.2047e-06
[53 empty] | 0.032473 | 77.5333 | 0 | 77.5333 | 17.5003 | [5 empty] | 0.032473 | 77.5333 | 0 | 77.5333 | 17.5003 | [11 empty] | WLDFR | HFTD - Distribution - Tier 3 - 2QU CoRE ¦ 4QU LoRE | Non-Red Flag Warning - Catastrophic Fires | 2028 | 0 | 15317.9909 | 247.273 | 9287.6491 | 5783.0689 | 3988.1546 | 2.5778e-06 | 0 | 0.010281 | 0.010281 | 0 | 3.2047e-06 | 3.2047e-06 | 0 | 3.2047e-06
[53 empty] | 0.032473 | 77.5333 | 0 | 77.5333 | 16.3554 | [5 empty] | 0.032473 | 77.5333 | 0 | 77.5333 | 16.3554 | [11 empty] | WLDFR | HFTD - Distribution - Tier 3 - 2QU CoRE ¦ 4QU LoRE | Non-Red Flag Warning - Catastrophic Fires | 2029 | 0 | 15317.9909 | 247.273 | 9287.6491 | 5783.0689 | 3988.1546 | 2.5778e-06 | 0 | 0.010281 | 0.010281 | 0 | 3.2047e-06 | 3.2047e-06 | 0 | 3.2047e-06
[53 empty] | 0.032473 | 77.5333 | 0 | 77.5333 | 15.2854 | [5 empty] | 0.032473 | 77.5333 | 0 | 77.5333 | 15.2854 | [11 empty] | WLDFR | HFTD - Distribution - Tier 3 - 2QU CoRE ¦ 4QU LoRE | Non-Red Flag Warning - Catastrophic Fires | 2030 | 0 | 15317.9909 | 247.273 | 9287.6491 | 5783.0689 | 3988.1546 | 2.5778e-06 | 0 | 0.010281 | 0.010281 | 0 | 3.2047e-06 | 3.2047e-06 | 0 | 3.2047e-06
[53 empty] | 0.032473 | 77.5333 | 0 | 77.5333 | 14.2854 | [5 empty] | 0.032473 | 77.5333 | 0 | 77.5333 | 14.2854 | [11 empty] | WLDFR | HFTD - Distribution - Tier 3 - 2QU CoRE ¦ 4QU LoRE | Non-Red Flag Warning - Catastrophic Fires | 2031 | 0 | 15317.9909 | 247.273 | 9287.6491 | 5783.0689 | 3988.1546 | 2.5778e-06 | 0 | 0.010281 | 0.010281 | 0 | 3.2047e-06 | 3.2047e-06 | 0 | 3.2047e-06
[53 empty] | 0.032473 | 77.5333 | 0 | 77.5333 | 13.3509 | [5 empty] | 0.032473 | 77.5333 | 0 | 77.5333 | 13.3509 | [11 empty] | WLDFR | HFTD - Distribution - Tier 3 - 2QU CoRE ¦ 4QU LoRE | Non-Red Flag Warning - Catastrophic Fires | 2032 | 0 | 15317.9909 | 247.273 | 9287.6491 | 5783.0689 | 3988.1546 | 2.5778e-06 | 0 | 0.010281 | 0.010281 | 0 | 3.3558e-06 | 3.3558e-06 | 0 | 3.3558e-06
[53 empty] | 0.032473 | 81.393 | 0 | 81.393 | 13.0986 | [5 empty] | 0.032473 | 81.393 | 0 | 81.393 | 13.0986 | [11 empty] | WLDFR | HFTD - Distribution - Tier 3 - 2QU CoRE ¦ 4QU LoRE | Non-Red Flag Warning - Catastrophic Fires | 2033 | 0 | 16044.1264 | 263.1074 | 9721.74 | 6059.2791 | 4178.6364 | 2.5778e-06 | 0 | 0.010772 | 0.010772 | 0 | 3.3558e-06 | 3.3558e-06 | 0 | 3.3558e-06
[53 empty] | 0.032473 | 81.393 | 0 | 81.393 | 12.2417 | [5 empty] | 0.032473 | 81.393 | 0 | 81.393 | 12.2417 | [11 empty] | WLDFR | HFTD - Distribution - Tier 3 - 2QU CoRE ¦ 4QU LoRE | Non-Red Flag Warning - Catastrophic Fires | 2034 | 0 | 16044.1264 | 263.1074 | 9721.74 | 6059.2791 | 4178.6364 | 2.5778e-06 | 0 | 0.010772 | 0.010772 | 0 | 3.3558e-06 | 3.3558e-06 | 0 | 3.3558e-06
[53 empty] | 0.032473 | 81.393 | 0 | 81.393 | 11.4408 | [5 empty] | 0.032473 | 81.393 | 0 | 81.393 | 11.4408 | [11 empty] | WLDFR | HFTD - Distribution - Tier 3 - 2QU CoRE ¦ 4QU LoRE | Non-Red Flag Warning - Catastrophic Fires | 2035 | 0 | 16044.1264 | 263.1074 | 9721.74 | 6059.2791 | 4178.6364 | 2.5778e-06 | 0 | 0.010772 | 0.010772 | 0 | 3.3558e-06 | 3.3558e-06 | 0 | 3.3558e-06
[53 empty] | 0.032473 | 81.393 | 0 | 81.393 | 10.6924 | [5 empty] | 0 | 0 | 0 | 0 | 0 | [11 empty] | WLDFR | HFTD - Distribution - Tier 3 - 2QU CoRE ¦ 4QU LoRE | Non-Red Flag Warning - Catastrophic Fires | 2036 | 0 | 16044.1264 | 263.1074 | 9721.74 | 6059.2791 | 4178.6364 | 2.5778e-06 | 0 | 0.010772 | 0.010772 | 0 | 3.3558e-06 | 3.3558e-06 | 0 | 3.3558e-06
[53 empty] | 0 | 0 | 0 | 0 | 0 | [5 empty] | 0 | 0 | 0 | 0 | 0 | [11 empty] | WLDFR | HFTD - Distribution - Tier 3 - 2QU CoRE ¦ 4QU LoRE | Non-Red Flag Warning - Catastrophic Fires | 2037 | 0 | 16044.1264 | 263.1074 | 9721.74 | 6059.2791 | 4178.6364 | 2.5778e-06 | 0 | 0.010772 | 0.010772 | 0 | 3.517e-06 | 3.517e-06 | 0 | 3.517e-06
[53 empty] | 0 | 0 | 0 | 0 | 0 | [5 empty] | 0.023735 | 40.0121 | 0 | 40.0121 | 40.0121 | [11 empty] | WLDFR | HFTD - Distribution - Tier 3 - 2QU CoRE ¦ 4QU LoRE | Non-Red Flag Warning - Catastrophic Fires | 2038 | 0 | 16832.3912 | 280.5544 | 10192.2718 | 6359.5651 | 4385.7214 | 2.5778e-06 | 0 | 0.011306 | 0.011306 | 0 | 3.517e-06 | 3.517e-06 | 0 | 3.517e-06
[53 empty] | 0.023735 | 40.0121 | 0 | 40.0121 | 37.3945 | [5 empty] | 0.023735 | 40.0121 | 0 | 40.0121 | 37.3945 | [11 empty] | WLDFR | HFTD - Distribution - Tier 3 - 2QU CoRE ¦ 4QU LoRE | Non-Red Flag Warning - Catastrophic Fires | 2039 | 0 | 16832.3912 | 280.5544 | 10192.2718 | 6359.5651 | 4385.7214 | 2.5778e-06 | 0 | 0.011306 | 0.011306 | 0 | 3.517e-06 | 3.517e-06 | 0 | 3.517e-06
[53 empty] | 0.023735 | 41.4783 | 0 | 41.4783 | 36.2287 | [5 empty] | 0.023735 | 41.4783 | 0 | 41.4783 | 36.2287 | [11 empty] | WLDFR | HFTD - Distribution - Tier 3 - 2QU CoRE ¦ 4QU LoRE | Non-Red Flag Warning - Catastrophic Fires | 2040 | 0 | 16832.3912 | 280.5544 | 10192.2718 | 6359.5651 | 4385.7214 | 2.5778e-06 | 0 | 0.011306 | 0.011306 | 0 | 3.517e-06 | 3.517e-06 | 0 | 3.517e-06
[53 empty] | 0.023735 | 41.4783 | 0 | 41.4783 | 33.8586 | [5 empty] | 0.023735 | 41.4783 | 0 | 41.4783 | 33.8586 | [11 empty] | WLDFR | HFTD - Distribution - Tier 3 - 2QU CoRE ¦ 4QU LoRE | Non-Red Flag Warning - Catastrophic Fires | 2041 | 0 | 16832.3912 | 280.5544 | 10192.2718 | 6359.5651 | 4385.7214 | 2.5778e-06 | 0 | 0.011306 | 0.011306 | 0 | 0 | 3.517e-06 | 0 | 3.517e-06
[53 empty] | 0.023735 | 41.4783 | 0 | 41.4783 | 31.6436 | [5 empty] | 0.023735 | 41.4783 | 0 | 41.4783 | 31.6436 | [11 empty] | WLDFR | HFTD - Distribution - Tier 3 - 2QU CoRE ¦ 4QU LoRE | Non-Red Flag Warning - Catastrophic Fires | 2042 | 0 | 16832.3912 | 280.5544 | 10192.2718 | 6359.5651 | 4385.7214 | 2.5778e-06 | 0 | 0.011306 | 0.011306 | 0 | 0.00067822 | 0 | 0 | 0
[53 empty] | 0.023735 | 41.4783 | 0 | 41.4783 | 29.5734 | [5 empty] | 0.023735 | 41.4783 | 0 | 41.4783 | 29.5734 | [11 empty] | WLDFR | HFTD - Distribution - Tier 3 - 2QU CoRE ¦ 4QU LoRE | Non-Red Flag Warning - Catastrophic Fires | 2043 | 0 | 17672.0852 | 299.42 | 10692.7362 | 6679.929 | 4606.6527 | 2.5778e-06 | 0 | 0.011875 | 0.011875 | 0 | 0.00070308 | 0.00070308 | 0 | 0.00070308
[53 empty] | 0.023735 | 41.4783 | 0 | 41.4783 | 27.6387 | [5 empty] | 0.023735 | 41.4783 | 0 | 41.4783 | 27.6387 | [11 empty] | WLDFR | HFTD - Distribution - Tier 3 - 2QU CoRE ¦ 4QU LoRE | Non-Red Flag Warning - Catastrophic Fires | 2044 | 0 | 17672.0852 | 299.42 | 10692.7362 | 6679.929 | 4606.6527 | 2.5778e-06 | 0 | 0.011875 | 0.011875 | 0 | 0.00070308 | 0.00070308 | 0 | 0.00070308
[53 empty] | 0.023735 | 43.3257 | 0 | 43.3257 | 26.9811 | [5 empty] | 0.023735 | 43.3257 | 0 | 43.3257 | 26.9811 | [11 empty] | WLDFR | HFTD - Distribution - Tier 3 - 2QU CoRE ¦ 4QU LoRE | Non-Red Flag Warning - Catastrophic Fires | 2045 | 0 | 17672.0852 | 299.42 | 10692.7362 | 6679.929 | 4606.6527 | 2.5778e-06 | 0 | 0.011875 | 0.011875 | 0 | 0.00070308 | 0.00070308 | 0 | 0.00070308
[53 empty] | 0.023735 | 43.3257 | 0 | 43.3257 | 25.2159 | [5 empty] | 0.023735 | 43.3257 | 0 | 43.3257 | 25.2159 | [11 empty] | WLDFR | HFTD - Distribution - Tier 3 - 2QU CoRE ¦ 4QU LoRE | Non-Red Flag Warning - Catastrophic Fires | 2046 | 0 | 17672.0852 | 299.42 | 10692.7362 | 6679.929 | 4606.6527 | 2.5778e-06 | 0 | 0.011875 | 0.011875 | 0 | 0.00070308 | 0.00070308 | 0 | 0.00070308
[53 empty] | 0.023735 | 43.3257 | 0 | 43.3257 | 23.5663 | [5 empty] | 0.023735 | 43.3257 | 0 | 43.3257 | 23.5663 | [11 empty] | WLDFR | HFTD - Distribution - Tier 3 - 2QU CoRE ¦ 4QU LoRE | Non-Red Flag Warning - Catastrophic Fires | 2047 | 0 | 17672.0852 | 299.42 | 10692.7362 | 6679.929 | 4606.6527 | 2.5778e-06 | 0 | 0.011875 | 0.011875 | 0 | 0.00070308 | 0.00070308 | 0 | 0.00070308
[53 empty] | 0.023735 | 43.3257 | 0 | 43.3257 | 22.0246 | [5 empty] | 0.023735 | 43.3257 | 0 | 43.3257 | 22.0246 | [11 empty] | WLDFR | HFTD - Distribution - Tier 3 - 2QU CoRE ¦ 4QU LoRE | Non-Red Flag Warning - Catastrophic Fires | 2048 | 0 | 18552.3348 | 319.4911 | 11216.5626 | 7016.281 | 4838.6098 | 2.5778e-06 | 0 | 0.012473 | 0.012473 | 0 | 0.0007344 | 0.0007344 | 0 | 0.0007344
[53 empty] | 0.023735 | 43.3257 | 0 | 43.3257 | 20.5837 | [5 empty] | 0.023735 | 43.3257 | 0 | 43.3257 | 20.5837 | [11 empty] | WLDFR | HFTD - Distribution - Tier 3 - 2QU CoRE ¦ 4QU LoRE | Non-Red Flag Warning - Catastrophic Fires | 2049 | 0 | 18552.3348 | 319.4911 | 11216.5626 | 7016.281 | 4838.6098 | 2.5778e-06 | 0 | 0.012473 | 0.012473 | 0 | 0.0007344 | 0.0007344 | 0 | 0.0007344
[53 empty] | 0.023735 | 45.3787 | 0 | 45.3787 | 20.1487 | [5 empty] | 0.023735 | 45.3787 | 0 | 45.3787 | 20.1487 | [11 empty] | WLDFR | HFTD - Distribution - Tier 3 - 2QU CoRE ¦ 4QU LoRE | Non-Red Flag Warning - Catastrophic Fires | 2050 | 0 | 18552.3348 | 319.4911 | 11216.5626 | 7016.281 | 4838.6098 | 2.5778e-06 | 0 | 0.012473 | 0.012473 | 0 | 0.0007344 | 0.0007344 | 0 | 0.0007344
[53 empty] | 0.023735 | 45.3787 | 0 | 45.3787 | 18.8306 | [5 empty] | 0.023735 | 45.3787 | 0 | 45.3787 | 18.8306 | [11 empty] | WLDFR | HFTD - Distribution - Tier 3 - 2QU CoRE ¦ 4QU LoRE | Non-Red Flag Warning - Catastrophic Fires | 2051 | 0 | 18552.3348 | 319.4911 | 11216.5626 | 7016.281 | 4838.6098 | 2.5778e-06 | 0 | 0.012473 | 0.012473 | 0 | 0.0007344 | 0.0007344 | 0 | 0.0007344
[53 empty] | 0.023735 | 45.3787 | 0 | 45.3787 | 17.5986 | [5 empty] | 0.023735 | 45.3787 | 0 | 45.3787 | 17.5986 | [11 empty] | WLDFR | HFTD - Distribution - Tier 3 - 2QU CoRE ¦ 4QU LoRE | Non-Red Flag Warning - Catastrophic Fires | 2052 | 0 | 18552.3348 | 319.4911 | 11216.5626 | 7016.281 | 4838.6098 | 2.5778e-06 | 0 | 0.012473 | 0.012473 | 0 | 0.0007344 | 0.0007344 | 0 | 0.0007344
[53 empty] | 0.023735 | 45.3787 | 0 | 45.3787 | 16.4473 | [5 empty] | 0.023735 | 45.3787 | 0 | 45.3787 | 16.4473 | [11 empty] | WLDFR | HFTD - Distribution - Tier 3 - 2QU CoRE ¦ 4QU LoRE | Non-Red Flag Warning - Catastrophic Fires | 2053 | 0 | 19462.1283 | 340.5356 | 11757.1413 | 7364.4514 | 5078.7171 | 2.5778e-06 | 0 | 0.013092 | 0.013092 | 0 | 0.00076922 | 0.00076922 | 0 | 0.00076922
[53 empty] | 0.023735 | 45.3787 | 0 | 45.3787 | 15.3713 | [5 empty] | 0.023735 | 45.3787 | 0 | 45.3787 | 15.3713 | [11 empty] | WLDFR | HFTD - Distribution - Tier 3 - 2QU CoRE ¦ 4QU LoRE | Non-Red Flag Warning - Catastrophic Fires | 2054 | 0 | 19462.1283 | 340.5356 | 11757.1413 | 7364.4514 | 5078.7171 | 2.5778e-06 | 0 | 0.013092 | 0.013092 | 0 | 0.00076922 | 0.00076922 | 0 | 0.00076922
[53 empty] | 0.023735 | 47.6072 | 0 | 47.6072 | 15.0712 | [5 empty] | 0.023735 | 47.6072 | 0 | 47.6072 | 15.0712 | [11 empty] | WLDFR | HFTD - Distribution - Tier 3 - 2QU CoRE ¦ 4QU LoRE | Non-Red Flag Warning - Catastrophic Fires | 2055 | 0 | 19462.1283 | 340.5356 | 11757.1413 | 7364.4514 | 5078.7171 | 2.5778e-06 | 0 | 0.013092 | 0.013092 | 0 | 0.00076922 | 0.00076922 | 0 | 0.00076922
[53 empty] | 0.023735 | 47.6072 | 0 | 47.6072 | 14.0853 | [5 empty] | 0.023735 | 47.6072 | 0 | 47.6072 | 14.0853 | [11 empty] | WLDFR | HFTD - Distribution - Tier 3 - 2QU CoRE ¦ 4QU LoRE | Non-Red Flag Warning - Large Fires | 2026 | 0 | 5.475 | 0.71896 | 3.0715 | 1.6846 | 1.1617 | 2.0429e-05 | 0 | 2.3733e-05 | 2.3733e-05 | 0 | 0.00076922 | 0.00076922 | 0 | 0.00076922
[53 empty] | 0.023735 | 47.6072 | 0 | 47.6072 | 13.1638 | [5 empty] | 0.023735 | 47.6072 | 0 | 47.6072 | 13.1638 | [11 empty] | WLDFR | HFTD - Distribution - Tier 3 - 2QU CoRE ¦ 4QU LoRE | Non-Red Flag Warning - Large Fires | 2027 | 0 | 5.475 | 0.71896 | 3.0715 | 1.6846 | 1.1617 | 2.0429e-05 | 0 | 2.3733e-05 | 2.3733e-05 | 0 | 0.00076922 | 0.00076922 | 0 | 0.00076922
[53 empty] | 0.023735 | 47.6072 | 0 | 47.6072 | 12.3026 | [5 empty] | 0.023735 | 47.6072 | 0 | 47.6072 | 12.3026 | [11 empty] | WLDFR | HFTD - Distribution - Tier 3 - 2QU CoRE ¦ 4QU LoRE | Non-Red Flag Warning - Large Fires | 2028 | 0 | 5.777 | 0.74734 | 3.238 | 1.7917 | 1.2356 | 2.0429e-05 | 0 | 2.5243e-05 | 2.5243e-05 | 0 | 0.00080701 | 0.00080701 | 0 | 0.00080701
[53 empty] | 0.023735 | 47.6072 | 0 | 47.6072 | 11.4978 | [5 empty] | 0.023735 | 47.6072 | 0 | 47.6072 | 11.4978 | [11 empty] | WLDFR | HFTD - Distribution - Tier 3 - 2QU CoRE ¦ 4QU LoRE | Non-Red Flag Warning - Large Fires | 2029 | 0 | 5.777 | 0.74734 | 3.238 | 1.7917 | 1.2356 | 2.0429e-05 | 0 | 2.5243e-05 | 2.5243e-05 | 0 | 0.00080701 | 0.00080701 | 0 | 0.00080701
[53 empty] | 0.023735 | 49.981 | 0 | 49.981 | 11.2814 | [5 empty] | 0.023735 | 49.981 | 0 | 49.981 | 11.2814 | [11 empty] | WLDFR | HFTD - Distribution - Tier 3 - 2QU CoRE ¦ 4QU LoRE | Non-Red Flag Warning - Large Fires | 2030 | 0 | 5.777 | 0.74734 | 3.238 | 1.7917 | 1.2356 | 2.0429e-05 | 0 | 2.5243e-05 | 2.5243e-05 | 0 | 0.00080701 | 0.00080701 | 0 | 0.00080701
[53 empty] | 0.023735 | 49.981 | 0 | 49.981 | 10.5433 | [5 empty] | 0.023735 | 49.981 | 0 | 49.981 | 10.5433 | [11 empty] | WLDFR | HFTD - Distribution - Tier 3 - 2QU CoRE ¦ 4QU LoRE | Non-Red Flag Warning - Large Fires | 2031 | 0 | 5.777 | 0.74734 | 3.238 | 1.7917 | 1.2356 | 2.0429e-05 | 0 | 2.5243e-05 | 2.5243e-05 | 0 | 0.00080701 | 0.00080701 | 0 | 0.00080701
[53 empty] | 0.023735 | 49.981 | 0 | 49.981 | 9.8536 | [5 empty] | 0.023735 | 49.981 | 0 | 49.981 | 9.8536 | [11 empty] | WLDFR | HFTD - Distribution - Tier 3 - 2QU CoRE ¦ 4QU LoRE | Non-Red Flag Warning - Large Fires | 2032 | 0 | 5.777 | 0.74734 | 3.238 | 1.7917 | 1.2356 | 2.0429e-05 | 0 | 2.5243e-05 | 2.5243e-05 | 0 | 0.00080701 | 0.00080701 | 0 | 0.00080701
[53 empty] | 0.023735 | 49.981 | 0 | 49.981 | 9.2089 | [5 empty] | 0.023735 | 49.981 | 0 | 49.981 | 9.2089 | [11 empty] | WLDFR | HFTD - Distribution - Tier 3 - 2QU CoRE ¦ 4QU LoRE | Non-Red Flag Warning - Large Fires | 2033 | 0 | 6.1205 | 0.77885 | 3.4265 | 1.9151 | 1.3207 | 2.0429e-05 | 0 | 2.6981e-05 | 2.6981e-05 | 0 | 0.00084727 | 0.00084727 | 0 | 0.00084727
[53 empty] | 0.023735 | 49.981 | 0 | 49.981 | 8.6065 | [5 empty] | 0.023735 | 49.981 | 0 | 49.981 | 8.6065 | [11 empty] | WLDFR | HFTD - Distribution - Tier 3 - 2QU CoRE ¦ 4QU LoRE | Non-Red Flag Warning - Large Fires | 2034 | 0 | 6.1205 | 0.77885 | 3.4265 | 1.9151 | 1.3207 | 2.0429e-05 | 0 | 2.6981e-05 | 2.6981e-05 | 0 | 0.00084727 | 0.00084727 | 0 | 0.00084727
[53 empty] | 0.023735 | 52.4691 | 0 | 52.4691 | 8.4439 | [5 empty] | 0.023735 | 52.4691 | 0 | 52.4691 | 8.4439 | [11 empty] | WLDFR | HFTD - Distribution - Tier 3 - 2QU CoRE ¦ 4QU LoRE | Non-Red Flag Warning - Large Fires | 2035 | 0 | 6.1205 | 0.77885 | 3.4265 | 1.9151 | 1.3207 | 2.0429e-05 | 0 | 2.6981e-05 | 2.6981e-05 | 0 | 0.00084727 | 0.00084727 | 0 | 0.00084727
[53 empty] | 0.023735 | 52.4691 | 0 | 52.4691 | 7.8915 | [5 empty] | 0.023735 | 52.4691 | 0 | 52.4691 | 7.8915 | [11 empty] | WLDFR | HFTD - Distribution - Tier 3 - 2QU CoRE ¦ 4QU LoRE | Non-Red Flag Warning - Large Fires | 2036 | 0 | 6.1205 | 0.77885 | 3.4265 | 1.9151 | 1.3207 | 2.0429e-05 | 0 | 2.6981e-05 | 2.6981e-05 | 0 | 0.00084727 | 0.00084727 | 0 | 0.00084727
[53 empty] | 0.023735 | 52.4691 | 0 | 52.4691 | 7.3752 | [5 empty] | 0.023735 | 52.4691 | 0 | 52.4691 | 7.3752 | [11 empty] | WLDFR | HFTD - Distribution - Tier 3 - 2QU CoRE ¦ 4QU LoRE | Non-Red Flag Warning - Large Fires | 2037 | 0 | 6.1205 | 0.77885 | 3.4265 | 1.9151 | 1.3207 | 2.0429e-05 | 0 | 2.6981e-05 | 2.6981e-05 | 0 | 0.00084727 | 0.00084727 | 0 | 0.00084727
[53 empty] | 0.023735 | 52.4691 | 0 | 52.4691 | 6.8927 | [5 empty] | 0 | 0 | 0 | 0 | 0 | [11 empty] | WLDFR | HFTD - Distribution - Tier 3 - 2QU CoRE ¦ 4QU LoRE | Non-Red Flag Warning - Large Fires | 2038 | 0 | 6.5028 | 0.81304 | 3.6355 | 2.0543 | 1.4167 | 2.0429e-05 | 0 | 2.8941e-05 | 2.8941e-05 | 0 | 0.00088947 | 0.00088947 | 0 | 0.00088947
[53 empty] | 0 | 0 | 0 | 0 | 0 | [5 empty] | 0 | 0 | 0 | 0 | 0 | [11 empty] | WLDFR | HFTD - Distribution - Tier 3 - 2QU CoRE ¦ 4QU LoRE | Non-Red Flag Warning - Large Fires | 2039 | 0 | 6.5028 | 0.81304 | 3.6355 | 2.0543 | 1.4167 | 2.0429e-05 | 0 | 2.8941e-05 | 2.8941e-05 | 0 | 0.00088947 | 0.00088947 | 0 | 0.00088947
[53 empty] | 0 | 0 | 0 | 0 | 0 | [5 empty] | 0.020634 | 11.3276 | 0 | 11.3276 | 11.3276 | [11 empty] | WLDFR | HFTD - Distribution - Tier 3 - 2QU CoRE ¦ 4QU LoRE | Non-Red Flag Warning - Large Fires | 2040 | 0 | 6.5028 | 0.81304 | 3.6355 | 2.0543 | 1.4167 | 2.0429e-05 | 0 | 2.8941e-05 | 2.8941e-05 | 0 | 0.00088947 | 0.00088947 | 0 | 0.00088947
[53 empty] | 0.020634 | 11.3276 | 0 | 11.3276 | 10.5866 | [5 empty] | 0.020634 | 11.3276 | 0 | 11.3276 | 10.5866 | [11 empty] | WLDFR | HFTD - Distribution - Tier 3 - 2QU CoRE ¦ 4QU LoRE | Non-Red Flag Warning - Large Fires | 2041 | 0 | 6.5028 | 0.81304 | 3.6355 | 2.0543 | 1.4167 | 2.0429e-05 | 0 | 2.8941e-05 | 2.8941e-05 | 0 | 0.00088947 | 0.00088947 | 0 | 0.00088947
[53 empty] | 0.020634 | 11.7427 | 0 | 11.7427 | 10.2565 | [5 empty] | 0.020634 | 11.7427 | 0 | 11.7427 | 10.2565 | [11 empty] | WLDFR | HFTD - Distribution - Tier 3 - 2QU CoRE ¦ 4QU LoRE | Non-Red Flag Warning - Large Fires | 2042 | 0 | 6.5028 | 0.81304 | 3.6355 | 2.0543 | 1.4167 | 2.0429e-05 | 0 | 2.8941e-05 | 2.8941e-05 | 0 | 0 | 0.00088947 | 0 | 0.00088947
[53 empty] | 0.020634 | 11.7427 | 0 | 11.7427 | 9.5855 | [5 empty] | 0.020634 | 11.7427 | 0 | 11.7427 | 9.5855 | [11 empty] | WLDFR | HFTD - Distribution - Tier 3 - 2QU CoRE ¦ 4QU LoRE | Non-Red Flag Warning - Large Fires | 2043 | 0 | 6.9209 | 0.84944 | 3.8632 | 2.2083 | 1.5229 | 2.0429e-05 | 0 | 3.1112e-05 | 3.1112e-05 | 0 | 0.00069566 | 0 | 0 | 0
[53 empty] | 0.020634 | 11.7427 | 0 | 11.7427 | 8.9584 | [5 empty] | 0.020634 | 11.7427 | 0 | 11.7427 | 8.9584 | [11 empty] | WLDFR | HFTD - Distribution - Tier 3 - 2QU CoRE ¦ 4QU LoRE | Non-Red Flag Warning - Large Fires | 2044 | 0 | 6.9209 | 0.84944 | 3.8632 | 2.2083 | 1.5229 | 2.0429e-05 | 0 | 3.1112e-05 | 3.1112e-05 | 0 | 0.00072108 | 0.00072108 | 0 | 0.00072108
[53 empty] | 0.020634 | 11.7427 | 0 | 11.7427 | 8.3724 | [5 empty] | 0.020634 | 11.7427 | 0 | 11.7427 | 8.3724 | [11 empty] | WLDFR | HFTD - Distribution - Tier 3 - 2QU CoRE ¦ 4QU LoRE | Non-Red Flag Warning - Large Fires | 2045 | 0 | 6.9209 | 0.84944 | 3.8632 | 2.2083 | 1.5229 | 2.0429e-05 | 0 | 3.1112e-05 | 3.1112e-05 | 0 | 0.00072108 | 0.00072108 | 0 | 0.00072108
[53 empty] | 0.020634 | 11.7427 | 0 | 11.7427 | 7.8246 | [5 empty] | 0.020634 | 11.7427 | 0 | 11.7427 | 7.8246 | [11 empty] | WLDFR | HFTD - Distribution - Tier 3 - 2QU CoRE ¦ 4QU LoRE | Non-Red Flag Warning - Large Fires | 2046 | 0 | 6.9209 | 0.84944 | 3.8632 | 2.2083 | 1.5229 | 2.0429e-05 | 0 | 3.1112e-05 | 3.1112e-05 | 0 | 0.00072108 | 0.00072108 | 0 | 0.00072108
[53 empty] | 0.020634 | 12.2656 | 0 | 12.2656 | 7.6384 | [5 empty] | 0.020634 | 12.2656 | 0 | 12.2656 | 7.6384 | [11 empty] | WLDFR | HFTD - Distribution - Tier 3 - 2QU CoRE ¦ 4QU LoRE | Non-Red Flag Warning - Large Fires | 2047 | 0 | 6.9209 | 0.84944 | 3.8632 | 2.2083 | 1.5229 | 2.0429e-05 | 0 | 3.1112e-05 | 3.1112e-05 | 0 | 0.00072108 | 0.00072108 | 0 | 0.00072108
[53 empty] | 0.020634 | 12.2656 | 0 | 12.2656 | 7.1387 | [5 empty] | 0.020634 | 12.2656 | 0 | 12.2656 | 7.1387 | [11 empty] | WLDFR | HFTD - Distribution - Tier 3 - 2QU CoRE ¦ 4QU LoRE | Non-Red Flag Warning - Large Fires | 2048 | 0 | 7.3713 | 0.88759 | 4.1075 | 2.3763 | 1.6388 | 2.0429e-05 | 0 | 3.3478e-05 | 3.3478e-05 | 0 | 0.00072108 | 0.00072108 | 0 | 0.00072108
[53 empty] | 0.020634 | 12.2656 | 0 | 12.2656 | 6.6717 | [5 empty] | 0.020634 | 12.2656 | 0 | 12.2656 | 6.6717 | [11 empty] | WLDFR | HFTD - Distribution - Tier 3 - 2QU CoRE ¦ 4QU LoRE | Non-Red Flag Warning - Large Fires | 2049 | 0 | 7.3713 | 0.88759 | 4.1075 | 2.3763 | 1.6388 | 2.0429e-05 | 0 | 3.3478e-05 | 3.3478e-05 | 0 | 0.00075308 | 0.00075308 | 0 | 0.00075308
[53 empty] | 0.020634 | 12.2656 | 0 | 12.2656 | 6.2352 | [5 empty] | 0.020634 | 12.2656 | 0 | 12.2656 | 6.2352 | [11 empty] | WLDFR | HFTD - Distribution - Tier 3 - 2QU CoRE ¦ 4QU LoRE | Non-Red Flag Warning - Large Fires | 2050 | 0 | 7.3713 | 0.88759 | 4.1075 | 2.3763 | 1.6388 | 2.0429e-05 | 0 | 3.3478e-05 | 3.3478e-05 | 0 | 0.00075308 | 0.00075308 | 0 | 0.00075308
[53 empty] | 0.020634 | 12.2656 | 0 | 12.2656 | 5.8273 | [5 empty] | 0.020634 | 12.2656 | 0 | 12.2656 | 5.8273 | [11 empty] | WLDFR | HFTD - Distribution - Tier 3 - 2QU CoRE ¦ 4QU LoRE | Non-Red Flag Warning - Large Fires | 2051 | 0 | 7.3713 | 0.88759 | 4.1075 | 2.3763 | 1.6388 | 2.0429e-05 | 0 | 3.3478e-05 | 3.3478e-05 | 0 | 0.00075308 | 0.00075308 | 0 | 0.00075308
[53 empty] | 0.020634 | 12.8467 | 0 | 12.8467 | 5.7041 | [5 empty] | 0.020634 | 12.8467 | 0 | 12.8467 | 5.7041 | [11 empty] | WLDFR | HFTD - Distribution - Tier 3 - 2QU CoRE ¦ 4QU LoRE | Non-Red Flag Warning - Large Fires | 2052 | 0 | 7.3713 | 0.88759 | 4.1075 | 2.3763 | 1.6388 | 2.0429e-05 | 0 | 3.3478e-05 | 3.3478e-05 | 0 | 0.00075308 | 0.00075308 | 0 | 0.00075308
[53 empty] | 0.020634 | 12.8467 | 0 | 12.8467 | 5.3309 | [5 empty] | 0.020634 | 12.8467 | 0 | 12.8467 | 5.3309 | [11 empty] | WLDFR | HFTD - Distribution - Tier 3 - 2QU CoRE ¦ 4QU LoRE | Non-Red Flag Warning - Large Fires | 2053 | 0 | 7.8503 | 0.92702 | 4.3664 | 2.5569 | 1.7633 | 2.0429e-05 | 0 | 3.6022e-05 | 3.6022e-05 | 0 | 0.00075308 | 0.00075308 | 0 | 0.00075308
[53 empty] | 0.020634 | 12.8467 | 0 | 12.8467 | 4.9822 | [5 empty] | 0.020634 | 12.8467 | 0 | 12.8467 | 4.9822 | [11 empty] | WLDFR | HFTD - Distribution - Tier 3 - 2QU CoRE ¦ 4QU LoRE | Non-Red Flag Warning - Large Fires | 2054 | 0 | 7.8503 | 0.92702 | 4.3664 | 2.5569 | 1.7633 | 2.0429e-05 | 0 | 3.6022e-05 | 3.6022e-05 | 0 | 0.00078861 | 0.00078861 | 0 | 0.00078861
[53 empty] | 0.020634 | 12.8467 | 0 | 12.8467 | 4.6562 | [5 empty] | 0.020634 | 12.8467 | 0 | 12.8467 | 4.6562 | [11 empty] | WLDFR | HFTD - Distribution - Tier 3 - 2QU CoRE ¦ 4QU LoRE | Non-Red Flag Warning - Large Fires | 2055 | 0 | 7.8503 | 0.92702 | 4.3664 | 2.5569 | 1.7633 | 2.0429e-05 | 0 | 3.6022e-05 | 3.6022e-05 | 0 | 0.00078861 | 0.00078861 | 0 | 0.00078861
[53 empty] | 0.020634 | 12.8467 | 0 | 12.8467 | 4.3516 | [5 empty] | 0.020634 | 12.8467 | 0 | 12.8467 | 4.3516 | [11 empty] | WLDFR | HFTD - Distribution - Tier 3 - 2QU CoRE ¦ 4QU LoRE | Non-Red Flag Warning - Small Fires | 2026 | 0 | 0.080408 | 0.03759 | 0.0016314 | 0.041187 | 0.028403 | 0.0034038 | 0 | 9.6679e-05 | 9.6679e-05 | 0 | 0.00078861 | 0.00078861 | 0 | 0.00078861
[53 empty] | 0.020634 | 13.4775 | 0 | 13.4775 | 4.2666 | [5 empty] | 0.020634 | 13.4775 | 0 | 13.4775 | 4.2666 | [11 empty] | WLDFR | HFTD - Distribution - Tier 3 - 2QU CoRE ¦ 4QU LoRE | Non-Red Flag Warning - Small Fires | 2027 | 0 | 0.080408 | 0.03759 | 0.0016314 | 0.041187 | 0.028403 | 0.0034038 | 0 | 9.6679e-05 | 9.6679e-05 | 0 | 0.00078861 | 0.00078861 | 0 | 0.00078861
[53 empty] | 0.020634 | 13.4775 | 0 | 13.4775 | 3.9875 | [5 empty] | 0.020634 | 13.4775 | 0 | 13.4775 | 3.9875 | [11 empty] | WLDFR | HFTD - Distribution - Tier 3 - 2QU CoRE ¦ 4QU LoRE | Non-Red Flag Warning - Small Fires | 2028 | 0 | 0.083606 | 0.039055 | 0.001695 | 0.042856 | 0.029555 | 0.0034038 | 0 | 0.0001006 | 0.0001006 | 0 | 0.00078861 | 0.00078861 | 0 | 0.00078861
[53 empty] | 0.020634 | 13.4775 | 0 | 13.4775 | 3.7266 | [5 empty] | 0.020634 | 13.4775 | 0 | 13.4775 | 3.7266 | [11 empty] | WLDFR | HFTD - Distribution - Tier 3 - 2QU CoRE ¦ 4QU LoRE | Non-Red Flag Warning - Small Fires | 2029 | 0 | 0.083606 | 0.039055 | 0.001695 | 0.042856 | 0.029555 | 0.0034038 | 0 | 0.0001006 | 0.0001006 | 0 | 0.00082715 | 0.00082715 | 0 | 0.00082715
[53 empty] | 0.020634 | 13.4775 | 0 | 13.4775 | 3.4828 | [5 empty] | 0.020634 | 13.4775 | 0 | 13.4775 | 3.4828 | [11 empty] | WLDFR | HFTD - Distribution - Tier 3 - 2QU CoRE ¦ 4QU LoRE | Non-Red Flag Warning - Small Fires | 2030 | 0 | 0.083606 | 0.039055 | 0.001695 | 0.042856 | 0.029555 | 0.0034038 | 0 | 0.0001006 | 0.0001006 | 0 | 0.00082715 | 0.00082715 | 0 | 0.00082715
[53 empty] | 0.020634 | 13.4775 | 0 | 13.4775 | 3.255 | [5 empty] | 0.020634 | 13.4775 | 0 | 13.4775 | 3.255 | [11 empty] | WLDFR | HFTD - Distribution - Tier 3 - 2QU CoRE ¦ 4QU LoRE | Non-Red Flag Warning - Small Fires | 2031 | 0 | 0.083606 | 0.039055 | 0.001695 | 0.042856 | 0.029555 | 0.0034038 | 0 | 0.0001006 | 0.0001006 | 0 | 0.00082715 | 0.00082715 | 0 | 0.00082715
[53 empty] | 0.020634 | 14.1493 | 0 | 14.1493 | 3.1937 | [5 empty] | 0.020634 | 14.1493 | 0 | 14.1493 | 3.1937 | [11 empty] | WLDFR | HFTD - Distribution - Tier 3 - 2QU CoRE ¦ 4QU LoRE | Non-Red Flag Warning - Small Fires | 2032 | 0 | 0.083606 | 0.039055 | 0.001695 | 0.042856 | 0.029555 | 0.0034038 | 0 | 0.0001006 | 0.0001006 | 0 | 0.00082715 | 0.00082715 | 0 | 0.00082715
[53 empty] | 0.020634 | 14.1493 | 0 | 14.1493 | 2.9848 | [5 empty] | 0.020634 | 14.1493 | 0 | 14.1493 | 2.9848 | [11 empty] | WLDFR | HFTD - Distribution - Tier 3 - 2QU CoRE ¦ 4QU LoRE | Non-Red Flag Warning - Small Fires | 2033 | 0 | 0.087211 | 0.040679 | 0.0017655 | 0.044766 | 0.030872 | 0.0034038 | 0 | 0.00010508 | 0.00010508 | 0 | 0.00082715 | 0.00082715 | 0 | 0.00082715
[53 empty] | 0.020634 | 14.1493 | 0 | 14.1493 | 2.7895 | [5 empty] | 0.020634 | 14.1493 | 0 | 14.1493 | 2.7895 | [11 empty] | WLDFR | HFTD - Distribution - Tier 3 - 2QU CoRE ¦ 4QU LoRE | Non-Red Flag Warning - Small Fires | 2034 | 0 | 0.087211 | 0.040679 | 0.0017655 | 0.044766 | 0.030872 | 0.0034038 | 0 | 0.00010508 | 0.00010508 | 0 | 0.00086817 | 0.00086817 | 0 | 0.00086817
[53 empty] | 0.020634 | 14.1493 | 0 | 14.1493 | 2.607 | [5 empty] | 0.020634 | 14.1493 | 0 | 14.1493 | 2.607 | [11 empty] | WLDFR | HFTD - Distribution - Tier 3 - 2QU CoRE ¦ 4QU LoRE | Non-Red Flag Warning - Small Fires | 2035 | 0 | 0.087211 | 0.040679 | 0.0017655 | 0.044766 | 0.030872 | 0.0034038 | 0 | 0.00010508 | 0.00010508 | 0 | 0.00086817 | 0.00086817 | 0 | 0.00086817
[53 empty] | 0.020634 | 14.1493 | 0 | 14.1493 | 2.4365 | [5 empty] | 0.020634 | 14.1493 | 0 | 14.1493 | 2.4365 | [11 empty] | WLDFR | HFTD - Distribution - Tier 3 - 2QU CoRE ¦ 4QU LoRE | Non-Red Flag Warning - Small Fires | 2036 | 0 | 0.087211 | 0.040679 | 0.0017655 | 0.044766 | 0.030872 | 0.0034038 | 0 | 0.00010508 | 0.00010508 | 0 | 0.00086817 | 0.00086817 | 0 | 0.00086817
[53 empty] | 0.020634 | 14.8536 | 0 | 14.8536 | 2.3904 | [5 empty] | 0.020634 | 14.8536 | 0 | 14.8536 | 2.3904 | [11 empty] | WLDFR | HFTD - Distribution - Tier 3 - 2QU CoRE ¦ 4QU LoRE | Non-Red Flag Warning - Small Fires | 2037 | 0 | 0.087211 | 0.040679 | 0.0017655 | 0.044766 | 0.030872 | 0.0034038 | 0 | 0.00010508 | 0.00010508 | 0 | 0.00086817 | 0.00086817 | 0 | 0.00086817
[53 empty] | 0.020634 | 14.8536 | 0 | 14.8536 | 2.234 | [5 empty] | 0.020634 | 14.8536 | 0 | 14.8536 | 2.234 | [11 empty] | WLDFR | HFTD - Distribution - Tier 3 - 2QU CoRE ¦ 4QU LoRE | Non-Red Flag Warning - Small Fires | 2038 | 0 | 0.091184 | 0.042438 | 0.0018418 | 0.046905 | 0.032347 | 0.0034038 | 0 | 0.0001101 | 0.0001101 | 0 | 0.00086817 | 0.00086817 | 0 | 0.00086817
[53 empty] | 0.020634 | 14.8536 | 0 | 14.8536 | 2.0879 | [5 empty] | 0.020634 | 14.8536 | 0 | 14.8536 | 2.0879 | [11 empty] | WLDFR | HFTD - Distribution - Tier 3 - 2QU CoRE ¦ 4QU LoRE | Non-Red Flag Warning - Small Fires | 2039 | 0 | 0.091184 | 0.042438 | 0.0018418 | 0.046905 | 0.032347 | 0.0034038 | 0 | 0.0001101 | 0.0001101 | 0 | 0.00091113 | 0.00091113 | 0 | 0.00091113
[53 empty] | 0.020634 | 14.8536 | 0 | 14.8536 | 1.9513 | [5 empty] | 0 | 0 | 0 | 0 | 0 | [11 empty] | WLDFR | HFTD - Distribution - Tier 3 - 2QU CoRE ¦ 4QU LoRE | Non-Red Flag Warning - Small Fires | 2040 | 0 | 0.091184 | 0.042438 | 0.0018418 | 0.046905 | 0.032347 | 0.0034038 | 0 | 0.0001101 | 0.0001101 | 0 | 0.00091113 | 0.00091113 | 0 | 0.00091113
[53 empty] | 0 | 0 | 0 | 0 | 0 | [5 empty] | 0 | 0 | 0 | 0 | 0 | [11 empty] | WLDFR | HFTD - Distribution - Tier 3 - 2QU CoRE ¦ 4QU LoRE | Non-Red Flag Warning - Small Fires | 2041 | 0 | 0.091184 | 0.042438 | 0.0018418 | 0.046905 | 0.032347 | 0.0034038 | 0 | 0.0001101 | 0.0001101 | 0 | 0.00091113 | 0.00091113 | 0 | 0.00091113
[53 empty] | 0 | 0 | 0 | 0 | 0 | [5 empty] | 0.018384 | 9.3885 | 0 | 9.3885 | 9.3885 | [11 empty] | WLDFR | HFTD - Distribution - Tier 3 - 2QU CoRE ¦ 4QU LoRE | Non-Red Flag Warning - Small Fires | 2042 | 0 | 0.091184 | 0.042438 | 0.0018418 | 0.046905 | 0.032347 | 0.0034038 | 0 | 0.0001101 | 0.0001101 | 0 | 0.00091113 | 0.00091113 | 0 | 0.00091113
[53 empty] | 0.018384 | 9.3885 | 0 | 9.3885 | 8.7743 | [5 empty] | 0.018384 | 9.3885 | 0 | 9.3885 | 8.7743 | [11 empty] | WLDFR | HFTD - Distribution - Tier 3 - 2QU CoRE ¦ 4QU LoRE | Non-Red Flag Warning - Small Fires | 2043 | 0 | 0.095486 | 0.044306 | 0.0019228 | 0.049257 | 0.033969 | 0.0034038 | 0 | 0.00011562 | 0.00011562 | 0 | 0 | 0.00091113 | 0 | 0.00091113
[53 empty] | 0.018384 | 9.7325 | 0 | 9.7325 | 8.5007 | [5 empty] | 0.018384 | 9.7325 | 0 | 9.7325 | 8.5007 | [11 empty] | WLDFR | HFTD - Distribution - Tier 3 - 2QU CoRE ¦ 4QU LoRE | Non-Red Flag Warning - Small Fires | 2044 | 0 | 0.095486 | 0.044306 | 0.0019228 | 0.049257 | 0.033969 | 0.0034038 | 0 | 0.00011562 | 0.00011562 | 0 | 4.2404e-06 | 0 | 0 | 0
[53 empty] | 0.018384 | 9.7325 | 0 | 9.7325 | 7.9446 | [5 empty] | 0.018384 | 9.7325 | 0 | 9.7325 | 7.9446 | [11 empty] | WLDFR | HFTD - Distribution - Tier 3 - 2QU CoRE ¦ 4QU LoRE | Non-Red Flag Warning - Small Fires | 2045 | 0 | 0.095486 | 0.044306 | 0.0019228 | 0.049257 | 0.033969 | 0.0034038 | 0 | 0.00011562 | 0.00011562 | 0 | 4.4301e-06 | 4.4301e-06 | 0 | 4.4301e-06
[53 empty] | 0.018384 | 9.7325 | 0 | 9.7325 | 7.4249 | [5 empty] | 0.018384 | 9.7325 | 0 | 9.7325 | 7.4249 | [11 empty] | WLDFR | HFTD - Distribution - Tier 3 - 2QU CoRE ¦ 4QU LoRE | Non-Red Flag Warning - Small Fires | 2046 | 0 | 0.095486 | 0.044306 | 0.0019228 | 0.049257 | 0.033969 | 0.0034038 | 0 | 0.00011562 | 0.00011562 | 0 | 4.4301e-06 | 4.4301e-06 | 0 | 4.4301e-06
[53 empty] | 0.018384 | 9.7325 | 0 | 9.7325 | 6.9391 | [5 empty] | 0.018384 | 9.7325 | 0 | 9.7325 | 6.9391 | [11 empty] | WLDFR | HFTD - Distribution - Tier 3 - 2QU CoRE ¦ 4QU LoRE | Non-Red Flag Warning - Small Fires | 2047 | 0 | 0.095486 | 0.044306 | 0.0019228 | 0.049257 | 0.033969 | 0.0034038 | 0 | 0.00011562 | 0.00011562 | 0 | 4.4301e-06 | 4.4301e-06 | 0 | 4.4301e-06
[53 empty] | 0.018384 | 9.7325 | 0 | 9.7325 | 6.4852 | [5 empty] | 0.018384 | 9.7325 | 0 | 9.7325 | 6.4852 | [11 empty] | WLDFR | HFTD - Distribution - Tier 3 - 2QU CoRE ¦ 4QU LoRE | Non-Red Flag Warning - Small Fires | 2048 | 0 | 0.10007 | 0.04626 | 0.0020076 | 0.051804 | 0.035726 | 0.0034038 | 0 | 0.0001216 | 0.0001216 | 0 | 4.4301e-06 | 4.4301e-06 | 0 | 4.4301e-06
[53 empty] | 0.018384 | 10.1659 | 0 | 10.1659 | 6.3308 | [5 empty] | 0.018384 | 10.1659 | 0 | 10.1659 | 6.3308 | [11 empty] | WLDFR | HFTD - Distribution - Tier 3 - 2QU CoRE ¦ 4QU LoRE | Non-Red Flag Warning - Small Fires | 2049 | 0 | 0.10007 | 0.04626 | 0.0020076 | 0.051804 | 0.035726 | 0.0034038 | 0 | 0.0001216 | 0.0001216 | 0 | 4.4301e-06 | 4.4301e-06 | 0 | 4.4301e-06
[53 empty] | 0.018384 | 10.1659 | 0 | 10.1659 | 5.9167 | [5 empty] | 0.018384 | 10.1659 | 0 | 10.1659 | 5.9167 | [11 empty] | WLDFR | HFTD - Distribution - Tier 3 - 2QU CoRE ¦ 4QU LoRE | Non-Red Flag Warning - Small Fires | 2050 | 0 | 0.10007 | 0.04626 | 0.0020076 | 0.051804 | 0.035726 | 0.0034038 | 0 | 0.0001216 | 0.0001216 | 0 | 4.6745e-06 | 4.6745e-06 | 0 | 4.6745e-06
[53 empty] | 0.018384 | 10.1659 | 0 | 10.1659 | 5.5296 | [5 empty] | 0.018384 | 10.1659 | 0 | 10.1659 | 5.5296 | [11 empty] | WLDFR | HFTD - Distribution - Tier 3 - 2QU CoRE ¦ 4QU LoRE | Non-Red Flag Warning - Small Fires | 2051 | 0 | 0.10007 | 0.04626 | 0.0020076 | 0.051804 | 0.035726 | 0.0034038 | 0 | 0.0001216 | 0.0001216 | 0 | 4.6745e-06 | 4.6745e-06 | 0 | 4.6745e-06
[53 empty] | 0.018384 | 10.1659 | 0 | 10.1659 | 5.1678 | [5 empty] | 0.018384 | 10.1659 | 0 | 10.1659 | 5.1678 | [11 empty] | WLDFR | HFTD - Distribution - Tier 3 - 2QU CoRE ¦ 4QU LoRE | Non-Red Flag Warning - Small Fires | 2052 | 0 | 0.10007 | 0.04626 | 0.0020076 | 0.051804 | 0.035726 | 0.0034038 | 0 | 0.0001216 | 0.0001216 | 0 | 4.6745e-06 | 4.6745e-06 | 0 | 4.6745e-06
[53 empty] | 0.018384 | 10.1659 | 0 | 10.1659 | 4.8298 | [5 empty] | 0.018384 | 10.1659 | 0 | 10.1659 | 4.8298 | [11 empty] | WLDFR | HFTD - Distribution - Tier 3 - 2QU CoRE ¦ 4QU LoRE | Non-Red Flag Warning - Small Fires | 2053 | 0 | 0.10489 | 0.048274 | 0.002095 | 0.054525 | 0.037602 | 0.0034038 | 0 | 0.00012799 | 0.00012799 | 0 | 4.6745e-06 | 4.6745e-06 | 0 | 4.6745e-06
[53 empty] | 0.018384 | 10.6476 | 0 | 10.6476 | 4.7277 | [5 empty] | 0.018384 | 10.6476 | 0 | 10.6476 | 4.7277 | [11 empty] | WLDFR | HFTD - Distribution - Tier 3 - 2QU CoRE ¦ 4QU LoRE | Non-Red Flag Warning - Small Fires | 2054 | 0 | 0.10489 | 0.048274 | 0.002095 | 0.054525 | 0.037602 | 0.0034038 | 0 | 0.00012799 | 0.00012799 | 0 | 4.6745e-06 | 4.6745e-06 | 0 | 4.6745e-06
[53 empty] | 0.018384 | 10.6476 | 0 | 10.6476 | 4.4184 | [5 empty] | 0.018384 | 10.6476 | 0 | 10.6476 | 4.4184 | [11 empty] | WLDFR | HFTD - Distribution - Tier 3 - 2QU CoRE ¦ 4QU LoRE | Non-Red Flag Warning - Small Fires | 2055 | 0 | 0.10489 | 0.048274 | 0.002095 | 0.054525 | 0.037602 | 0.0034038 | 0 | 0.00012799 | 0.00012799 | 0 | 4.9524e-06 | 4.9524e-06 | 0 | 4.9524e-06
[53 empty] | 0.018384 | 10.6476 | 0 | 10.6476 | 4.1293 | [5 empty] | 0.018384 | 10.6476 | 0 | 10.6476 | 4.1293 | [11 empty] | WLDFR | HFTD - Distribution - Tier 3 - 2QU CoRE ¦ 4QU LoRE | Red Flag Warning - Catastrophic Fires | 2026 | 0 | 14664.6376 | 233.2301 | 8896.516 | 5534.8915 | 3817.0051 | 5.4908e-05 | 0 | 0.20958 | 0.20958 | 0 | 4.9524e-06 | 4.9524e-06 | 0 | 4.9524e-06
[53 empty] | 0.018384 | 10.6476 | 0 | 10.6476 | 3.8592 | [5 empty] | 0.018384 | 10.6476 | 0 | 10.6476 | 3.8592 | [11 empty] | WLDFR | HFTD - Distribution - Tier 3 - 2QU CoRE ¦ 4QU LoRE | Red Flag Warning - Catastrophic Fires | 2027 | 0 | 14664.6376 | 233.2301 | 8896.516 | 5534.8915 | 3817.0051 | 5.4908e-05 | 0 | 0.20958 | 0.20958 | 0 | 4.9524e-06 | 4.9524e-06 | 0 | 4.9524e-06
[53 empty] | 0.018384 | 10.6476 | 0 | 10.6476 | 3.6067 | [5 empty] | 0.018384 | 10.6476 | 0 | 10.6476 | 3.6067 | [11 empty] | WLDFR | HFTD - Distribution - Tier 3 - 2QU CoRE ¦ 4QU LoRE | Red Flag Warning - Catastrophic Fires | 2028 | 0 | 15317.9909 | 247.273 | 9287.6491 | 5783.0689 | 3988.1546 | 5.4908e-05 | 0 | 0.21898 | 0.21898 | 0 | 4.9524e-06 | 4.9524e-06 | 0 | 4.9524e-06
[53 empty] | 0.018384 | 11.1705 | 0 | 11.1705 | 3.5363 | [5 empty] | 0.018384 | 11.1705 | 0 | 11.1705 | 3.5363 | [11 empty] | WLDFR | HFTD - Distribution - Tier 3 - 2QU CoRE ¦ 4QU LoRE | Red Flag Warning - Catastrophic Fires | 2029 | 0 | 15317.9909 | 247.273 | 9287.6491 | 5783.0689 | 3988.1546 | 5.4908e-05 | 0 | 0.21898 | 0.21898 | 0 | 4.9524e-06 | 4.9524e-06 | 0 | 4.9524e-06
[53 empty] | 0.018384 | 11.1705 | 0 | 11.1705 | 3.305 | [5 empty] | 0.018384 | 11.1705 | 0 | 11.1705 | 3.305 | [11 empty] | WLDFR | HFTD - Distribution - Tier 3 - 2QU CoRE ¦ 4QU LoRE | Red Flag Warning - Catastrophic Fires | 2030 | 0 | 15317.9909 | 247.273 | 9287.6491 | 5783.0689 | 3988.1546 | 5.4908e-05 | 0 | 0.21898 | 0.21898 | 0 | 5.2617e-06 | 5.2617e-06 | 0 | 5.2617e-06
[53 empty] | 0.018384 | 11.1705 | 0 | 11.1705 | 3.0887 | [5 empty] | 0.018384 | 11.1705 | 0 | 11.1705 | 3.0887 | [11 empty] | WLDFR | HFTD - Distribution - Tier 3 - 2QU CoRE ¦ 4QU LoRE | Red Flag Warning - Catastrophic Fires | 2031 | 0 | 15317.9909 | 247.273 | 9287.6491 | 5783.0689 | 3988.1546 | 5.4908e-05 | 0 | 0.21898 | 0.21898 | 0 | 5.2617e-06 | 5.2617e-06 | 0 | 5.2617e-06
[53 empty] | 0.018384 | 11.1705 | 0 | 11.1705 | 2.8867 | [5 empty] | 0.018384 | 11.1705 | 0 | 11.1705 | 2.8867 | [11 empty] | WLDFR | HFTD - Distribution - Tier 3 - 2QU CoRE ¦ 4QU LoRE | Red Flag Warning - Catastrophic Fires | 2032 | 0 | 15317.9909 | 247.273 | 9287.6491 | 5783.0689 | 3988.1546 | 5.4908e-05 | 0 | 0.21898 | 0.21898 | 0 | 5.2617e-06 | 5.2617e-06 | 0 | 5.2617e-06
[53 empty] | 0.018384 | 11.1705 | 0 | 11.1705 | 2.6978 | [5 empty] | 0.018384 | 11.1705 | 0 | 11.1705 | 2.6978 | [11 empty] | WLDFR | HFTD - Distribution - Tier 3 - 2QU CoRE ¦ 4QU LoRE | Red Flag Warning - Catastrophic Fires | 2033 | 0 | 16044.1264 | 263.1074 | 9721.74 | 6059.2791 | 4178.6364 | 5.4908e-05 | 0 | 0.22944 | 0.22944 | 0 | 5.2617e-06 | 5.2617e-06 | 0 | 5.2617e-06
[53 empty] | 0.018384 | 11.7274 | 0 | 11.7274 | 2.647 | [5 empty] | 0.018384 | 11.7274 | 0 | 11.7274 | 2.647 | [11 empty] | WLDFR | HFTD - Distribution - Tier 3 - 2QU CoRE ¦ 4QU LoRE | Red Flag Warning - Catastrophic Fires | 2034 | 0 | 16044.1264 | 263.1074 | 9721.74 | 6059.2791 | 4178.6364 | 5.4908e-05 | 0 | 0.22944 | 0.22944 | 0 | 5.2617e-06 | 5.2617e-06 | 0 | 5.2617e-06
[53 empty] | 0.018384 | 11.7274 | 0 | 11.7274 | 2.4739 | [5 empty] | 0.018384 | 11.7274 | 0 | 11.7274 | 2.4739 | [11 empty] | WLDFR | HFTD - Distribution - Tier 3 - 2QU CoRE ¦ 4QU LoRE | Red Flag Warning - Catastrophic Fires | 2035 | 0 | 16044.1264 | 263.1074 | 9721.74 | 6059.2791 | 4178.6364 | 5.4908e-05 | 0 | 0.22944 | 0.22944 | 0 | 5.6001e-06 | 5.6001e-06 | 0 | 5.6001e-06
[53 empty] | 0.018384 | 11.7274 | 0 | 11.7274 | 2.312 | [5 empty] | 0.018384 | 11.7274 | 0 | 11.7274 | 2.312 | [11 empty] | WLDFR | HFTD - Distribution - Tier 3 - 2QU CoRE ¦ 4QU LoRE | Red Flag Warning - Catastrophic Fires | 2036 | 0 | 16044.1264 | 263.1074 | 9721.74 | 6059.2791 | 4178.6364 | 5.4908e-05 | 0 | 0.22944 | 0.22944 | 0 | 5.6001e-06 | 5.6001e-06 | 0 | 5.6001e-06
[53 empty] | 0.018384 | 11.7274 | 0 | 11.7274 | 2.1608 | [5 empty] | 0.018384 | 11.7274 | 0 | 11.7274 | 2.1608 | [11 empty] | WLDFR | HFTD - Distribution - Tier 3 - 2QU CoRE ¦ 4QU LoRE | Red Flag Warning - Catastrophic Fires | 2037 | 0 | 16044.1264 | 263.1074 | 9721.74 | 6059.2791 | 4178.6364 | 5.4908e-05 | 0 | 0.22944 | 0.22944 | 0 | 5.6001e-06 | 5.6001e-06 | 0 | 5.6001e-06
[53 empty] | 0.018384 | 11.7274 | 0 | 11.7274 | 2.0194 | [5 empty] | 0.018384 | 11.7274 | 0 | 11.7274 | 2.0194 | [11 empty] | WLDFR | HFTD - Distribution - Tier 3 - 2QU CoRE ¦ 4QU LoRE | Red Flag Warning - Catastrophic Fires | 2038 | 0 | 16832.3912 | 280.5544 | 10192.2718 | 6359.5651 | 4385.7214 | 5.4908e-05 | 0 | 0.24081 | 0.24081 | 0 | 5.6001e-06 | 5.6001e-06 | 0 | 5.6001e-06
[53 empty] | 0.018384 | 12.3112 | 0 | 12.3112 | 1.9812 | [5 empty] | 0.018384 | 12.3112 | 0 | 12.3112 | 1.9812 | [11 empty] | WLDFR | HFTD - Distribution - Tier 3 - 2QU CoRE ¦ 4QU LoRE | Red Flag Warning - Catastrophic Fires | 2039 | 0 | 16832.3912 | 280.5544 | 10192.2718 | 6359.5651 | 4385.7214 | 5.4908e-05 | 0 | 0.24081 | 0.24081 | 0 | 5.6001e-06 | 5.6001e-06 | 0 | 5.6001e-06
[53 empty] | 0.018384 | 12.3112 | 0 | 12.3112 | 1.8516 | [5 empty] | 0.018384 | 12.3112 | 0 | 12.3112 | 1.8516 | [11 empty] | WLDFR | HFTD - Distribution - Tier 3 - 2QU CoRE ¦ 4QU LoRE | Red Flag Warning - Catastrophic Fires | 2040 | 0 | 16832.3912 | 280.5544 | 10192.2718 | 6359.5651 | 4385.7214 | 5.4908e-05 | 0 | 0.24081 | 0.24081 | 0 | 5.9645e-06 | 5.9645e-06 | 0 | 5.9645e-06
[53 empty] | 0.018384 | 12.3112 | 0 | 12.3112 | 1.7305 | [5 empty] | 0.018384 | 12.3112 | 0 | 12.3112 | 1.7305 | [11 empty] | WLDFR | HFTD - Distribution - Tier 3 - 2QU CoRE ¦ 4QU LoRE | Red Flag Warning - Catastrophic Fires | 2041 | 0 | 16832.3912 | 280.5544 | 10192.2718 | 6359.5651 | 4385.7214 | 5.4908e-05 | 0 | 0.24081 | 0.24081 | 0 | 5.9645e-06 | 5.9645e-06 | 0 | 5.9645e-06
[53 empty] | 0.018384 | 12.3112 | 0 | 12.3112 | 1.6173 | [5 empty] | 0 | 0 | 0 | 0 | 0 | [11 empty] | WLDFR | HFTD - Distribution - Tier 3 - 2QU CoRE ¦ 4QU LoRE | Red Flag Warning - Catastrophic Fires | 2042 | 0 | 16832.3912 | 280.5544 | 10192.2718 | 6359.5651 | 4385.7214 | 5.4908e-05 | 0 | 0.24081 | 0.24081 | 0 | 5.9645e-06 | 5.9645e-06 | 0 | 5.9645e-06
[53 empty] | 0 | 0 | 0 | 0 | 0 | [5 empty] | 0 | 0 | 0 | 0 | 0 | [11 empty] | WLDFR | HFTD - Distribution - Tier 3 - 2QU CoRE ¦ 4QU LoRE | Red Flag Warning - Catastrophic Fires | 2043 | 0 | 17672.0852 | 299.42 | 10692.7362 | 6679.929 | 4606.6527 | 5.4908e-05 | 0 | 0.25294 | 0.25294 | 0 | 5.9645e-06 | 5.9645e-06 | 0 | 5.9645e-06
[53 empty] | 0 | 0 | 0 | 0 | 0 | [5 empty] | 0.019721 | 11.621 | 0 | 11.621 | 11.621 | [11 empty] | WLDFR | HFTD - Distribution - Tier 3 - 2QU CoRE ¦ 4QU LoRE | Red Flag Warning - Catastrophic Fires | 2044 | 0 | 17672.0852 | 299.42 | 10692.7362 | 6679.929 | 4606.6527 | 5.4908e-05 | 0 | 0.25294 | 0.25294 | 0 | 0 | 5.9645e-06 | 0 | 5.9645e-06
[53 empty] | 0.019721 | 11.621 | 0 | 11.621 | 10.8607 | [5 empty] | 0.019721 | 11.621 | 0 | 11.621 | 10.8607 | [11 empty] | WLDFR | HFTD - Distribution - Tier 3 - 2QU CoRE ¦ 4QU LoRE | Red Flag Warning - Catastrophic Fires | 2045 | 0 | 17672.0852 | 299.42 | 10692.7362 | 6679.929 | 4606.6527 | 5.4908e-05 | 0 | 0.25294 | 0.25294 | 0 | 1.0449e-05 | 0 | 0 | 0
[53 empty] | 0.019721 | 12.0468 | 0 | 12.0468 | 10.5222 | [5 empty] | 0.019721 | 12.0468 | 0 | 12.0468 | 10.5222 | [11 empty] | WLDFR | HFTD - Distribution - Tier 3 - 2QU CoRE ¦ 4QU LoRE | Red Flag Warning - Catastrophic Fires | 2046 | 0 | 17672.0852 | 299.42 | 10692.7362 | 6679.929 | 4606.6527 | 5.4908e-05 | 0 | 0.25294 | 0.25294 | 0 | 1.0786e-05 | 1.0786e-05 | 0 | 1.0786e-05
[53 empty] | 0.019721 | 12.0468 | 0 | 12.0468 | 9.8338 | [5 empty] | 0.019721 | 12.0468 | 0 | 12.0468 | 9.8338 | [11 empty] | WLDFR | HFTD - Distribution - Tier 3 - 2QU CoRE ¦ 4QU LoRE | Red Flag Warning - Catastrophic Fires | 2047 | 0 | 17672.0852 | 299.42 | 10692.7362 | 6679.929 | 4606.6527 | 5.4908e-05 | 0 | 0.25294 | 0.25294 | 0 | 1.0786e-05 | 1.0786e-05 | 0 | 1.0786e-05
[53 empty] | 0.019721 | 12.0468 | 0 | 12.0468 | 9.1905 | [5 empty] | 0.019721 | 12.0468 | 0 | 12.0468 | 9.1905 | [11 empty] | WLDFR | HFTD - Distribution - Tier 3 - 2QU CoRE ¦ 4QU LoRE | Red Flag Warning - Catastrophic Fires | 2048 | 0 | 18552.3348 | 319.4911 | 11216.5626 | 7016.281 | 4838.6098 | 5.4908e-05 | 0 | 0.26568 | 0.26568 | 0 | 1.0786e-05 | 1.0786e-05 | 0 | 1.0786e-05
[53 empty] | 0.019721 | 12.0468 | 0 | 12.0468 | 8.5892 | [5 empty] | 0.019721 | 12.0468 | 0 | 12.0468 | 8.5892 | [11 empty] | WLDFR | HFTD - Distribution - Tier 3 - 2QU CoRE ¦ 4QU LoRE | Red Flag Warning - Catastrophic Fires | 2049 | 0 | 18552.3348 | 319.4911 | 11216.5626 | 7016.281 | 4838.6098 | 5.4908e-05 | 0 | 0.26568 | 0.26568 | 0 | 1.0786e-05 | 1.0786e-05 | 0 | 1.0786e-05
[53 empty] | 0.019721 | 12.0468 | 0 | 12.0468 | 8.0273 | [5 empty] | 0.019721 | 12.0468 | 0 | 12.0468 | 8.0273 | [11 empty] | WLDFR | HFTD - Distribution - Tier 3 - 2QU CoRE ¦ 4QU LoRE | Red Flag Warning - Catastrophic Fires | 2050 | 0 | 18552.3348 | 319.4911 | 11216.5626 | 7016.281 | 4838.6098 | 5.4908e-05 | 0 | 0.26568 | 0.26568 | 0 | 1.0786e-05 | 1.0786e-05 | 0 | 1.0786e-05
[53 empty] | 0.019721 | 12.5834 | 0 | 12.5834 | 7.8363 | [5 empty] | 0.019721 | 12.5834 | 0 | 12.5834 | 7.8363 | [11 empty] | WLDFR | HFTD - Distribution - Tier 3 - 2QU CoRE ¦ 4QU LoRE | Red Flag Warning - Catastrophic Fires | 2051 | 0 | 18552.3348 | 319.4911 | 11216.5626 | 7016.281 | 4838.6098 | 5.4908e-05 | 0 | 0.26568 | 0.26568 | 0 | 1.1215e-05 | 1.1215e-05 | 0 | 1.1215e-05
[53 empty] | 0.019721 | 12.5834 | 0 | 12.5834 | 7.3236 | [5 empty] | 0.019721 | 12.5834 | 0 | 12.5834 | 7.3236 | [11 empty] | WLDFR | HFTD - Distribution - Tier 3 - 2QU CoRE ¦ 4QU LoRE | Red Flag Warning - Catastrophic Fires | 2052 | 0 | 18552.3348 | 319.4911 | 11216.5626 | 7016.281 | 4838.6098 | 5.4908e-05 | 0 | 0.26568 | 0.26568 | 0 | 1.1215e-05 | 1.1215e-05 | 0 | 1.1215e-05
[53 empty] | 0.019721 | 12.5834 | 0 | 12.5834 | 6.8445 | [5 empty] | 0.019721 | 12.5834 | 0 | 12.5834 | 6.8445 | [11 empty] | WLDFR | HFTD - Distribution - Tier 3 - 2QU CoRE ¦ 4QU LoRE | Red Flag Warning - Catastrophic Fires | 2053 | 0 | 19462.1283 | 340.5356 | 11757.1413 | 7364.4514 | 5078.7171 | 5.4908e-05 | 0 | 0.27886 | 0.27886 | 0 | 1.1215e-05 | 1.1215e-05 | 0 | 1.1215e-05
[53 empty] | 0.019721 | 12.5834 | 0 | 12.5834 | 6.3967 | [5 empty] | 0.019721 | 12.5834 | 0 | 12.5834 | 6.3967 | [11 empty] | WLDFR | HFTD - Distribution - Tier 3 - 2QU CoRE ¦ 4QU LoRE | Red Flag Warning - Catastrophic Fires | 2054 | 0 | 19462.1283 | 340.5356 | 11757.1413 | 7364.4514 | 5078.7171 | 5.4908e-05 | 0 | 0.27886 | 0.27886 | 0 | 1.1215e-05 | 1.1215e-05 | 0 | 1.1215e-05
[53 empty] | 0.019721 | 12.5834 | 0 | 12.5834 | 5.9783 | [5 empty] | 0.019721 | 12.5834 | 0 | 12.5834 | 5.9783 | [11 empty] | WLDFR | HFTD - Distribution - Tier 3 - 2QU CoRE ¦ 4QU LoRE | Red Flag Warning - Catastrophic Fires | 2055 | 0 | 19462.1283 | 340.5356 | 11757.1413 | 7364.4514 | 5078.7171 | 5.4908e-05 | 0 | 0.27886 | 0.27886 | 0 | 1.1215e-05 | 1.1215e-05 | 0 | 1.1215e-05
[53 empty] | 0.019721 | 13.1796 | 0 | 13.1796 | 5.8519 | [5 empty] | 0.019721 | 13.1796 | 0 | 13.1796 | 5.8519 | [11 empty] | WLDFR | HFTD - Distribution - Tier 3 - 2QU CoRE ¦ 4QU LoRE | Red Flag Warning - Large Fires | 2026 | 0 | 5.475 | 0.71896 | 3.0715 | 1.6846 | 1.1617 | 3.6996e-05 | 0 | 4.2979e-05 | 4.2979e-05 | 0 | 1.1698e-05 | 1.1698e-05 | 0 | 1.1698e-05
[53 empty] | 0.019721 | 13.1796 | 0 | 13.1796 | 5.4691 | [5 empty] | 0.019721 | 13.1796 | 0 | 13.1796 | 5.4691 | [11 empty] | WLDFR | HFTD - Distribution - Tier 3 - 2QU CoRE ¦ 4QU LoRE | Red Flag Warning - Large Fires | 2027 | 0 | 5.475 | 0.71896 | 3.0715 | 1.6846 | 1.1617 | 3.6996e-05 | 0 | 4.2979e-05 | 4.2979e-05 | 0 | 1.1698e-05 | 1.1698e-05 | 0 | 1.1698e-05
[53 empty] | 0.019721 | 13.1796 | 0 | 13.1796 | 5.1113 | [5 empty] | 0.019721 | 13.1796 | 0 | 13.1796 | 5.1113 | [11 empty] | WLDFR | HFTD - Distribution - Tier 3 - 2QU CoRE ¦ 4QU LoRE | Red Flag Warning - Large Fires | 2028 | 0 | 5.777 | 0.74734 | 3.238 | 1.7917 | 1.2356 | 3.6996e-05 | 0 | 4.5713e-05 | 4.5713e-05 | 0 | 1.1698e-05 | 1.1698e-05 | 0 | 1.1698e-05
[53 empty] | 0.019721 | 13.1796 | 0 | 13.1796 | 4.7769 | [5 empty] | 0.019721 | 13.1796 | 0 | 13.1796 | 4.7769 | [11 empty] | WLDFR | HFTD - Distribution - Tier 3 - 2QU CoRE ¦ 4QU LoRE | Red Flag Warning - Large Fires | 2029 | 0 | 5.777 | 0.74734 | 3.238 | 1.7917 | 1.2356 | 3.6996e-05 | 0 | 4.5713e-05 | 4.5713e-05 | 0 | 1.1698e-05 | 1.1698e-05 | 0 | 1.1698e-05
[53 empty] | 0.019721 | 13.1796 | 0 | 13.1796 | 4.4644 | [5 empty] | 0.019721 | 13.1796 | 0 | 13.1796 | 4.4644 | [11 empty] | WLDFR | HFTD - Distribution - Tier 3 - 2QU CoRE ¦ 4QU LoRE | Red Flag Warning - Large Fires | 2030 | 0 | 5.777 | 0.74734 | 3.238 | 1.7917 | 1.2356 | 3.6996e-05 | 0 | 4.5713e-05 | 4.5713e-05 | 0 | 1.1698e-05 | 1.1698e-05 | 0 | 1.1698e-05
[53 empty] | 0.019721 | 13.8268 | 0 | 13.8268 | 4.3772 | [5 empty] | 0.019721 | 13.8268 | 0 | 13.8268 | 4.3772 | [11 empty] | WLDFR | HFTD - Distribution - Tier 3 - 2QU CoRE ¦ 4QU LoRE | Red Flag Warning - Large Fires | 2031 | 0 | 5.777 | 0.74734 | 3.238 | 1.7917 | 1.2356 | 3.6996e-05 | 0 | 4.5713e-05 | 4.5713e-05 | 0 | 1.2231e-05 | 1.2231e-05 | 0 | 1.2231e-05
[53 empty] | 0.019721 | 13.8268 | 0 | 13.8268 | 4.0909 | [5 empty] | 0.019721 | 13.8268 | 0 | 13.8268 | 4.0909 | [11 empty] | WLDFR | HFTD - Distribution - Tier 3 - 2QU CoRE ¦ 4QU LoRE | Red Flag Warning - Large Fires | 2032 | 0 | 5.777 | 0.74734 | 3.238 | 1.7917 | 1.2356 | 3.6996e-05 | 0 | 4.5713e-05 | 4.5713e-05 | 0 | 1.2231e-05 | 1.2231e-05 | 0 | 1.2231e-05
[53 empty] | 0.019721 | 13.8268 | 0 | 13.8268 | 3.8232 | [5 empty] | 0.019721 | 13.8268 | 0 | 13.8268 | 3.8232 | [11 empty] | WLDFR | HFTD - Distribution - Tier 3 - 2QU CoRE ¦ 4QU LoRE | Red Flag Warning - Large Fires | 2033 | 0 | 6.1205 | 0.77885 | 3.4265 | 1.9151 | 1.3207 | 3.6996e-05 | 0 | 4.8861e-05 | 4.8861e-05 | 0 | 1.2231e-05 | 1.2231e-05 | 0 | 1.2231e-05
[53 empty] | 0.019721 | 13.8268 | 0 | 13.8268 | 3.5731 | [5 empty] | 0.019721 | 13.8268 | 0 | 13.8268 | 3.5731 | [11 empty] | WLDFR | HFTD - Distribution - Tier 3 - 2QU CoRE ¦ 4QU LoRE | Red Flag Warning - Large Fires | 2034 | 0 | 6.1205 | 0.77885 | 3.4265 | 1.9151 | 1.3207 | 3.6996e-05 | 0 | 4.8861e-05 | 4.8861e-05 | 0 | 1.2231e-05 | 1.2231e-05 | 0 | 1.2231e-05
[53 empty] | 0.019721 | 13.8268 | 0 | 13.8268 | 3.3394 | [5 empty] | 0.019721 | 13.8268 | 0 | 13.8268 | 3.3394 | [11 empty] | WLDFR | HFTD - Distribution - Tier 3 - 2QU CoRE ¦ 4QU LoRE | Red Flag Warning - Large Fires | 2035 | 0 | 6.1205 | 0.77885 | 3.4265 | 1.9151 | 1.3207 | 3.6996e-05 | 0 | 4.8861e-05 | 4.8861e-05 | 0 | 1.2231e-05 | 1.2231e-05 | 0 | 1.2231e-05
[53 empty] | 0.019721 | 14.5162 | 0 | 14.5162 | 3.2765 | [5 empty] | 0.019721 | 14.5162 | 0 | 14.5162 | 3.2765 | [11 empty] | WLDFR | HFTD - Distribution - Tier 3 - 2QU CoRE ¦ 4QU LoRE | Red Flag Warning - Large Fires | 2036 | 0 | 6.1205 | 0.77885 | 3.4265 | 1.9151 | 1.3207 | 3.6996e-05 | 0 | 4.8861e-05 | 4.8861e-05 | 0 | 1.2808e-05 | 1.2808e-05 | 0 | 1.2808e-05
[53 empty] | 0.019721 | 14.5162 | 0 | 14.5162 | 3.0622 | [5 empty] | 0.019721 | 14.5162 | 0 | 14.5162 | 3.0622 | [11 empty] | WLDFR | HFTD - Distribution - Tier 3 - 2QU CoRE ¦ 4QU LoRE | Red Flag Warning - Large Fires | 2037 | 0 | 6.1205 | 0.77885 | 3.4265 | 1.9151 | 1.3207 | 3.6996e-05 | 0 | 4.8861e-05 | 4.8861e-05 | 0 | 1.2808e-05 | 1.2808e-05 | 0 | 1.2808e-05
[53 empty] | 0.019721 | 14.5162 | 0 | 14.5162 | 2.8618 | [5 empty] | 0.019721 | 14.5162 | 0 | 14.5162 | 2.8618 | [11 empty] | WLDFR | HFTD - Distribution - Tier 3 - 2QU CoRE ¦ 4QU LoRE | Red Flag Warning - Large Fires | 2038 | 0 | 6.5028 | 0.81304 | 3.6355 | 2.0543 | 1.4167 | 3.6996e-05 | 0 | 5.2411e-05 | 5.2411e-05 | 0 | 1.2808e-05 | 1.2808e-05 | 0 | 1.2808e-05
[53 empty] | 0.019721 | 14.5162 | 0 | 14.5162 | 2.6746 | [5 empty] | 0.019721 | 14.5162 | 0 | 14.5162 | 2.6746 | [11 empty] | WLDFR | HFTD - Distribution - Tier 3 - 2QU CoRE ¦ 4QU LoRE | Red Flag Warning - Large Fires | 2039 | 0 | 6.5028 | 0.81304 | 3.6355 | 2.0543 | 1.4167 | 3.6996e-05 | 0 | 5.2411e-05 | 5.2411e-05 | 0 | 1.2808e-05 | 1.2808e-05 | 0 | 1.2808e-05
[53 empty] | 0.019721 | 14.5162 | 0 | 14.5162 | 2.4996 | [5 empty] | 0.019721 | 14.5162 | 0 | 14.5162 | 2.4996 | [11 empty] | WLDFR | HFTD - Distribution - Tier 3 - 2QU CoRE ¦ 4QU LoRE | Red Flag Warning - Large Fires | 2040 | 0 | 6.5028 | 0.81304 | 3.6355 | 2.0543 | 1.4167 | 3.6996e-05 | 0 | 5.2411e-05 | 5.2411e-05 | 0 | 1.2808e-05 | 1.2808e-05 | 0 | 1.2808e-05
[53 empty] | 0.019721 | 15.2389 | 0 | 15.2389 | 2.4524 | [5 empty] | 0.019721 | 15.2389 | 0 | 15.2389 | 2.4524 | [11 empty] | WLDFR | HFTD - Distribution - Tier 3 - 2QU CoRE ¦ 4QU LoRE | Red Flag Warning - Large Fires | 2041 | 0 | 6.5028 | 0.81304 | 3.6355 | 2.0543 | 1.4167 | 3.6996e-05 | 0 | 5.2411e-05 | 5.2411e-05 | 0 | 1.3423e-05 | 1.3423e-05 | 0 | 1.3423e-05
[53 empty] | 0.019721 | 15.2389 | 0 | 15.2389 | 2.292 | [5 empty] | 0.019721 | 15.2389 | 0 | 15.2389 | 2.292 | [11 empty] | WLDFR | HFTD - Distribution - Tier 3 - 2QU CoRE ¦ 4QU LoRE | Red Flag Warning - Large Fires | 2042 | 0 | 6.5028 | 0.81304 | 3.6355 | 2.0543 | 1.4167 | 3.6996e-05 | 0 | 5.2411e-05 | 5.2411e-05 | 0 | 1.3423e-05 | 1.3423e-05 | 0 | 1.3423e-05
[53 empty] | 0.019721 | 15.2389 | 0 | 15.2389 | 2.142 | [5 empty] | 0.019721 | 15.2389 | 0 | 15.2389 | 2.142 | [11 empty] | WLDFR | HFTD - Distribution - Tier 3 - 2QU CoRE ¦ 4QU LoRE | Red Flag Warning - Large Fires | 2043 | 0 | 6.9209 | 0.84944 | 3.8632 | 2.2083 | 1.5229 | 3.6996e-05 | 0 | 5.6341e-05 | 5.6341e-05 | 0 | 1.3423e-05 | 1.3423e-05 | 0 | 1.3423e-05
[53 empty] | 0.019721 | 15.2389 | 0 | 15.2389 | 2.0019 | [5 empty] | 0 | 0 | 0 | 0 | 0 | [11 empty] | WLDFR | HFTD - Distribution - Tier 3 - 2QU CoRE ¦ 4QU LoRE | Red Flag Warning - Large Fires | 2044 | 0 | 6.9209 | 0.84944 | 3.8632 | 2.2083 | 1.5229 | 3.6996e-05 | 0 | 5.6341e-05 | 5.6341e-05 | 0 | 1.3423e-05 | 1.3423e-05 | 0 | 1.3423e-05
[53 empty] | 0 | 0 | 0 | 0 | 0 | [5 empty] | 0 | 0 | 0 | 0 | 0 | [11 empty] | WLDFR | HFTD - Distribution - Tier 3 - 2QU CoRE ¦ 4QU LoRE | Red Flag Warning - Large Fires | 2045 | 0 | 6.9209 | 0.84944 | 3.8632 | 2.2083 | 1.5229 | 3.6996e-05 | 0 | 5.6341e-05 | 5.6341e-05 | 0 | 0 | 1.3423e-05 | 0 | 1.3423e-05
[53 empty] | 0 | 0 | 0 | 0 | 0 | [5 empty] | 0.02133 | 12.8715 | 0 | 12.8715 | 12.8715 | [11 empty] | WLDFR | HFTD - Distribution - Tier 3 - 2QU CoRE ¦ 4QU LoRE | Red Flag Warning - Large Fires | 2046 | 0 | 6.9209 | 0.84944 | 3.8632 | 2.2083 | 1.5229 | 3.6996e-05 | 0 | 5.6341e-05 | 5.6341e-05 | 0 | 0.033191 | 0 | 0 | 0
[53 empty] | 0.02133 | 12.8715 | 0 | 12.8715 | 12.0295 | [5 empty] | 0.02133 | 12.8715 | 0 | 12.8715 | 12.0295 | [11 empty] | WLDFR | HFTD - Distribution - Tier 3 - 2QU CoRE ¦ 4QU LoRE | Red Flag Warning - Large Fires | 2047 | 0 | 6.9209 | 0.84944 | 3.8632 | 2.2083 | 1.5229 | 3.6996e-05 | 0 | 5.6341e-05 | 5.6341e-05 | 0 | 0.034407 | 0.034407 | 0 | 0.034407
[53 empty] | 0.02133 | 13.3432 | 0 | 13.3432 | 11.6544 | [5 empty] | 0.02133 | 13.3432 | 0 | 13.3432 | 11.6544 | [11 empty] | WLDFR | HFTD - Distribution - Tier 3 - 2QU CoRE ¦ 4QU LoRE | Red Flag Warning - Large Fires | 2048 | 0 | 7.3713 | 0.88759 | 4.1075 | 2.3763 | 1.6388 | 3.6996e-05 | 0 | 6.0627e-05 | 6.0627e-05 | 0 | 0.034407 | 0.034407 | 0 | 0.034407
[53 empty] | 0.02133 | 13.3432 | 0 | 13.3432 | 10.892 | [5 empty] | 0.02133 | 13.3432 | 0 | 13.3432 | 10.892 | [11 empty] | WLDFR | HFTD - Distribution - Tier 3 - 2QU CoRE ¦ 4QU LoRE | Red Flag Warning - Large Fires | 2049 | 0 | 7.3713 | 0.88759 | 4.1075 | 2.3763 | 1.6388 | 3.6996e-05 | 0 | 6.0627e-05 | 6.0627e-05 | 0 | 0.034407 | 0.034407 | 0 | 0.034407
[53 empty] | 0.02133 | 13.3432 | 0 | 13.3432 | 10.1794 | [5 empty] | 0.02133 | 13.3432 | 0 | 13.3432 | 10.1794 | [11 empty] | WLDFR | HFTD - Distribution - Tier 3 - 2QU CoRE ¦ 4QU LoRE | Red Flag Warning - Large Fires | 2050 | 0 | 7.3713 | 0.88759 | 4.1075 | 2.3763 | 1.6388 | 3.6996e-05 | 0 | 6.0627e-05 | 6.0627e-05 | 0 | 0.034407 | 0.034407 | 0 | 0.034407
[53 empty] | 0.02133 | 13.3432 | 0 | 13.3432 | 9.5135 | [5 empty] | 0.02133 | 13.3432 | 0 | 13.3432 | 9.5135 | [11 empty] | WLDFR | HFTD - Distribution - Tier 3 - 2QU CoRE ¦ 4QU LoRE | Red Flag Warning - Large Fires | 2051 | 0 | 7.3713 | 0.88759 | 4.1075 | 2.3763 | 1.6388 | 3.6996e-05 | 0 | 6.0627e-05 | 6.0627e-05 | 0 | 0.034407 | 0.034407 | 0 | 0.034407
[53 empty] | 0.02133 | 13.3432 | 0 | 13.3432 | 8.8911 | [5 empty] | 0.02133 | 13.3432 | 0 | 13.3432 | 8.8911 | [11 empty] | WLDFR | HFTD - Distribution - Tier 3 - 2QU CoRE ¦ 4QU LoRE | Red Flag Warning - Large Fires | 2052 | 0 | 7.3713 | 0.88759 | 4.1075 | 2.3763 | 1.6388 | 3.6996e-05 | 0 | 6.0627e-05 | 6.0627e-05 | 0 | 0.03594 | 0.03594 | 0 | 0.03594
[53 empty] | 0.02133 | 13.9375 | 0 | 13.9375 | 8.6796 | [5 empty] | 0.02133 | 13.9375 | 0 | 13.9375 | 8.6796 | [11 empty] | WLDFR | HFTD - Distribution - Tier 3 - 2QU CoRE ¦ 4QU LoRE | Red Flag Warning - Large Fires | 2053 | 0 | 7.8503 | 0.92702 | 4.3664 | 2.5569 | 1.7633 | 3.6996e-05 | 0 | 6.5234e-05 | 6.5234e-05 | 0 | 0.03594 | 0.03594 | 0 | 0.03594
[53 empty] | 0.02133 | 13.9375 | 0 | 13.9375 | 8.1117 | [5 empty] | 0.02133 | 13.9375 | 0 | 13.9375 | 8.1117 | [11 empty] | WLDFR | HFTD - Distribution - Tier 3 - 2QU CoRE ¦ 4QU LoRE | Red Flag Warning - Large Fires | 2054 | 0 | 7.8503 | 0.92702 | 4.3664 | 2.5569 | 1.7633 | 3.6996e-05 | 0 | 6.5234e-05 | 6.5234e-05 | 0 | 0.03594 | 0.03594 | 0 | 0.03594
[53 empty] | 0.02133 | 13.9375 | 0 | 13.9375 | 7.5811 | [5 empty] | 0.02133 | 13.9375 | 0 | 13.9375 | 7.5811 | [11 empty] | WLDFR | HFTD - Distribution - Tier 3 - 2QU CoRE ¦ 4QU LoRE | Red Flag Warning - Large Fires | 2055 | 0 | 7.8503 | 0.92702 | 4.3664 | 2.5569 | 1.7633 | 3.6996e-05 | 0 | 6.5234e-05 | 6.5234e-05 | 0 | 0.03594 | 0.03594 | 0 | 0.03594
[53 empty] | 0.02133 | 13.9375 | 0 | 13.9375 | 7.0851 | [5 empty] | 0.02133 | 13.9375 | 0 | 13.9375 | 7.0851 | [11 empty] | WLDFR | HFTD - Distribution - Tier 3 - 2QU CoRE ¦ 4QU LoRE | Red Flag Warning - Small Fires | 2026 | 0 | 0.080408 | 0.03759 | 0.0016314 | 0.041187 | 0.028403 | 0.0004883 | 0 | 1.3869e-05 | 1.3869e-05 | 0 | 0.03594 | 0.03594 | 0 | 0.03594
[53 empty] | 0.02133 | 13.9375 | 0 | 13.9375 | 6.6216 | [5 empty] | 0.02133 | 13.9375 | 0 | 13.9375 | 6.6216 | [11 empty] | WLDFR | HFTD - Distribution - Tier 3 - 2QU CoRE ¦ 4QU LoRE | Red Flag Warning - Small Fires | 2027 | 0 | 0.080408 | 0.03759 | 0.0016314 | 0.041187 | 0.028403 | 0.0004883 | 0 | 1.3869e-05 | 1.3869e-05 | 0 | 0.037644 | 0.037644 | 0 | 0.037644
[53 empty] | 0.02133 | 14.5979 | 0 | 14.5979 | 6.4816 | [5 empty] | 0.02133 | 14.5979 | 0 | 14.5979 | 6.4816 | [11 empty] | WLDFR | HFTD - Distribution - Tier 3 - 2QU CoRE ¦ 4QU LoRE | Red Flag Warning - Small Fires | 2028 | 0 | 0.083606 | 0.039055 | 0.001695 | 0.042856 | 0.029555 | 0.0004883 | 0 | 1.4432e-05 | 1.4432e-05 | 0 | 0.037644 | 0.037644 | 0 | 0.037644
[53 empty] | 0.02133 | 14.5979 | 0 | 14.5979 | 6.0576 | [5 empty] | 0.02133 | 14.5979 | 0 | 14.5979 | 6.0576 | [11 empty] | WLDFR | HFTD - Distribution - Tier 3 - 2QU CoRE ¦ 4QU LoRE | Red Flag Warning - Small Fires | 2029 | 0 | 0.083606 | 0.039055 | 0.001695 | 0.042856 | 0.029555 | 0.0004883 | 0 | 1.4432e-05 | 1.4432e-05 | 0 | 0.037644 | 0.037644 | 0 | 0.037644
[53 empty] | 0.02133 | 14.5979 | 0 | 14.5979 | 5.6613 | [5 empty] | 0.02133 | 14.5979 | 0 | 14.5979 | 5.6613 | [11 empty] | WLDFR | HFTD - Distribution - Tier 3 - 2QU CoRE ¦ 4QU LoRE | Red Flag Warning - Small Fires | 2030 | 0 | 0.083606 | 0.039055 | 0.001695 | 0.042856 | 0.029555 | 0.0004883 | 0 | 1.4432e-05 | 1.4432e-05 | 0 | 0.037644 | 0.037644 | 0 | 0.037644
[53 empty] | 0.02133 | 14.5979 | 0 | 14.5979 | 5.2909 | [5 empty] | 0.02133 | 14.5979 | 0 | 14.5979 | 5.2909 | [11 empty] | WLDFR | HFTD - Distribution - Tier 3 - 2QU CoRE ¦ 4QU LoRE | Red Flag Warning - Small Fires | 2031 | 0 | 0.083606 | 0.039055 | 0.001695 | 0.042856 | 0.029555 | 0.0004883 | 0 | 1.4432e-05 | 1.4432e-05 | 0 | 0.037644 | 0.037644 | 0 | 0.037644
[53 empty] | 0.02133 | 14.5979 | 0 | 14.5979 | 4.9448 | [5 empty] | 0.02133 | 14.5979 | 0 | 14.5979 | 4.9448 | [11 empty] | WLDFR | HFTD - Distribution - Tier 3 - 2QU CoRE ¦ 4QU LoRE | Red Flag Warning - Small Fires | 2032 | 0 | 0.083606 | 0.039055 | 0.001695 | 0.042856 | 0.029555 | 0.0004883 | 0 | 1.4432e-05 | 1.4432e-05 | 0 | 0.039493 | 0.039493 | 0 | 0.039493
[53 empty] | 0.02133 | 15.3148 | 0 | 15.3148 | 4.8483 | [5 empty] | 0.02133 | 15.3148 | 0 | 15.3148 | 4.8483 | [11 empty] | WLDFR | HFTD - Distribution - Tier 3 - 2QU CoRE ¦ 4QU LoRE | Red Flag Warning - Small Fires | 2033 | 0 | 0.087211 | 0.040679 | 0.0017655 | 0.044766 | 0.030872 | 0.0004883 | 0 | 1.5075e-05 | 1.5075e-05 | 0 | 0.039493 | 0.039493 | 0 | 0.039493
[53 empty] | 0.02133 | 15.3148 | 0 | 15.3148 | 4.5311 | [5 empty] | 0.02133 | 15.3148 | 0 | 15.3148 | 4.5311 | [11 empty] | WLDFR | HFTD - Distribution - Tier 3 - 2QU CoRE ¦ 4QU LoRE | Red Flag Warning - Small Fires | 2034 | 0 | 0.087211 | 0.040679 | 0.0017655 | 0.044766 | 0.030872 | 0.0004883 | 0 | 1.5075e-05 | 1.5075e-05 | 0 | 0.039493 | 0.039493 | 0 | 0.039493
[53 empty] | 0.02133 | 15.3148 | 0 | 15.3148 | 4.2347 | [5 empty] | 0.02133 | 15.3148 | 0 | 15.3148 | 4.2347 | [11 empty] | WLDFR | HFTD - Distribution - Tier 3 - 2QU CoRE ¦ 4QU LoRE | Red Flag Warning - Small Fires | 2035 | 0 | 0.087211 | 0.040679 | 0.0017655 | 0.044766 | 0.030872 | 0.0004883 | 0 | 1.5075e-05 | 1.5075e-05 | 0 | 0.039493 | 0.039493 | 0 | 0.039493
[53 empty] | 0.02133 | 15.3148 | 0 | 15.3148 | 3.9576 | [5 empty] | 0.02133 | 15.3148 | 0 | 15.3148 | 3.9576 | [11 empty] | WLDFR | HFTD - Distribution - Tier 3 - 2QU CoRE ¦ 4QU LoRE | Red Flag Warning - Small Fires | 2036 | 0 | 0.087211 | 0.040679 | 0.0017655 | 0.044766 | 0.030872 | 0.0004883 | 0 | 1.5075e-05 | 1.5075e-05 | 0 | 0.039493 | 0.039493 | 0 | 0.039493
[53 empty] | 0.02133 | 15.3148 | 0 | 15.3148 | 3.6987 | [5 empty] | 0.02133 | 15.3148 | 0 | 15.3148 | 3.6987 | [11 empty] | WLDFR | HFTD - Distribution - Tier 3 - 2QU CoRE ¦ 4QU LoRE | Red Flag Warning - Small Fires | 2037 | 0 | 0.087211 | 0.040679 | 0.0017655 | 0.044766 | 0.030872 | 0.0004883 | 0 | 1.5075e-05 | 1.5075e-05 | 0 | 0.041463 | 0.041463 | 0 | 0.041463
[53 empty] | 0.02133 | 16.0784 | 0 | 16.0784 | 3.6291 | [5 empty] | 0.02133 | 16.0784 | 0 | 16.0784 | 3.6291 | [11 empty] | WLDFR | HFTD - Distribution - Tier 3 - 2QU CoRE ¦ 4QU LoRE | Red Flag Warning - Small Fires | 2038 | 0 | 0.091184 | 0.042438 | 0.0018418 | 0.046905 | 0.032347 | 0.0004883 | 0 | 1.5795e-05 | 1.5795e-05 | 0 | 0.041463 | 0.041463 | 0 | 0.041463
[53 empty] | 0.02133 | 16.0784 | 0 | 16.0784 | 3.3917 | [5 empty] | 0.02133 | 16.0784 | 0 | 16.0784 | 3.3917 | [11 empty] | WLDFR | HFTD - Distribution - Tier 3 - 2QU CoRE ¦ 4QU LoRE | Red Flag Warning - Small Fires | 2039 | 0 | 0.091184 | 0.042438 | 0.0018418 | 0.046905 | 0.032347 | 0.0004883 | 0 | 1.5795e-05 | 1.5795e-05 | 0 | 0.041463 | 0.041463 | 0 | 0.041463
[53 empty] | 0.02133 | 16.0784 | 0 | 16.0784 | 3.1698 | [5 empty] | 0.02133 | 16.0784 | 0 | 16.0784 | 3.1698 | [11 empty] | WLDFR | HFTD - Distribution - Tier 3 - 2QU CoRE ¦ 4QU LoRE | Red Flag Warning - Small Fires | 2040 | 0 | 0.091184 | 0.042438 | 0.0018418 | 0.046905 | 0.032347 | 0.0004883 | 0 | 1.5795e-05 | 1.5795e-05 | 0 | 0.041463 | 0.041463 | 0 | 0.041463
[53 empty] | 0.02133 | 16.0784 | 0 | 16.0784 | 2.9624 | [5 empty] | 0.02133 | 16.0784 | 0 | 16.0784 | 2.9624 | [11 empty] | WLDFR | HFTD - Distribution - Tier 3 - 2QU CoRE ¦ 4QU LoRE | Red Flag Warning - Small Fires | 2041 | 0 | 0.091184 | 0.042438 | 0.0018418 | 0.046905 | 0.032347 | 0.0004883 | 0 | 1.5795e-05 | 1.5795e-05 | 0 | 0.041463 | 0.041463 | 0 | 0.041463
[53 empty] | 0.02133 | 16.0784 | 0 | 16.0784 | 2.7686 | [5 empty] | 0.02133 | 16.0784 | 0 | 16.0784 | 2.7686 | [11 empty] | WLDFR | HFTD - Distribution - Tier 3 - 2QU CoRE ¦ 4QU LoRE | Red Flag Warning - Small Fires | 2042 | 0 | 0.091184 | 0.042438 | 0.0018418 | 0.046905 | 0.032347 | 0.0004883 | 0 | 1.5795e-05 | 1.5795e-05 | 0 | 0.043529 | 0.043529 | 0 | 0.043529
[53 empty] | 0.02133 | 16.8788 | 0 | 16.8788 | 2.7163 | [5 empty] | 0.02133 | 16.8788 | 0 | 16.8788 | 2.7163 | [11 empty] | WLDFR | HFTD - Distribution - Tier 3 - 2QU CoRE ¦ 4QU LoRE | Red Flag Warning - Small Fires | 2043 | 0 | 0.095486 | 0.044306 | 0.0019228 | 0.049257 | 0.033969 | 0.0004883 | 0 | 1.6587e-05 | 1.6587e-05 | 0 | 0.043529 | 0.043529 | 0 | 0.043529
[53 empty] | 0.02133 | 16.8788 | 0 | 16.8788 | 2.5386 | [5 empty] | 0.02133 | 16.8788 | 0 | 16.8788 | 2.5386 | [11 empty] | WLDFR | HFTD - Distribution - Tier 3 - 2QU CoRE ¦ 4QU LoRE | Red Flag Warning - Small Fires | 2044 | 0 | 0.095486 | 0.044306 | 0.0019228 | 0.049257 | 0.033969 | 0.0004883 | 0 | 1.6587e-05 | 1.6587e-05 | 0 | 0.043529 | 0.043529 | 0 | 0.043529
[53 empty] | 0.02133 | 16.8788 | 0 | 16.8788 | 2.3725 | [5 empty] | 0.02133 | 16.8788 | 0 | 16.8788 | 2.3725 | [11 empty] | WLDFR | HFTD - Distribution - Tier 3 - 2QU CoRE ¦ 4QU LoRE | Red Flag Warning - Small Fires | 2045 | 0 | 0.095486 | 0.044306 | 0.0019228 | 0.049257 | 0.033969 | 0.0004883 | 0 | 1.6587e-05 | 1.6587e-05 | 0 | 0.043529 | 0.043529 | 0 | 0.043529
[53 empty] | 0.02133 | 16.8788 | 0 | 16.8788 | 2.2173 | [5 empty] | 0 | 0 | 0 | 0 | 0 | [11 empty] | WLDFR | HFTD - Distribution - Tier 3 - 2QU CoRE ¦ 4QU LoRE | Red Flag Warning - Small Fires | 2046 | 0 | 0.095486 | 0.044306 | 0.0019228 | 0.049257 | 0.033969 | 0.0004883 | 0 | 1.6587e-05 | 1.6587e-05 | 0 | 0 | 0.043529 | 0 | 0.043529
[53 empty] | 0 | 0 | 0 | 0 | 0 | [5 empty] | 0 | 0 | 0 | 0 | 0 | [11 empty] | WLDFR | HFTD - Distribution - Tier 3 - 2QU CoRE ¦ 4QU LoRE | Red Flag Warning - Small Fires | 2047 | 0 | 0.095486 | 0.044306 | 0.0019228 | 0.049257 | 0.033969 | 0.0004883 | 0 | 1.6587e-05 | 1.6587e-05 | 0 | 0.0026581 | 0 | 0 | 0
[53 empty] | 0 | 0 | 0 | 0 | 0 | [5 empty] | 0.021017 | 13.2624 | 0 | 13.2624 | 13.2624 | [11 empty] | WLDFR | HFTD - Distribution - Tier 3 - 2QU CoRE ¦ 4QU LoRE | Red Flag Warning - Small Fires | 2048 | 0 | 0.10007 | 0.04626 | 0.0020076 | 0.051804 | 0.035726 | 0.0004883 | 0 | 1.7445e-05 | 1.7445e-05 | 0 | 0.0027552 | 0.0027552 | 0 | 0.0027552
[53 empty] | 0.021017 | 13.2624 | 0 | 13.2624 | 12.3947 | [5 empty] | 0.021017 | 13.2624 | 0 | 13.2624 | 12.3947 | [11 empty] | WLDFR | HFTD - Distribution - Tier 3 - 2QU CoRE ¦ 4QU LoRE | Red Flag Warning - Small Fires | 2049 | 0 | 0.10007 | 0.04626 | 0.0020076 | 0.051804 | 0.035726 | 0.0004883 | 0 | 1.7445e-05 | 1.7445e-05 | 0 | 0.0027552 | 0.0027552 | 0 | 0.0027552
[53 empty] | 0.021017 | 13.7483 | 0 | 13.7483 | 12.0083 | [5 empty] | 0.021017 | 13.7483 | 0 | 13.7483 | 12.0083 | [11 empty] | WLDFR | HFTD - Distribution - Tier 3 - 2QU CoRE ¦ 4QU LoRE | Red Flag Warning - Small Fires | 2050 | 0 | 0.10007 | 0.04626 | 0.0020076 | 0.051804 | 0.035726 | 0.0004883 | 0 | 1.7445e-05 | 1.7445e-05 | 0 | 0.0027552 | 0.0027552 | 0 | 0.0027552
[53 empty] | 0.021017 | 13.7483 | 0 | 13.7483 | 11.2227 | [5 empty] | 0.021017 | 13.7483 | 0 | 13.7483 | 11.2227 | [11 empty] | WLDFR | HFTD - Distribution - Tier 3 - 2QU CoRE ¦ 4QU LoRE | Red Flag Warning - Small Fires | 2051 | 0 | 0.10007 | 0.04626 | 0.0020076 | 0.051804 | 0.035726 | 0.0004883 | 0 | 1.7445e-05 | 1.7445e-05 | 0 | 0.0027552 | 0.0027552 | 0 | 0.0027552
[53 empty] | 0.021017 | 13.7483 | 0 | 13.7483 | 10.4885 | [5 empty] | 0.021017 | 13.7483 | 0 | 13.7483 | 10.4885 | [11 empty] | WLDFR | HFTD - Distribution - Tier 3 - 2QU CoRE ¦ 4QU LoRE | Red Flag Warning - Small Fires | 2052 | 0 | 0.10007 | 0.04626 | 0.0020076 | 0.051804 | 0.035726 | 0.0004883 | 0 | 1.7445e-05 | 1.7445e-05 | 0 | 0.0027552 | 0.0027552 | 0 | 0.0027552
[53 empty] | 0.021017 | 13.7483 | 0 | 13.7483 | 9.8024 | [5 empty] | 0.021017 | 13.7483 | 0 | 13.7483 | 9.8024 | [11 empty] | WLDFR | HFTD - Distribution - Tier 3 - 2QU CoRE ¦ 4QU LoRE | Red Flag Warning - Small Fires | 2053 | 0 | 0.10489 | 0.048274 | 0.002095 | 0.054525 | 0.037602 | 0.0004883 | 0 | 1.8361e-05 | 1.8361e-05 | 0 | 0.0028774 | 0.0028774 | 0 | 0.0028774
[53 empty] | 0.021017 | 13.7483 | 0 | 13.7483 | 9.1611 | [5 empty] | 0.021017 | 13.7483 | 0 | 13.7483 | 9.1611 | [11 empty] | WLDFR | HFTD - Distribution - Tier 3 - 2QU CoRE ¦ 4QU LoRE | Red Flag Warning - Small Fires | 2054 | 0 | 0.10489 | 0.048274 | 0.002095 | 0.054525 | 0.037602 | 0.0004883 | 0 | 1.8361e-05 | 1.8361e-05 | 0 | 0.0028774 | 0.0028774 | 0 | 0.0028774
[53 empty] | 0.021017 | 14.3607 | 0 | 14.3607 | 8.9431 | [5 empty] | 0.021017 | 14.3607 | 0 | 14.3607 | 8.9431 | [11 empty] | WLDFR | HFTD - Distribution - Tier 3 - 2QU CoRE ¦ 4QU LoRE | Red Flag Warning - Small Fires | 2055 | 0 | 0.10489 | 0.048274 | 0.002095 | 0.054525 | 0.037602 | 0.0004883 | 0 | 1.8361e-05 | 1.8361e-05 | 0 | 0.0028774 | 0.0028774 | 0 | 0.0028774
[53 empty] | 0.021017 | 14.3607 | 0 | 14.3607 | 8.358 | [5 empty] | 0.021017 | 14.3607 | 0 | 14.3607 | 8.358 | [11 empty] | WLDFR | HFTD - Distribution - Tier 3 - 2QU CoRE ¦ 4QU LoRE | Seismic - Non-Red Flag Warning - Catastrophic Fires | 2026 | 0 | 21835.9781 | 428.6023 | 13939.561 | 7467.8148 | 5149.9993 | 1.908e-10 | 0 | 9.826e-07 | 9.826e-07 | 0 | 0.0028774 | 0.0028774 | 0 | 0.0028774
[53 empty] | 0.021017 | 14.3607 | 0 | 14.3607 | 7.8113 | [5 empty] | 0.021017 | 14.3607 | 0 | 14.3607 | 7.8113 | [11 empty] | WLDFR | HFTD - Distribution - Tier 3 - 2QU CoRE ¦ 4QU LoRE | Seismic - Non-Red Flag Warning - Catastrophic Fires | 2027 | 0 | 21835.9781 | 428.6023 | 13939.561 | 7467.8148 | 5149.9993 | 1.908e-10 | 0 | 9.826e-07 | 9.826e-07 | 0 | 0.0028774 | 0.0028774 | 0 | 0.0028774
[53 empty] | 0.021017 | 14.3607 | 0 | 14.3607 | 7.3002 | [5 empty] | 0.021017 | 14.3607 | 0 | 14.3607 | 7.3002 | [11 empty] | WLDFR | HFTD - Distribution - Tier 3 - 2QU CoRE ¦ 4QU LoRE | Seismic - Non-Red Flag Warning - Catastrophic Fires | 2028 | 0 | 22783.187 | 453.261 | 14531.3357 | 7798.5904 | 5378.1107 | 1.908e-10 | 0 | 1.0261e-06 | 1.0261e-06 | 0 | 0.0030132 | 0.0030132 | 0 | 0.0030132
[53 empty] | 0.021017 | 14.3607 | 0 | 14.3607 | 6.8227 | [5 empty] | 0.021017 | 14.3607 | 0 | 14.3607 | 6.8227 | [11 empty] | WLDFR | HFTD - Distribution - Tier 3 - 2QU CoRE ¦ 4QU LoRE | Seismic - Non-Red Flag Warning - Catastrophic Fires | 2029 | 0 | 22783.187 | 453.261 | 14531.3357 | 7798.5904 | 5378.1107 | 1.908e-10 | 0 | 1.0261e-06 | 1.0261e-06 | 0 | 0.0030132 | 0.0030132 | 0 | 0.0030132
[53 empty] | 0.021017 | 15.0412 | 0 | 15.0412 | 6.6785 | [5 empty] | 0.021017 | 15.0412 | 0 | 15.0412 | 6.6785 | [11 empty] | WLDFR | HFTD - Distribution - Tier 3 - 2QU CoRE ¦ 4QU LoRE | Seismic - Non-Red Flag Warning - Catastrophic Fires | 2030 | 0 | 22783.187 | 453.261 | 14531.3357 | 7798.5904 | 5378.1107 | 1.908e-10 | 0 | 1.0261e-06 | 1.0261e-06 | 0 | 0.0030132 | 0.0030132 | 0 | 0.0030132
[53 empty] | 0.021017 | 15.0412 | 0 | 15.0412 | 6.2415 | [5 empty] | 0.021017 | 15.0412 | 0 | 15.0412 | 6.2415 | [11 empty] | WLDFR | HFTD - Distribution - Tier 3 - 2QU CoRE ¦ 4QU LoRE | Seismic - Non-Red Flag Warning - Catastrophic Fires | 2031 | 0 | 22783.187 | 453.261 | 14531.3357 | 7798.5904 | 5378.1107 | 1.908e-10 | 0 | 1.0261e-06 | 1.0261e-06 | 0 | 0.0030132 | 0.0030132 | 0 | 0.0030132
[53 empty] | 0.021017 | 15.0412 | 0 | 15.0412 | 5.8332 | [5 empty] | 0.021017 | 15.0412 | 0 | 15.0412 | 5.8332 | [11 empty] | WLDFR | HFTD - Distribution - Tier 3 - 2QU CoRE ¦ 4QU LoRE | Seismic - Non-Red Flag Warning - Catastrophic Fires | 2032 | 0 | 22783.187 | 453.261 | 14531.3357 | 7798.5904 | 5378.1107 | 1.908e-10 | 0 | 1.0261e-06 | 1.0261e-06 | 0 | 0.0030132 | 0.0030132 | 0 | 0.0030132
[53 empty] | 0.021017 | 15.0412 | 0 | 15.0412 | 5.4516 | [5 empty] | 0.021017 | 15.0412 | 0 | 15.0412 | 5.4516 | [11 empty] | WLDFR | HFTD - Distribution - Tier 3 - 2QU CoRE ¦ 4QU LoRE | Seismic - Non-Red Flag Warning - Catastrophic Fires | 2033 | 0 | 23835.2641 | 480.9649 | 15187.7294 | 8166.5698 | 5631.8789 | 1.908e-10 | 0 | 1.0745e-06 | 1.0745e-06 | 0 | 0.0031605 | 0.0031605 | 0 | 0.0031605
[53 empty] | 0.021017 | 15.0412 | 0 | 15.0412 | 5.095 | [5 empty] | 0.021017 | 15.0412 | 0 | 15.0412 | 5.095 | [11 empty] | WLDFR | HFTD - Distribution - Tier 3 - 2QU CoRE ¦ 4QU LoRE | Seismic - Non-Red Flag Warning - Catastrophic Fires | 2034 | 0 | 23835.2641 | 480.9649 | 15187.7294 | 8166.5698 | 5631.8789 | 1.908e-10 | 0 | 1.0745e-06 | 1.0745e-06 | 0 | 0.0031605 | 0.0031605 | 0 | 0.0031605
[53 empty] | 0.021017 | 15.7798 | 0 | 15.7798 | 4.9955 | [5 empty] | 0.021017 | 15.7798 | 0 | 15.7798 | 4.9955 | [11 empty] | WLDFR | HFTD - Distribution - Tier 3 - 2QU CoRE ¦ 4QU LoRE | Seismic - Non-Red Flag Warning - Catastrophic Fires | 2035 | 0 | 23835.2641 | 480.9649 | 15187.7294 | 8166.5698 | 5631.8789 | 1.908e-10 | 0 | 1.0745e-06 | 1.0745e-06 | 0 | 0.0031605 | 0.0031605 | 0 | 0.0031605
[53 empty] | 0.021017 | 15.7798 | 0 | 15.7798 | 4.6687 | [5 empty] | 0.021017 | 15.7798 | 0 | 15.7798 | 4.6687 | [11 empty] | WLDFR | HFTD - Distribution - Tier 3 - 2QU CoRE ¦ 4QU LoRE | Seismic - Non-Red Flag Warning - Catastrophic Fires | 2036 | 0 | 23835.2641 | 480.9649 | 15187.7294 | 8166.5698 | 5631.8789 | 1.908e-10 | 0 | 1.0745e-06 | 1.0745e-06 | 0 | 0.0031605 | 0.0031605 | 0 | 0.0031605
[53 empty] | 0.021017 | 15.7798 | 0 | 15.7798 | 4.3633 | [5 empty] | 0.021017 | 15.7798 | 0 | 15.7798 | 4.3633 | [11 empty] | WLDFR | HFTD - Distribution - Tier 3 - 2QU CoRE ¦ 4QU LoRE | Seismic - Non-Red Flag Warning - Catastrophic Fires | 2037 | 0 | 23835.2641 | 480.9649 | 15187.7294 | 8166.5698 | 5631.8789 | 1.908e-10 | 0 | 1.0745e-06 | 1.0745e-06 | 0 | 0.0031605 | 0.0031605 | 0 | 0.0031605
[53 empty] | 0.021017 | 15.7798 | 0 | 15.7798 | 4.0778 | [5 empty] | 0.021017 | 15.7798 | 0 | 15.7798 | 4.0778 | [11 empty] | WLDFR | HFTD - Distribution - Tier 3 - 2QU CoRE ¦ 4QU LoRE | Seismic - Non-Red Flag Warning - Catastrophic Fires | 2038 | 0 | 24976.6418 | 511.3745 | 15898.8237 | 8566.4437 | 5907.6423 | 1.908e-10 | 0 | 1.1272e-06 | 1.1272e-06 | 0 | 0.0033172 | 0.0033172 | 0 | 0.0033172
[53 empty] | 0.021017 | 15.7798 | 0 | 15.7798 | 3.811 | [5 empty] | 0.021017 | 15.7798 | 0 | 15.7798 | 3.811 | [11 empty] | WLDFR | HFTD - Distribution - Tier 3 - 2QU CoRE ¦ 4QU LoRE | Seismic - Non-Red Flag Warning - Catastrophic Fires | 2039 | 0 | 24976.6418 | 511.3745 | 15898.8237 | 8566.4437 | 5907.6423 | 1.908e-10 | 0 | 1.1272e-06 | 1.1272e-06 | 0 | 0.0033172 | 0.0033172 | 0 | 0.0033172
[53 empty] | 0.021017 | 16.5666 | 0 | 16.5666 | 3.7393 | [5 empty] | 0.021017 | 16.5666 | 0 | 16.5666 | 3.7393 | [11 empty] | WLDFR | HFTD - Distribution - Tier 3 - 2QU CoRE ¦ 4QU LoRE | Seismic - Non-Red Flag Warning - Catastrophic Fires | 2040 | 0 | 24976.6418 | 511.3745 | 15898.8237 | 8566.4437 | 5907.6423 | 1.908e-10 | 0 | 1.1272e-06 | 1.1272e-06 | 0 | 0.0033172 | 0.0033172 | 0 | 0.0033172
[53 empty] | 0.021017 | 16.5666 | 0 | 16.5666 | 3.4947 | [5 empty] | 0.021017 | 16.5666 | 0 | 16.5666 | 3.4947 | [11 empty] | WLDFR | HFTD - Distribution - Tier 3 - 2QU CoRE ¦ 4QU LoRE | Seismic - Non-Red Flag Warning - Catastrophic Fires | 2041 | 0 | 24976.6418 | 511.3745 | 15898.8237 | 8566.4437 | 5907.6423 | 1.908e-10 | 0 | 1.1272e-06 | 1.1272e-06 | 0 | 0.0033172 | 0.0033172 | 0 | 0.0033172
[53 empty] | 0.021017 | 16.5666 | 0 | 16.5666 | 3.2661 | [5 empty] | 0.021017 | 16.5666 | 0 | 16.5666 | 3.2661 | [11 empty] | WLDFR | HFTD - Distribution - Tier 3 - 2QU CoRE ¦ 4QU LoRE | Seismic - Non-Red Flag Warning - Catastrophic Fires | 2042 | 0 | 24976.6418 | 511.3745 | 15898.8237 | 8566.4437 | 5907.6423 | 1.908e-10 | 0 | 1.1272e-06 | 1.1272e-06 | 0 | 0.0033172 | 0.0033172 | 0 | 0.0033172
[53 empty] | 0.021017 | 16.5666 | 0 | 16.5666 | 3.0524 | [5 empty] | 0.021017 | 16.5666 | 0 | 16.5666 | 3.0524 | [11 empty] | WLDFR | HFTD - Distribution - Tier 3 - 2QU CoRE ¦ 4QU LoRE | Seismic - Non-Red Flag Warning - Catastrophic Fires | 2043 | 0 | 26191.7278 | 544.1291 | 16654.7414 | 8992.8573 | 6201.7082 | 1.908e-10 | 0 | 1.1833e-06 | 1.1833e-06 | 0 | 0.0034813 | 0.0034813 | 0 | 0.0034813
[53 empty] | 0.021017 | 16.5666 | 0 | 16.5666 | 2.8527 | [5 empty] | 0.021017 | 16.5666 | 0 | 16.5666 | 2.8527 | [11 empty] | WLDFR | HFTD - Distribution - Tier 3 - 2QU CoRE ¦ 4QU LoRE | Seismic - Non-Red Flag Warning - Catastrophic Fires | 2044 | 0 | 26191.7278 | 544.1291 | 16654.7414 | 8992.8573 | 6201.7082 | 1.908e-10 | 0 | 1.1833e-06 | 1.1833e-06 | 0 | 0.0034813 | 0.0034813 | 0 | 0.0034813
[53 empty] | 0.021017 | 17.3913 | 0 | 17.3913 | 2.7988 | [5 empty] | 0.021017 | 17.3913 | 0 | 17.3913 | 2.7988 | [11 empty] | WLDFR | HFTD - Distribution - Tier 3 - 2QU CoRE ¦ 4QU LoRE | Seismic - Non-Red Flag Warning - Catastrophic Fires | 2045 | 0 | 26191.7278 | 544.1291 | 16654.7414 | 8992.8573 | 6201.7082 | 1.908e-10 | 0 | 1.1833e-06 | 1.1833e-06 | 0 | 0.0034813 | 0.0034813 | 0 | 0.0034813
[53 empty] | 0.021017 | 17.3913 | 0 | 17.3913 | 2.6157 | [5 empty] | 0.021017 | 17.3913 | 0 | 17.3913 | 2.6157 | [11 empty] | WLDFR | HFTD - Distribution - Tier 3 - 2QU CoRE ¦ 4QU LoRE | Seismic - Non-Red Flag Warning - Catastrophic Fires | 2046 | 0 | 26191.7278 | 544.1291 | 16654.7414 | 8992.8573 | 6201.7082 | 1.908e-10 | 0 | 1.1833e-06 | 1.1833e-06 | 0 | 0.0034813 | 0.0034813 | 0 | 0.0034813
[53 empty] | 0.021017 | 17.3913 | 0 | 17.3913 | 2.4446 | [5 empty] | 0.021017 | 17.3913 | 0 | 17.3913 | 2.4446 | [11 empty] | WLDFR | HFTD - Distribution - Tier 3 - 2QU CoRE ¦ 4QU LoRE | Seismic - Non-Red Flag Warning - Catastrophic Fires | 2047 | 0 | 26191.7278 | 544.1291 | 16654.7414 | 8992.8573 | 6201.7082 | 1.908e-10 | 0 | 1.1833e-06 | 1.1833e-06 | 0 | 0 | 0.0034813 | 0 | 0.0034813
[53 empty] | 0.021017 | 17.3913 | 0 | 17.3913 | 2.2847 | [5 empty] | 0 | 0 | 0 | 0 | 0 | [11 empty] | WLDFR | HFTD - Distribution - Tier 3 - 2QU CoRE ¦ 4QU LoRE | Seismic - Non-Red Flag Warning - Catastrophic Fires | 2048 | 0 | 27464.7227 | 578.8407 | 17445.538 | 9440.3441 | 6510.3067 | 1.908e-10 | 0 | 1.2421e-06 | 1.2421e-06 | 0 | 9.8155e-06 | 0 | 0 | 0
[53 empty] | 0 | 0 | 0 | 0 | 0 | [5 empty] | 0 | 0 | 0 | 0 | 0 | [11 empty] | WLDFR | HFTD - Distribution - Tier 3 - 2QU CoRE ¦ 4QU LoRE | Seismic - Non-Red Flag Warning - Catastrophic Fires | 2049 | 0 | 27464.7227 | 578.8407 | 17445.538 | 9440.3441 | 6510.3067 | 1.908e-10 | 0 | 1.2421e-06 | 1.2421e-06 | 0 | 1.0255e-05 | 1.0255e-05 | 0 | 1.0255e-05
[53 empty] | 0 | 0 | 0 | 0 | 0 | [5 empty] | 0.035886 | 7.1748 | 0 | 7.1748 | 7.1748 | [11 empty] | WLDFR | HFTD - Distribution - Tier 3 - 2QU CoRE ¦ 4QU LoRE | Seismic - Non-Red Flag Warning - Catastrophic Fires | 2050 | 0 | 27464.7227 | 578.8407 | 17445.538 | 9440.3441 | 6510.3067 | 1.908e-10 | 0 | 1.2421e-06 | 1.2421e-06 | 0 | 1.0255e-05 | 1.0255e-05 | 0 | 1.0255e-05
[53 empty] | 0.035886 | 7.1748 | 0 | 7.1748 | 6.7055 | [5 empty] | 0.035886 | 7.1748 | 0 | 7.1748 | 6.7055 | [11 empty] | WLDFR | HFTD - Distribution - Tier 3 - 2QU CoRE ¦ 4QU LoRE | Seismic - Non-Red Flag Warning - Catastrophic Fires | 2051 | 0 | 27464.7227 | 578.8407 | 17445.538 | 9440.3441 | 6510.3067 | 1.908e-10 | 0 | 1.2421e-06 | 1.2421e-06 | 0 | 1.0255e-05 | 1.0255e-05 | 0 | 1.0255e-05
[53 empty] | 0.035886 | 7.4377 | 0 | 7.4377 | 6.4964 | [5 empty] | 0.035886 | 7.4377 | 0 | 7.4377 | 6.4964 | [11 empty] | WLDFR | HFTD - Distribution - Tier 3 - 2QU CoRE ¦ 4QU LoRE | Seismic - Non-Red Flag Warning - Catastrophic Fires | 2052 | 0 | 27464.7227 | 578.8407 | 17445.538 | 9440.3441 | 6510.3067 | 1.908e-10 | 0 | 1.2421e-06 | 1.2421e-06 | 0 | 1.0255e-05 | 1.0255e-05 | 0 | 1.0255e-05
[53 empty] | 0.035886 | 7.4377 | 0 | 7.4377 | 6.0714 | [5 empty] | 0.035886 | 7.4377 | 0 | 7.4377 | 6.0714 | [11 empty] | WLDFR | HFTD - Distribution - Tier 3 - 2QU CoRE ¦ 4QU LoRE | Seismic - Non-Red Flag Warning - Catastrophic Fires | 2053 | 0 | 28779.6694 | 615.0952 | 18261.2327 | 9903.3415 | 6829.6018 | 1.908e-10 | 0 | 1.3031e-06 | 1.3031e-06 | 0 | 1.0255e-05 | 1.0255e-05 | 0 | 1.0255e-05
[53 empty] | 0.035886 | 7.4377 | 0 | 7.4377 | 5.6742 | [5 empty] | 0.035886 | 7.4377 | 0 | 7.4377 | 5.6742 | [11 empty] | WLDFR | HFTD - Distribution - Tier 3 - 2QU CoRE ¦ 4QU LoRE | Seismic - Non-Red Flag Warning - Catastrophic Fires | 2054 | 0 | 28779.6694 | 615.0952 | 18261.2327 | 9903.3415 | 6829.6018 | 1.908e-10 | 0 | 1.3031e-06 | 1.3031e-06 | 0 | 1.082e-05 | 1.082e-05 | 0 | 1.082e-05
[53 empty] | 0.035886 | 7.4377 | 0 | 7.4377 | 5.303 | [5 empty] | 0.035886 | 7.4377 | 0 | 7.4377 | 5.303 | [11 empty] | WLDFR | HFTD - Distribution - Tier 3 - 2QU CoRE ¦ 4QU LoRE | Seismic - Non-Red Flag Warning - Catastrophic Fires | 2055 | 0 | 28779.6694 | 615.0952 | 18261.2327 | 9903.3415 | 6829.6018 | 1.908e-10 | 0 | 1.3031e-06 | 1.3031e-06 | 0 | 1.082e-05 | 1.082e-05 | 0 | 1.082e-05
[53 empty] | 0.035886 | 7.4377 | 0 | 7.4377 | 4.9561 | [5 empty] | 0.035886 | 7.4377 | 0 | 7.4377 | 4.9561 | [11 empty] | WLDFR | HFTD - Distribution - Tier 3 - 2QU CoRE ¦ 4QU LoRE | Seismic - Red Flag Warning - Catastrophic Fires | 2026 | 0 | 21835.9781 | 428.6023 | 13939.561 | 7467.8148 | 5149.9993 | 8.227e-09 | 0 | 4.2369e-05 | 4.2369e-05 | 0 | 1.082e-05 | 1.082e-05 | 0 | 1.082e-05
[53 empty] | 0.035886 | 7.769 | 0 | 7.769 | 4.8381 | [5 empty] | 0.035886 | 7.769 | 0 | 7.769 | 4.8381 | [11 empty] | WLDFR | HFTD - Distribution - Tier 3 - 2QU CoRE ¦ 4QU LoRE | Seismic - Red Flag Warning - Catastrophic Fires | 2027 | 0 | 21835.9781 | 428.6023 | 13939.561 | 7467.8148 | 5149.9993 | 8.227e-09 | 0 | 4.2369e-05 | 4.2369e-05 | 0 | 1.082e-05 | 1.082e-05 | 0 | 1.082e-05
[53 empty] | 0.035886 | 7.769 | 0 | 7.769 | 4.5216 | [5 empty] | 0.035886 | 7.769 | 0 | 7.769 | 4.5216 | [11 empty] | WLDFR | HFTD - Distribution - Tier 3 - 2QU CoRE ¦ 4QU LoRE | Seismic - Red Flag Warning - Catastrophic Fires | 2028 | 0 | 22783.187 | 453.261 | 14531.3357 | 7798.5904 | 5378.1107 | 8.227e-09 | 0 | 4.4246e-05 | 4.4246e-05 | 0 | 1.082e-05 | 1.082e-05 | 0 | 1.082e-05
[53 empty] | 0.035886 | 7.769 | 0 | 7.769 | 4.2258 | [5 empty] | 0.035886 | 7.769 | 0 | 7.769 | 4.2258 | [11 empty] | WLDFR | HFTD - Distribution - Tier 3 - 2QU CoRE ¦ 4QU LoRE | Seismic - Red Flag Warning - Catastrophic Fires | 2029 | 0 | 22783.187 | 453.261 | 14531.3357 | 7798.5904 | 5378.1107 | 8.227e-09 | 0 | 4.4246e-05 | 4.4246e-05 | 0 | 1.1464e-05 | 1.1464e-05 | 0 | 1.1464e-05
[53 empty] | 0.035886 | 7.769 | 0 | 7.769 | 3.9493 | [5 empty] | 0.035886 | 7.769 | 0 | 7.769 | 3.9493 | [11 empty] | WLDFR | HFTD - Distribution - Tier 3 - 2QU CoRE ¦ 4QU LoRE | Seismic - Red Flag Warning - Catastrophic Fires | 2030 | 0 | 22783.187 | 453.261 | 14531.3357 | 7798.5904 | 5378.1107 | 8.227e-09 | 0 | 4.4246e-05 | 4.4246e-05 | 0 | 1.1464e-05 | 1.1464e-05 | 0 | 1.1464e-05
[53 empty] | 0.035886 | 7.769 | 0 | 7.769 | 3.691 | [5 empty] | 0.035886 | 7.769 | 0 | 7.769 | 3.691 | [11 empty] | WLDFR | HFTD - Distribution - Tier 3 - 2QU CoRE ¦ 4QU LoRE | Seismic - Red Flag Warning - Catastrophic Fires | 2031 | 0 | 22783.187 | 453.261 | 14531.3357 | 7798.5904 | 5378.1107 | 8.227e-09 | 0 | 4.4246e-05 | 4.4246e-05 | 0 | 1.1464e-05 | 1.1464e-05 | 0 | 1.1464e-05
[53 empty] | 0.035886 | 8.1371 | 0 | 8.1371 | 3.6129 | [5 empty] | 0.035886 | 8.1371 | 0 | 8.1371 | 3.6129 | [11 empty] | WLDFR | HFTD - Distribution - Tier 3 - 2QU CoRE ¦ 4QU LoRE | Seismic - Red Flag Warning - Catastrophic Fires | 2032 | 0 | 22783.187 | 453.261 | 14531.3357 | 7798.5904 | 5378.1107 | 8.227e-09 | 0 | 4.4246e-05 | 4.4246e-05 | 0 | 1.1464e-05 | 1.1464e-05 | 0 | 1.1464e-05
[53 empty] | 0.035886 | 8.1371 | 0 | 8.1371 | 3.3766 | [5 empty] | 0.035886 | 8.1371 | 0 | 8.1371 | 3.3766 | [11 empty] | WLDFR | HFTD - Distribution - Tier 3 - 2QU CoRE ¦ 4QU LoRE | Seismic - Red Flag Warning - Catastrophic Fires | 2033 | 0 | 23835.2641 | 480.9649 | 15187.7294 | 8166.5698 | 5631.8789 | 8.227e-09 | 0 | 4.6334e-05 | 4.6334e-05 | 0 | 1.1464e-05 | 1.1464e-05 | 0 | 1.1464e-05
[53 empty] | 0.035886 | 8.1371 | 0 | 8.1371 | 3.1557 | [5 empty] | 0.035886 | 8.1371 | 0 | 8.1371 | 3.1557 | [11 empty] | WLDFR | HFTD - Distribution - Tier 3 - 2QU CoRE ¦ 4QU LoRE | Seismic - Red Flag Warning - Catastrophic Fires | 2034 | 0 | 23835.2641 | 480.9649 | 15187.7294 | 8166.5698 | 5631.8789 | 8.227e-09 | 0 | 4.6334e-05 | 4.6334e-05 | 0 | 1.218e-05 | 1.218e-05 | 0 | 1.218e-05
[53 empty] | 0.035886 | 8.1371 | 0 | 8.1371 | 2.9492 | [5 empty] | 0.035886 | 8.1371 | 0 | 8.1371 | 2.9492 | [11 empty] | WLDFR | HFTD - Distribution - Tier 3 - 2QU CoRE ¦ 4QU LoRE | Seismic - Red Flag Warning - Catastrophic Fires | 2035 | 0 | 23835.2641 | 480.9649 | 15187.7294 | 8166.5698 | 5631.8789 | 8.227e-09 | 0 | 4.6334e-05 | 4.6334e-05 | 0 | 1.218e-05 | 1.218e-05 | 0 | 1.218e-05
[53 empty] | 0.035886 | 8.1371 | 0 | 8.1371 | 2.7563 | [5 empty] | 0.035886 | 8.1371 | 0 | 8.1371 | 2.7563 | [11 empty] | WLDFR | HFTD - Distribution - Tier 3 - 2QU CoRE ¦ 4QU LoRE | Seismic - Red Flag Warning - Catastrophic Fires | 2036 | 0 | 23835.2641 | 480.9649 | 15187.7294 | 8166.5698 | 5631.8789 | 8.227e-09 | 0 | 4.6334e-05 | 4.6334e-05 | 0 | 1.218e-05 | 1.218e-05 | 0 | 1.218e-05
[53 empty] | 0.035886 | 8.5366 | 0 | 8.5366 | 2.7025 | [5 empty] | 0.035886 | 8.5366 | 0 | 8.5366 | 2.7025 | [11 empty] | WLDFR | HFTD - Distribution - Tier 3 - 2QU CoRE ¦ 4QU LoRE | Seismic - Red Flag Warning - Catastrophic Fires | 2037 | 0 | 23835.2641 | 480.9649 | 15187.7294 | 8166.5698 | 5631.8789 | 8.227e-09 | 0 | 4.6334e-05 | 4.6334e-05 | 0 | 1.218e-05 | 1.218e-05 | 0 | 1.218e-05
[53 empty] | 0.035886 | 8.5366 | 0 | 8.5366 | 2.5257 | [5 empty] | 0.035886 | 8.5366 | 0 | 8.5366 | 2.5257 | [11 empty] | WLDFR | HFTD - Distribution - Tier 3 - 2QU CoRE ¦ 4QU LoRE | Seismic - Red Flag Warning - Catastrophic Fires | 2038 | 0 | 24976.6418 | 511.3745 | 15898.8237 | 8566.4437 | 5907.6423 | 8.227e-09 | 0 | 4.8602e-05 | 4.8602e-05 | 0 | 1.218e-05 | 1.218e-05 | 0 | 1.218e-05
[53 empty] | 0.035886 | 8.5366 | 0 | 8.5366 | 2.3604 | [5 empty] | 0.035886 | 8.5366 | 0 | 8.5366 | 2.3604 | [11 empty] | WLDFR | HFTD - Distribution - Tier 3 - 2QU CoRE ¦ 4QU LoRE | Seismic - Red Flag Warning - Catastrophic Fires | 2039 | 0 | 24976.6418 | 511.3745 | 15898.8237 | 8566.4437 | 5907.6423 | 8.227e-09 | 0 | 4.8602e-05 | 4.8602e-05 | 0 | 1.2963e-05 | 1.2963e-05 | 0 | 1.2963e-05
[53 empty] | 0.035886 | 8.5366 | 0 | 8.5366 | 2.206 | [5 empty] | 0.035886 | 8.5366 | 0 | 8.5366 | 2.206 | [11 empty] | WLDFR | HFTD - Distribution - Tier 3 - 2QU CoRE ¦ 4QU LoRE | Seismic - Red Flag Warning - Catastrophic Fires | 2040 | 0 | 24976.6418 | 511.3745 | 15898.8237 | 8566.4437 | 5907.6423 | 8.227e-09 | 0 | 4.8602e-05 | 4.8602e-05 | 0 | 1.2963e-05 | 1.2963e-05 | 0 | 1.2963e-05
[53 empty] | 0.035886 | 8.5366 | 0 | 8.5366 | 2.0617 | [5 empty] | 0.035886 | 8.5366 | 0 | 8.5366 | 2.0617 | [11 empty] | WLDFR | HFTD - Distribution - Tier 3 - 2QU CoRE ¦ 4QU LoRE | Seismic - Red Flag Warning - Catastrophic Fires | 2041 | 0 | 24976.6418 | 511.3745 | 15898.8237 | 8566.4437 | 5907.6423 | 8.227e-09 | 0 | 4.8602e-05 | 4.8602e-05 | 0 | 1.2963e-05 | 1.2963e-05 | 0 | 1.2963e-05
[53 empty] | 0.035886 | 8.9622 | 0 | 8.9622 | 2.0229 | [5 empty] | 0.035886 | 8.9622 | 0 | 8.9622 | 2.0229 | [11 empty] | WLDFR | HFTD - Distribution - Tier 3 - 2QU CoRE ¦ 4QU LoRE | Seismic - Red Flag Warning - Catastrophic Fires | 2042 | 0 | 24976.6418 | 511.3745 | 15898.8237 | 8566.4437 | 5907.6423 | 8.227e-09 | 0 | 4.8602e-05 | 4.8602e-05 | 0 | 1.2963e-05 | 1.2963e-05 | 0 | 1.2963e-05
[53 empty] | 0.035886 | 8.9622 | 0 | 8.9622 | 1.8905 | [5 empty] | 0.035886 | 8.9622 | 0 | 8.9622 | 1.8905 | [11 empty] | WLDFR | HFTD - Distribution - Tier 3 - 2QU CoRE ¦ 4QU LoRE | Seismic - Red Flag Warning - Catastrophic Fires | 2043 | 0 | 26191.7278 | 544.1291 | 16654.7414 | 8992.8573 | 6201.7082 | 8.227e-09 | 0 | 5.1022e-05 | 5.1022e-05 | 0 | 1.2963e-05 | 1.2963e-05 | 0 | 1.2963e-05
[53 empty] | 0.035886 | 8.9622 | 0 | 8.9622 | 1.7669 | [5 empty] | 0.035886 | 8.9622 | 0 | 8.9622 | 1.7669 | [11 empty] | WLDFR | HFTD - Distribution - Tier 3 - 2QU CoRE ¦ 4QU LoRE | Seismic - Red Flag Warning - Catastrophic Fires | 2044 | 0 | 26191.7278 | 544.1291 | 16654.7414 | 8992.8573 | 6201.7082 | 8.227e-09 | 0 | 5.1022e-05 | 5.1022e-05 | 0 | 1.3806e-05 | 1.3806e-05 | 0 | 1.3806e-05
[53 empty] | 0.035886 | 8.9622 | 0 | 8.9622 | 1.6513 | [5 empty] | 0.035886 | 8.9622 | 0 | 8.9622 | 1.6513 | [11 empty] | WLDFR | HFTD - Distribution - Tier 3 - 2QU CoRE ¦ 4QU LoRE | Seismic - Red Flag Warning - Catastrophic Fires | 2045 | 0 | 26191.7278 | 544.1291 | 16654.7414 | 8992.8573 | 6201.7082 | 8.227e-09 | 0 | 5.1022e-05 | 5.1022e-05 | 0 | 1.3806e-05 | 1.3806e-05 | 0 | 1.3806e-05
[53 empty] | 0.035886 | 8.9622 | 0 | 8.9622 | 1.5432 | [5 empty] | 0.035886 | 8.9622 | 0 | 8.9622 | 1.5432 | [11 empty] | WLDFR | HFTD - Distribution - Tier 3 - 2QU CoRE ¦ 4QU LoRE | Seismic - Red Flag Warning - Catastrophic Fires | 2046 | 0 | 26191.7278 | 544.1291 | 16654.7414 | 8992.8573 | 6201.7082 | 8.227e-09 | 0 | 5.1022e-05 | 5.1022e-05 | 0 | 1.3806e-05 | 1.3806e-05 | 0 | 1.3806e-05
[53 empty] | 0.035886 | 9.4082 | 0 | 9.4082 | 1.5141 | [5 empty] | 0.035886 | 9.4082 | 0 | 9.4082 | 1.5141 | [11 empty] | WLDFR | HFTD - Distribution - Tier 3 - 2QU CoRE ¦ 4QU LoRE | Seismic - Red Flag Warning - Catastrophic Fires | 2047 | 0 | 26191.7278 | 544.1291 | 16654.7414 | 8992.8573 | 6201.7082 | 8.227e-09 | 0 | 5.1022e-05 | 5.1022e-05 | 0 | 1.3806e-05 | 1.3806e-05 | 0 | 1.3806e-05
[53 empty] | 0.035886 | 9.4082 | 0 | 9.4082 | 1.415 | [5 empty] | 0.035886 | 9.4082 | 0 | 9.4082 | 1.415 | [11 empty] | WLDFR | HFTD - Distribution - Tier 3 - 2QU CoRE ¦ 4QU LoRE | Seismic - Red Flag Warning - Catastrophic Fires | 2048 | 0 | 27464.7227 | 578.8407 | 17445.538 | 9440.3441 | 6510.3067 | 8.227e-09 | 0 | 5.3561e-05 | 5.3561e-05 | 0 | 0 | 1.3806e-05 | 0 | 1.3806e-05
[53 empty] | 0.035886 | 9.4082 | 0 | 9.4082 | 1.3224 | [5 empty] | 0.035886 | 9.4082 | 0 | 9.4082 | 1.3224 | [11 empty] | WLDFR | HFTD - Distribution - Tier 3 - 2QU CoRE ¦ 4QU LoRE | Seismic - Red Flag Warning - Catastrophic Fires | 2049 | 0 | 27464.7227 | 578.8407 | 17445.538 | 9440.3441 | 6510.3067 | 8.227e-09 | 0 | 5.3561e-05 | 5.3561e-05 | 0 | 1.7898e-06 | 0 | 0 | 0
[53 empty] | 0.035886 | 9.4082 | 0 | 9.4082 | 1.2359 | [5 empty] | 0 | 0 | 0 | 0 | 0 | [11 empty] | WLDFR | HFTD - Distribution - Tier 3 - 2QU CoRE ¦ 4QU LoRE | Seismic - Red Flag Warning - Catastrophic Fires | 2050 | 0 | 27464.7227 | 578.8407 | 17445.538 | 9440.3441 | 6510.3067 | 8.227e-09 | 0 | 5.3561e-05 | 5.3561e-05 | 0 | 1.8474e-06 | 1.8474e-06 | 0 | 1.8474e-06
[53 empty] | 0 | 0 | 0 | 0 | 0 | [5 empty] | 0 | 0 | 0 | 0 | 0 | [11 empty] | WLDFR | HFTD - Distribution - Tier 3 - 2QU CoRE ¦ 4QU LoRE | Seismic - Red Flag Warning - Catastrophic Fires | 2051 | 0 | 27464.7227 | 578.8407 | 17445.538 | 9440.3441 | 6510.3067 | 8.227e-09 | 0 | 5.3561e-05 | 5.3561e-05 | 0 | 1.8474e-06 | 1.8474e-06 | 0 | 1.8474e-06
[53 empty] | 0 | 0 | 0 | 0 | 0 | [5 empty] | 0.021116 | 5.3326 | 0 | 5.3326 | 5.3326 | [11 empty] | WLDFR | HFTD - Distribution - Tier 3 - 2QU CoRE ¦ 4QU LoRE | Seismic - Red Flag Warning - Catastrophic Fires | 2052 | 0 | 27464.7227 | 578.8407 | 17445.538 | 9440.3441 | 6510.3067 | 8.227e-09 | 0 | 5.3561e-05 | 5.3561e-05 | 0 | 1.8474e-06 | 1.8474e-06 | 0 | 1.8474e-06
[53 empty] | 0.021116 | 5.3326 | 0 | 5.3326 | 4.9837 | [5 empty] | 0.021116 | 5.3326 | 0 | 5.3326 | 4.9837 | [11 empty] | WLDFR | HFTD - Distribution - Tier 3 - 2QU CoRE ¦ 4QU LoRE | Seismic - Red Flag Warning - Catastrophic Fires | 2053 | 0 | 28779.6694 | 615.0952 | 18261.2327 | 9903.3415 | 6829.6018 | 8.227e-09 | 0 | 5.6187e-05 | 5.6187e-05 | 0 | 1.8474e-06 | 1.8474e-06 | 0 | 1.8474e-06
[53 empty] | 0.021116 | 5.528 | 0 | 5.528 | 4.8284 | [5 empty] | 0.021116 | 5.528 | 0 | 5.528 | 4.8284 | [11 empty] | WLDFR | HFTD - Distribution - Tier 3 - 2QU CoRE ¦ 4QU LoRE | Seismic - Red Flag Warning - Catastrophic Fires | 2054 | 0 | 28779.6694 | 615.0952 | 18261.2327 | 9903.3415 | 6829.6018 | 8.227e-09 | 0 | 5.6187e-05 | 5.6187e-05 | 0 | 1.8474e-06 | 1.8474e-06 | 0 | 1.8474e-06
[53 empty] | 0.021116 | 5.528 | 0 | 5.528 | 4.5125 | [5 empty] | 0.021116 | 5.528 | 0 | 5.528 | 4.5125 | [11 empty] | WLDFR | HFTD - Distribution - Tier 3 - 2QU CoRE ¦ 4QU LoRE | Seismic - Red Flag Warning - Catastrophic Fires | 2055 | 0 | 28779.6694 | 615.0952 | 18261.2327 | 9903.3415 | 6829.6018 | 8.227e-09 | 0 | 5.6187e-05 | 5.6187e-05 | 0 | 1.9209e-06 | 1.9209e-06 | 0 | 1.9209e-06
[53 empty] | 0.021116 | 5.528 | 0 | 5.528 | 4.2173 | [5 empty] | 0.021116 | 5.528 | 0 | 5.528 | 4.2173 | [11 empty] | WLDFR | HFTD - Distribution - Tier 3 - 2QU CoRE ¦ 5QU LoRE | Non-Red Flag Warning - Catastrophic Fires | 2026 | 0 | 14664.6376 | 233.2301 | 8896.516 | 5534.8915 | 3817.0051 | 1.601e-06 | 0 | 0.006111 | 0.006111 | 0 | 1.9209e-06 | 1.9209e-06 | 0 | 1.9209e-06
[53 empty] | 0.021116 | 5.528 | 0 | 5.528 | 3.9414 | [5 empty] | 0.021116 | 5.528 | 0 | 5.528 | 3.9414 | [11 empty] | WLDFR | HFTD - Distribution - Tier 3 - 2QU CoRE ¦ 5QU LoRE | Non-Red Flag Warning - Catastrophic Fires | 2027 | 0 | 14664.6376 | 233.2301 | 8896.516 | 5534.8915 | 3817.0051 | 1.601e-06 | 0 | 0.006111 | 0.006111 | 0 | 1.9209e-06 | 1.9209e-06 | 0 | 1.9209e-06
[53 empty] | 0.021116 | 5.528 | 0 | 5.528 | 3.6835 | [5 empty] | 0.021116 | 5.528 | 0 | 5.528 | 3.6835 | [11 empty] | WLDFR | HFTD - Distribution - Tier 3 - 2QU CoRE ¦ 5QU LoRE | Non-Red Flag Warning - Catastrophic Fires | 2028 | 0 | 15317.9909 | 247.273 | 9287.6491 | 5783.0689 | 3988.1546 | 1.601e-06 | 0 | 0.006385 | 0.006385 | 0 | 1.9209e-06 | 1.9209e-06 | 0 | 1.9209e-06
[53 empty] | 0.021116 | 5.7742 | 0 | 5.7742 | 3.5959 | [5 empty] | 0.021116 | 5.7742 | 0 | 5.7742 | 3.5959 | [11 empty] | WLDFR | HFTD - Distribution - Tier 3 - 2QU CoRE ¦ 5QU LoRE | Non-Red Flag Warning - Catastrophic Fires | 2029 | 0 | 15317.9909 | 247.273 | 9287.6491 | 5783.0689 | 3988.1546 | 1.601e-06 | 0 | 0.006385 | 0.006385 | 0 | 1.9209e-06 | 1.9209e-06 | 0 | 1.9209e-06
[53 empty] | 0.021116 | 5.7742 | 0 | 5.7742 | 3.3606 | [5 empty] | 0.021116 | 5.7742 | 0 | 5.7742 | 3.3606 | [11 empty] | WLDFR | HFTD - Distribution - Tier 3 - 2QU CoRE ¦ 5QU LoRE | Non-Red Flag Warning - Catastrophic Fires | 2030 | 0 | 15317.9909 | 247.273 | 9287.6491 | 5783.0689 | 3988.1546 | 1.601e-06 | 0 | 0.006385 | 0.006385 | 0 | 2.0037e-06 | 2.0037e-06 | 0 | 2.0037e-06
[53 empty] | 0.021116 | 5.7742 | 0 | 5.7742 | 3.1408 | [5 empty] | 0.021116 | 5.7742 | 0 | 5.7742 | 3.1408 | [11 empty] | WLDFR | HFTD - Distribution - Tier 3 - 2QU CoRE ¦ 5QU LoRE | Non-Red Flag Warning - Catastrophic Fires | 2031 | 0 | 15317.9909 | 247.273 | 9287.6491 | 5783.0689 | 3988.1546 | 1.601e-06 | 0 | 0.006385 | 0.006385 | 0 | 2.0037e-06 | 2.0037e-06 | 0 | 2.0037e-06
[53 empty] | 0.021116 | 5.7742 | 0 | 5.7742 | 2.9353 | [5 empty] | 0.021116 | 5.7742 | 0 | 5.7742 | 2.9353 | [11 empty] | WLDFR | HFTD - Distribution - Tier 3 - 2QU CoRE ¦ 5QU LoRE | Non-Red Flag Warning - Catastrophic Fires | 2032 | 0 | 15317.9909 | 247.273 | 9287.6491 | 5783.0689 | 3988.1546 | 1.601e-06 | 0 | 0.006385 | 0.006385 | 0 | 2.0037e-06 | 2.0037e-06 | 0 | 2.0037e-06
[53 empty] | 0.021116 | 5.7742 | 0 | 5.7742 | 2.7433 | [5 empty] | 0.021116 | 5.7742 | 0 | 5.7742 | 2.7433 | [11 empty] | WLDFR | HFTD - Distribution - Tier 3 - 2QU CoRE ¦ 5QU LoRE | Non-Red Flag Warning - Catastrophic Fires | 2033 | 0 | 16044.1264 | 263.1074 | 9721.74 | 6059.2791 | 4178.6364 | 1.601e-06 | 0 | 0.0066899 | 0.0066899 | 0 | 2.0037e-06 | 2.0037e-06 | 0 | 2.0037e-06
[53 empty] | 0.021116 | 6.0478 | 0 | 6.0478 | 2.6853 | [5 empty] | 0.021116 | 6.0478 | 0 | 6.0478 | 2.6853 | [11 empty] | WLDFR | HFTD - Distribution - Tier 3 - 2QU CoRE ¦ 5QU LoRE | Non-Red Flag Warning - Catastrophic Fires | 2034 | 0 | 16044.1264 | 263.1074 | 9721.74 | 6059.2791 | 4178.6364 | 1.601e-06 | 0 | 0.0066899 | 0.0066899 | 0 | 2.0037e-06 | 2.0037e-06 | 0 | 2.0037e-06
[53 empty] | 0.021116 | 6.0478 | 0 | 6.0478 | 2.5096 | [5 empty] | 0.021116 | 6.0478 | 0 | 6.0478 | 2.5096 | [11 empty] | WLDFR | HFTD - Distribution - Tier 3 - 2QU CoRE ¦ 5QU LoRE | Non-Red Flag Warning - Catastrophic Fires | 2035 | 0 | 16044.1264 | 263.1074 | 9721.74 | 6059.2791 | 4178.6364 | 1.601e-06 | 0 | 0.0066899 | 0.0066899 | 0 | 2.095e-06 | 2.095e-06 | 0 | 2.095e-06
[53 empty] | 0.021116 | 6.0478 | 0 | 6.0478 | 2.3455 | [5 empty] | 0.021116 | 6.0478 | 0 | 6.0478 | 2.3455 | [11 empty] | WLDFR | HFTD - Distribution - Tier 3 - 2QU CoRE ¦ 5QU LoRE | Non-Red Flag Warning - Catastrophic Fires | 2036 | 0 | 16044.1264 | 263.1074 | 9721.74 | 6059.2791 | 4178.6364 | 1.601e-06 | 0 | 0.0066899 | 0.0066899 | 0 | 2.095e-06 | 2.095e-06 | 0 | 2.095e-06
[53 empty] | 0.021116 | 6.0478 | 0 | 6.0478 | 2.192 | [5 empty] | 0.021116 | 6.0478 | 0 | 6.0478 | 2.192 | [11 empty] | WLDFR | HFTD - Distribution - Tier 3 - 2QU CoRE ¦ 5QU LoRE | Non-Red Flag Warning - Catastrophic Fires | 2037 | 0 | 16044.1264 | 263.1074 | 9721.74 | 6059.2791 | 4178.6364 | 1.601e-06 | 0 | 0.0066899 | 0.0066899 | 0 | 2.095e-06 | 2.095e-06 | 0 | 2.095e-06
[53 empty] | 0.021116 | 6.0478 | 0 | 6.0478 | 2.0486 | [5 empty] | 0.021116 | 6.0478 | 0 | 6.0478 | 2.0486 | [11 empty] | WLDFR | HFTD - Distribution - Tier 3 - 2QU CoRE ¦ 5QU LoRE | Non-Red Flag Warning - Catastrophic Fires | 2038 | 0 | 16832.3912 | 280.5544 | 10192.2718 | 6359.5651 | 4385.7214 | 1.601e-06 | 0 | 0.0070215 | 0.0070215 | 0 | 2.095e-06 | 2.095e-06 | 0 | 2.095e-06
[53 empty] | 0.021116 | 6.3448 | 0 | 6.3448 | 2.0086 | [5 empty] | 0.021116 | 6.3448 | 0 | 6.3448 | 2.0086 | [11 empty] | WLDFR | HFTD - Distribution - Tier 3 - 2QU CoRE ¦ 5QU LoRE | Non-Red Flag Warning - Catastrophic Fires | 2039 | 0 | 16832.3912 | 280.5544 | 10192.2718 | 6359.5651 | 4385.7214 | 1.601e-06 | 0 | 0.0070215 | 0.0070215 | 0 | 2.095e-06 | 2.095e-06 | 0 | 2.095e-06
[53 empty] | 0.021116 | 6.3448 | 0 | 6.3448 | 1.8772 | [5 empty] | 0.021116 | 6.3448 | 0 | 6.3448 | 1.8772 | [11 empty] | WLDFR | HFTD - Distribution - Tier 3 - 2QU CoRE ¦ 5QU LoRE | Non-Red Flag Warning - Catastrophic Fires | 2040 | 0 | 16832.3912 | 280.5544 | 10192.2718 | 6359.5651 | 4385.7214 | 1.601e-06 | 0 | 0.0070215 | 0.0070215 | 0 | 2.1938e-06 | 2.1938e-06 | 0 | 2.1938e-06
[53 empty] | 0.021116 | 6.3448 | 0 | 6.3448 | 1.7544 | [5 empty] | 0.021116 | 6.3448 | 0 | 6.3448 | 1.7544 | [11 empty] | WLDFR | HFTD - Distribution - Tier 3 - 2QU CoRE ¦ 5QU LoRE | Non-Red Flag Warning - Catastrophic Fires | 2041 | 0 | 16832.3912 | 280.5544 | 10192.2718 | 6359.5651 | 4385.7214 | 1.601e-06 | 0 | 0.0070215 | 0.0070215 | 0 | 2.1938e-06 | 2.1938e-06 | 0 | 2.1938e-06
[53 empty] | 0.021116 | 6.3448 | 0 | 6.3448 | 1.6396 | [5 empty] | 0.021116 | 6.3448 | 0 | 6.3448 | 1.6396 | [11 empty] | WLDFR | HFTD - Distribution - Tier 3 - 2QU CoRE ¦ 5QU LoRE | Non-Red Flag Warning - Catastrophic Fires | 2042 | 0 | 16832.3912 | 280.5544 | 10192.2718 | 6359.5651 | 4385.7214 | 1.601e-06 | 0 | 0.0070215 | 0.0070215 | 0 | 2.1938e-06 | 2.1938e-06 | 0 | 2.1938e-06
[53 empty] | 0.021116 | 6.3448 | 0 | 6.3448 | 1.5324 | [5 empty] | 0.021116 | 6.3448 | 0 | 6.3448 | 1.5324 | [11 empty] | WLDFR | HFTD - Distribution - Tier 3 - 2QU CoRE ¦ 5QU LoRE | Non-Red Flag Warning - Catastrophic Fires | 2043 | 0 | 17672.0852 | 299.42 | 10692.7362 | 6679.929 | 4606.6527 | 1.601e-06 | 0 | 0.0073752 | 0.0073752 | 0 | 2.1938e-06 | 2.1938e-06 | 0 | 2.1938e-06
[53 empty] | 0.021116 | 6.6612 | 0 | 6.6612 | 1.5035 | [5 empty] | 0.021116 | 6.6612 | 0 | 6.6612 | 1.5035 | [11 empty] | WLDFR | HFTD - Distribution - Tier 3 - 2QU CoRE ¦ 5QU LoRE | Non-Red Flag Warning - Catastrophic Fires | 2044 | 0 | 17672.0852 | 299.42 | 10692.7362 | 6679.929 | 4606.6527 | 1.601e-06 | 0 | 0.0073752 | 0.0073752 | 0 | 2.1938e-06 | 2.1938e-06 | 0 | 2.1938e-06
[53 empty] | 0.021116 | 6.6612 | 0 | 6.6612 | 1.4052 | [5 empty] | 0.021116 | 6.6612 | 0 | 6.6612 | 1.4052 | [11 empty] | WLDFR | HFTD - Distribution - Tier 3 - 2QU CoRE ¦ 5QU LoRE | Non-Red Flag Warning - Catastrophic Fires | 2045 | 0 | 17672.0852 | 299.42 | 10692.7362 | 6679.929 | 4606.6527 | 1.601e-06 | 0 | 0.0073752 | 0.0073752 | 0 | 2.2992e-06 | 2.2992e-06 | 0 | 2.2992e-06
[53 empty] | 0.021116 | 6.6612 | 0 | 6.6612 | 1.3132 | [5 empty] | 0.021116 | 6.6612 | 0 | 6.6612 | 1.3132 | [11 empty] | WLDFR | HFTD - Distribution - Tier 3 - 2QU CoRE ¦ 5QU LoRE | Non-Red Flag Warning - Catastrophic Fires | 2046 | 0 | 17672.0852 | 299.42 | 10692.7362 | 6679.929 | 4606.6527 | 1.601e-06 | 0 | 0.0073752 | 0.0073752 | 0 | 2.2992e-06 | 2.2992e-06 | 0 | 2.2992e-06
[53 empty] | 0.021116 | 6.6612 | 0 | 6.6612 | 1.2273 | [5 empty] | 0.021116 | 6.6612 | 0 | 6.6612 | 1.2273 | [11 empty] | WLDFR | HFTD - Distribution - Tier 3 - 2QU CoRE ¦ 5QU LoRE | Non-Red Flag Warning - Catastrophic Fires | 2047 | 0 | 17672.0852 | 299.42 | 10692.7362 | 6679.929 | 4606.6527 | 1.601e-06 | 0 | 0.0073752 | 0.0073752 | 0 | 2.2992e-06 | 2.2992e-06 | 0 | 2.2992e-06
[53 empty] | 0.021116 | 6.6612 | 0 | 6.6612 | 1.147 | [5 empty] | 0.021116 | 6.6612 | 0 | 6.6612 | 1.147 | [11 empty] | WLDFR | HFTD - Distribution - Tier 3 - 2QU CoRE ¦ 5QU LoRE | Non-Red Flag Warning - Catastrophic Fires | 2048 | 0 | 18552.3348 | 319.4911 | 11216.5626 | 7016.281 | 4838.6098 | 1.601e-06 | 0 | 0.0077465 | 0.0077465 | 0 | 2.2992e-06 | 2.2992e-06 | 0 | 2.2992e-06
[53 empty] | 0.021116 | 6.9928 | 0 | 6.9928 | 1.1253 | [5 empty] | 0.021116 | 6.9928 | 0 | 6.9928 | 1.1253 | [11 empty] | WLDFR | HFTD - Distribution - Tier 3 - 2QU CoRE ¦ 5QU LoRE | Non-Red Flag Warning - Catastrophic Fires | 2049 | 0 | 18552.3348 | 319.4911 | 11216.5626 | 7016.281 | 4838.6098 | 1.601e-06 | 0 | 0.0077465 | 0.0077465 | 0 | 0 | 2.2992e-06 | 0 | 2.2992e-06
[53 empty] | 0.021116 | 6.9928 | 0 | 6.9928 | 1.0517 | [5 empty] | 0.021116 | 6.9928 | 0 | 6.9928 | 1.0517 | [11 empty] | WLDFR | HFTD - Distribution - Tier 3 - 2QU CoRE ¦ 5QU LoRE | Non-Red Flag Warning - Catastrophic Fires | 2050 | 0 | 18552.3348 | 319.4911 | 11216.5626 | 7016.281 | 4838.6098 | 1.601e-06 | 0 | 0.0077465 | 0.0077465 | 0 | 0.00060477 | 0 | 0 | 0
[53 empty] | 0.021116 | 6.9928 | 0 | 6.9928 | 0.98292 | [5 empty] | 0.021116 | 6.9928 | 0 | 6.9928 | 0.98292 | [11 empty] | WLDFR | HFTD - Distribution - Tier 3 - 2QU CoRE ¦ 5QU LoRE | Non-Red Flag Warning - Catastrophic Fires | 2051 | 0 | 18552.3348 | 319.4911 | 11216.5626 | 7016.281 | 4838.6098 | 1.601e-06 | 0 | 0.0077465 | 0.0077465 | 0 | 0.00062693 | 0.00062693 | 0 | 0.00062693
[53 empty] | 0.021116 | 6.9928 | 0 | 6.9928 | 0.91862 | [5 empty] | 0 | 0 | 0 | 0 | 0 | [11 empty] | WLDFR | HFTD - Distribution - Tier 3 - 2QU CoRE ¦ 5QU LoRE | Non-Red Flag Warning - Catastrophic Fires | 2052 | 0 | 18552.3348 | 319.4911 | 11216.5626 | 7016.281 | 4838.6098 | 1.601e-06 | 0 | 0.0077465 | 0.0077465 | 0 | 0.00062693 | 0.00062693 | 0 | 0.00062693
[53 empty] | 0 | 0 | 0 | 0 | 0 | [5 empty] | 0 | 0 | 0 | 0 | 0 | [11 empty] | WLDFR | HFTD - Distribution - Tier 3 - 2QU CoRE ¦ 5QU LoRE | Non-Red Flag Warning - Catastrophic Fires | 2053 | 0 | 19462.1283 | 340.5356 | 11757.1413 | 7364.4514 | 5078.7171 | 1.601e-06 | 0 | 0.0081309 | 0.0081309 | 0 | 0.00062693 | 0.00062693 | 0 | 0.00062693
[53 empty] | 0 | 0 | 0 | 0 | 0 | [5 empty] | 0.018737 | 4.7725 | 0 | 4.7725 | 4.7725 | [11 empty] | WLDFR | HFTD - Distribution - Tier 3 - 2QU CoRE ¦ 5QU LoRE | Non-Red Flag Warning - Catastrophic Fires | 2054 | 0 | 19462.1283 | 340.5356 | 11757.1413 | 7364.4514 | 5078.7171 | 1.601e-06 | 0 | 0.0081309 | 0.0081309 | 0 | 0.00062693 | 0.00062693 | 0 | 0.00062693
[53 empty] | 0.018737 | 4.7725 | 0 | 4.7725 | 4.4603 | [5 empty] | 0.018737 | 4.7725 | 0 | 4.7725 | 4.4603 | [11 empty] | WLDFR | HFTD - Distribution - Tier 3 - 2QU CoRE ¦ 5QU LoRE | Non-Red Flag Warning - Catastrophic Fires | 2055 | 0 | 19462.1283 | 340.5356 | 11757.1413 | 7364.4514 | 5078.7171 | 1.601e-06 | 0 | 0.0081309 | 0.0081309 | 0 | 0.00062693 | 0.00062693 | 0 | 0.00062693
[53 empty] | 0.018737 | 4.9474 | 0 | 4.9474 | 4.3213 | [5 empty] | 0.018737 | 4.9474 | 0 | 4.9474 | 4.3213 | [11 empty] | WLDFR | HFTD - Distribution - Tier 3 - 2QU CoRE ¦ 5QU LoRE | Non-Red Flag Warning - Large Fires | 2026 | 0 | 5.475 | 0.71896 | 3.0715 | 1.6846 | 1.1617 | 1.5754e-05 | 0 | 1.8302e-05 | 1.8302e-05 | 0 | 0.00065486 | 0.00065486 | 0 | 0.00065486
[53 empty] | 0.018737 | 4.9474 | 0 | 4.9474 | 4.0386 | [5 empty] | 0.018737 | 4.9474 | 0 | 4.9474 | 4.0386 | [11 empty] | WLDFR | HFTD - Distribution - Tier 3 - 2QU CoRE ¦ 5QU LoRE | Non-Red Flag Warning - Large Fires | 2027 | 0 | 5.475 | 0.71896 | 3.0715 | 1.6846 | 1.1617 | 1.5754e-05 | 0 | 1.8302e-05 | 1.8302e-05 | 0 | 0.00065486 | 0.00065486 | 0 | 0.00065486
[53 empty] | 0.018737 | 4.9474 | 0 | 4.9474 | 3.7744 | [5 empty] | 0.018737 | 4.9474 | 0 | 4.9474 | 3.7744 | [11 empty] | WLDFR | HFTD - Distribution - Tier 3 - 2QU CoRE ¦ 5QU LoRE | Non-Red Flag Warning - Large Fires | 2028 | 0 | 5.777 | 0.74734 | 3.238 | 1.7917 | 1.2356 | 1.5754e-05 | 0 | 1.9466e-05 | 1.9466e-05 | 0 | 0.00065486 | 0.00065486 | 0 | 0.00065486
[53 empty] | 0.018737 | 4.9474 | 0 | 4.9474 | 3.5275 | [5 empty] | 0.018737 | 4.9474 | 0 | 4.9474 | 3.5275 | [11 empty] | WLDFR | HFTD - Distribution - Tier 3 - 2QU CoRE ¦ 5QU LoRE | Non-Red Flag Warning - Large Fires | 2029 | 0 | 5.777 | 0.74734 | 3.238 | 1.7917 | 1.2356 | 1.5754e-05 | 0 | 1.9466e-05 | 1.9466e-05 | 0 | 0.00065486 | 0.00065486 | 0 | 0.00065486
[53 empty] | 0.018737 | 4.9474 | 0 | 4.9474 | 3.2967 | [5 empty] | 0.018737 | 4.9474 | 0 | 4.9474 | 3.2967 | [11 empty] | WLDFR | HFTD - Distribution - Tier 3 - 2QU CoRE ¦ 5QU LoRE | Non-Red Flag Warning - Large Fires | 2030 | 0 | 5.777 | 0.74734 | 3.238 | 1.7917 | 1.2356 | 1.5754e-05 | 0 | 1.9466e-05 | 1.9466e-05 | 0 | 0.00065486 | 0.00065486 | 0 | 0.00065486
[53 empty] | 0.018737 | 5.1678 | 0 | 5.1678 | 3.2182 | [5 empty] | 0.018737 | 5.1678 | 0 | 5.1678 | 3.2182 | [11 empty] | WLDFR | HFTD - Distribution - Tier 3 - 2QU CoRE ¦ 5QU LoRE | Non-Red Flag Warning - Large Fires | 2031 | 0 | 5.777 | 0.74734 | 3.238 | 1.7917 | 1.2356 | 1.5754e-05 | 0 | 1.9466e-05 | 1.9466e-05 | 0 | 0.00068591 | 0.00068591 | 0 | 0.00068591
[53 empty] | 0.018737 | 5.1678 | 0 | 5.1678 | 3.0077 | [5 empty] | 0.018737 | 5.1678 | 0 | 5.1678 | 3.0077 | [11 empty] | WLDFR | HFTD - Distribution - Tier 3 - 2QU CoRE ¦ 5QU LoRE | Non-Red Flag Warning - Large Fires | 2032 | 0 | 5.777 | 0.74734 | 3.238 | 1.7917 | 1.2356 | 1.5754e-05 | 0 | 1.9466e-05 | 1.9466e-05 | 0 | 0.00068591 | 0.00068591 | 0 | 0.00068591
[53 empty] | 0.018737 | 5.1678 | 0 | 5.1678 | 2.8109 | [5 empty] | 0.018737 | 5.1678 | 0 | 5.1678 | 2.8109 | [11 empty] | WLDFR | HFTD - Distribution - Tier 3 - 2QU CoRE ¦ 5QU LoRE | Non-Red Flag Warning - Large Fires | 2033 | 0 | 6.1205 | 0.77885 | 3.4265 | 1.9151 | 1.3207 | 1.5754e-05 | 0 | 2.0807e-05 | 2.0807e-05 | 0 | 0.00068591 | 0.00068591 | 0 | 0.00068591
[53 empty] | 0.018737 | 5.1678 | 0 | 5.1678 | 2.627 | [5 empty] | 0.018737 | 5.1678 | 0 | 5.1678 | 2.627 | [11 empty] | WLDFR | HFTD - Distribution - Tier 3 - 2QU CoRE ¦ 5QU LoRE | Non-Red Flag Warning - Large Fires | 2034 | 0 | 6.1205 | 0.77885 | 3.4265 | 1.9151 | 1.3207 | 1.5754e-05 | 0 | 2.0807e-05 | 2.0807e-05 | 0 | 0.00068591 | 0.00068591 | 0 | 0.00068591
[53 empty] | 0.018737 | 5.1678 | 0 | 5.1678 | 2.4552 | [5 empty] | 0.018737 | 5.1678 | 0 | 5.1678 | 2.4552 | [11 empty] | WLDFR | HFTD - Distribution - Tier 3 - 2QU CoRE ¦ 5QU LoRE | Non-Red Flag Warning - Large Fires | 2035 | 0 | 6.1205 | 0.77885 | 3.4265 | 1.9151 | 1.3207 | 1.5754e-05 | 0 | 2.0807e-05 | 2.0807e-05 | 0 | 0.00068591 | 0.00068591 | 0 | 0.00068591
[53 empty] | 0.018737 | 5.4127 | 0 | 5.4127 | 2.4033 | [5 empty] | 0.018737 | 5.4127 | 0 | 5.4127 | 2.4033 | [11 empty] | WLDFR | HFTD - Distribution - Tier 3 - 2QU CoRE ¦ 5QU LoRE | Non-Red Flag Warning - Large Fires | 2036 | 0 | 6.1205 | 0.77885 | 3.4265 | 1.9151 | 1.3207 | 1.5754e-05 | 0 | 2.0807e-05 | 2.0807e-05 | 0 | 0.00071961 | 0.00071961 | 0 | 0.00071961
[53 empty] | 0.018737 | 5.4127 | 0 | 5.4127 | 2.2461 | [5 empty] | 0.018737 | 5.4127 | 0 | 5.4127 | 2.2461 | [11 empty] | WLDFR | HFTD - Distribution - Tier 3 - 2QU CoRE ¦ 5QU LoRE | Non-Red Flag Warning - Large Fires | 2037 | 0 | 6.1205 | 0.77885 | 3.4265 | 1.9151 | 1.3207 | 1.5754e-05 | 0 | 2.0807e-05 | 2.0807e-05 | 0 | 0.00071961 | 0.00071961 | 0 | 0.00071961
[53 empty] | 0.018737 | 5.4127 | 0 | 5.4127 | 2.0991 | [5 empty] | 0.018737 | 5.4127 | 0 | 5.4127 | 2.0991 | [11 empty] | WLDFR | HFTD - Distribution - Tier 3 - 2QU CoRE ¦ 5QU LoRE | Non-Red Flag Warning - Large Fires | 2038 | 0 | 6.5028 | 0.81304 | 3.6355 | 2.0543 | 1.4167 | 1.5754e-05 | 0 | 2.2319e-05 | 2.2319e-05 | 0 | 0.00071961 | 0.00071961 | 0 | 0.00071961
[53 empty] | 0.018737 | 5.4127 | 0 | 5.4127 | 1.9618 | [5 empty] | 0.018737 | 5.4127 | 0 | 5.4127 | 1.9618 | [11 empty] | WLDFR | HFTD - Distribution - Tier 3 - 2QU CoRE ¦ 5QU LoRE | Non-Red Flag Warning - Large Fires | 2039 | 0 | 6.5028 | 0.81304 | 3.6355 | 2.0543 | 1.4167 | 1.5754e-05 | 0 | 2.2319e-05 | 2.2319e-05 | 0 | 0.00071961 | 0.00071961 | 0 | 0.00071961
[53 empty] | 0.018737 | 5.4127 | 0 | 5.4127 | 1.8335 | [5 empty] | 0.018737 | 5.4127 | 0 | 5.4127 | 1.8335 | [11 empty] | WLDFR | HFTD - Distribution - Tier 3 - 2QU CoRE ¦ 5QU LoRE | Non-Red Flag Warning - Large Fires | 2040 | 0 | 6.5028 | 0.81304 | 3.6355 | 2.0543 | 1.4167 | 1.5754e-05 | 0 | 2.2319e-05 | 2.2319e-05 | 0 | 0.00071961 | 0.00071961 | 0 | 0.00071961
[53 empty] | 0.018737 | 5.6785 | 0 | 5.6785 | 1.7977 | [5 empty] | 0.018737 | 5.6785 | 0 | 5.6785 | 1.7977 | [11 empty] | WLDFR | HFTD - Distribution - Tier 3 - 2QU CoRE ¦ 5QU LoRE | Non-Red Flag Warning - Large Fires | 2041 | 0 | 6.5028 | 0.81304 | 3.6355 | 2.0543 | 1.4167 | 1.5754e-05 | 0 | 2.2319e-05 | 2.2319e-05 | 0 | 0.0007555 | 0.0007555 | 0 | 0.0007555
[53 empty] | 0.018737 | 5.6785 | 0 | 5.6785 | 1.6801 | [5 empty] | 0.018737 | 5.6785 | 0 | 5.6785 | 1.6801 | [11 empty] | WLDFR | HFTD - Distribution - Tier 3 - 2QU CoRE ¦ 5QU LoRE | Non-Red Flag Warning - Large Fires | 2042 | 0 | 6.5028 | 0.81304 | 3.6355 | 2.0543 | 1.4167 | 1.5754e-05 | 0 | 2.2319e-05 | 2.2319e-05 | 0 | 0.0007555 | 0.0007555 | 0 | 0.0007555
[53 empty] | 0.018737 | 5.6785 | 0 | 5.6785 | 1.5701 | [5 empty] | 0.018737 | 5.6785 | 0 | 5.6785 | 1.5701 | [11 empty] | WLDFR | HFTD - Distribution - Tier 3 - 2QU CoRE ¦ 5QU LoRE | Non-Red Flag Warning - Large Fires | 2043 | 0 | 6.9209 | 0.84944 | 3.8632 | 2.2083 | 1.5229 | 1.5754e-05 | 0 | 2.3992e-05 | 2.3992e-05 | 0 | 0.0007555 | 0.0007555 | 0 | 0.0007555
[53 empty] | 0.018737 | 5.6785 | 0 | 5.6785 | 1.4674 | [5 empty] | 0.018737 | 5.6785 | 0 | 5.6785 | 1.4674 | [11 empty] | WLDFR | HFTD - Distribution - Tier 3 - 2QU CoRE ¦ 5QU LoRE | Non-Red Flag Warning - Large Fires | 2044 | 0 | 6.9209 | 0.84944 | 3.8632 | 2.2083 | 1.5229 | 1.5754e-05 | 0 | 2.3992e-05 | 2.3992e-05 | 0 | 0.0007555 | 0.0007555 | 0 | 0.0007555
[53 empty] | 0.018737 | 5.6785 | 0 | 5.6785 | 1.3714 | [5 empty] | 0.018737 | 5.6785 | 0 | 5.6785 | 1.3714 | [11 empty] | WLDFR | HFTD - Distribution - Tier 3 - 2QU CoRE ¦ 5QU LoRE | Non-Red Flag Warning - Large Fires | 2045 | 0 | 6.9209 | 0.84944 | 3.8632 | 2.2083 | 1.5229 | 1.5754e-05 | 0 | 2.3992e-05 | 2.3992e-05 | 0 | 0.0007555 | 0.0007555 | 0 | 0.0007555
[53 empty] | 0.018737 | 5.9616 | 0 | 5.9616 | 1.3456 | [5 empty] | 0.018737 | 5.9616 | 0 | 5.9616 | 1.3456 | [11 empty] | WLDFR | HFTD - Distribution - Tier 3 - 2QU CoRE ¦ 5QU LoRE | Non-Red Flag Warning - Large Fires | 2046 | 0 | 6.9209 | 0.84944 | 3.8632 | 2.2083 | 1.5229 | 1.5754e-05 | 0 | 2.3992e-05 | 2.3992e-05 | 0 | 0.00079314 | 0.00079314 | 0 | 0.00079314
[53 empty] | 0.018737 | 5.9616 | 0 | 5.9616 | 1.2576 | [5 empty] | 0.018737 | 5.9616 | 0 | 5.9616 | 1.2576 | [11 empty] | WLDFR | HFTD - Distribution - Tier 3 - 2QU CoRE ¦ 5QU LoRE | Non-Red Flag Warning - Large Fires | 2047 | 0 | 6.9209 | 0.84944 | 3.8632 | 2.2083 | 1.5229 | 1.5754e-05 | 0 | 2.3992e-05 | 2.3992e-05 | 0 | 0.00079314 | 0.00079314 | 0 | 0.00079314
[53 empty] | 0.018737 | 5.9616 | 0 | 5.9616 | 1.1753 | [5 empty] | 0.018737 | 5.9616 | 0 | 5.9616 | 1.1753 | [11 empty] | WLDFR | HFTD - Distribution - Tier 3 - 2QU CoRE ¦ 5QU LoRE | Non-Red Flag Warning - Large Fires | 2048 | 0 | 7.3713 | 0.88759 | 4.1075 | 2.3763 | 1.6388 | 1.5754e-05 | 0 | 2.5817e-05 | 2.5817e-05 | 0 | 0.00079314 | 0.00079314 | 0 | 0.00079314
[53 empty] | 0.018737 | 5.9616 | 0 | 5.9616 | 1.0984 | [5 empty] | 0.018737 | 5.9616 | 0 | 5.9616 | 1.0984 | [11 empty] | WLDFR | HFTD - Distribution - Tier 3 - 2QU CoRE ¦ 5QU LoRE | Non-Red Flag Warning - Large Fires | 2049 | 0 | 7.3713 | 0.88759 | 4.1075 | 2.3763 | 1.6388 | 1.5754e-05 | 0 | 2.5817e-05 | 2.5817e-05 | 0 | 0.00079314 | 0.00079314 | 0 | 0.00079314
[53 empty] | 0.018737 | 5.9616 | 0 | 5.9616 | 1.0266 | [5 empty] | 0.018737 | 5.9616 | 0 | 5.9616 | 1.0266 | [11 empty] | WLDFR | HFTD - Distribution - Tier 3 - 2QU CoRE ¦ 5QU LoRE | Non-Red Flag Warning - Large Fires | 2050 | 0 | 7.3713 | 0.88759 | 4.1075 | 2.3763 | 1.6388 | 1.5754e-05 | 0 | 2.5817e-05 | 2.5817e-05 | 0 | 0 | 0.00079314 | 0 | 0.00079314
[53 empty] | 0.018737 | 6.2584 | 0 | 6.2584 | 1.0072 | [5 empty] | 0.018737 | 6.2584 | 0 | 6.2584 | 1.0072 | [11 empty] | WLDFR | HFTD - Distribution - Tier 3 - 2QU CoRE ¦ 5QU LoRE | Non-Red Flag Warning - Large Fires | 2051 | 0 | 7.3713 | 0.88759 | 4.1075 | 2.3763 | 1.6388 | 1.5754e-05 | 0 | 2.5817e-05 | 2.5817e-05 | 0 | 0.00065318 | 0 | 0 | 0
[53 empty] | 0.018737 | 6.2584 | 0 | 6.2584 | 0.94128 | [5 empty] | 0.018737 | 6.2584 | 0 | 6.2584 | 0.94128 | [11 empty] | WLDFR | HFTD - Distribution - Tier 3 - 2QU CoRE ¦ 5QU LoRE | Non-Red Flag Warning - Large Fires | 2052 | 0 | 7.3713 | 0.88759 | 4.1075 | 2.3763 | 1.6388 | 1.5754e-05 | 0 | 2.5817e-05 | 2.5817e-05 | 0 | 0.00067704 | 0.00067704 | 0 | 0.00067704
[53 empty] | 0.018737 | 6.2584 | 0 | 6.2584 | 0.8797 | [5 empty] | 0.018737 | 6.2584 | 0 | 6.2584 | 0.8797 | [11 empty] | WLDFR | HFTD - Distribution - Tier 3 - 2QU CoRE ¦ 5QU LoRE | Non-Red Flag Warning - Large Fires | 2053 | 0 | 7.8503 | 0.92702 | 4.3664 | 2.5569 | 1.7633 | 1.5754e-05 | 0 | 2.7779e-05 | 2.7779e-05 | 0 | 0.00067704 | 0.00067704 | 0 | 0.00067704
[53 empty] | 0.018737 | 6.2584 | 0 | 6.2584 | 0.82215 | [5 empty] | 0 | 0 | 0 | 0 | 0 | [11 empty] | WLDFR | HFTD - Distribution - Tier 3 - 2QU CoRE ¦ 5QU LoRE | Non-Red Flag Warning - Large Fires | 2054 | 0 | 7.8503 | 0.92702 | 4.3664 | 2.5569 | 1.7633 | 1.5754e-05 | 0 | 2.7779e-05 | 2.7779e-05 | 0 | 0.00067704 | 0.00067704 | 0 | 0.00067704
[53 empty] | 0 | 0 | 0 | 0 | 0 | [5 empty] | 0 | 0 | 0 | 0 | 0 | [11 empty] | WLDFR | HFTD - Distribution - Tier 3 - 2QU CoRE ¦ 5QU LoRE | Non-Red Flag Warning - Large Fires | 2055 | 0 | 7.8503 | 0.92702 | 4.3664 | 2.5569 | 1.7633 | 1.5754e-05 | 0 | 2.7779e-05 | 2.7779e-05 | 0 | 0.00067704 | 0.00067704 | 0 | 0.00067704
[53 empty] | 0 | 0 | 0 | 0 | 0 | [5 empty] | 0.017119 | 4.5181 | 0 | 4.5181 | 4.5181 | [11 empty] | WLDFR | HFTD - Distribution - Tier 3 - 2QU CoRE ¦ 5QU LoRE | Non-Red Flag Warning - Small Fires | 2026 | 0 | 0.080408 | 0.03759 | 0.0016314 | 0.041187 | 0.028403 | 0.0021372 | 0 | 6.0705e-05 | 6.0705e-05 | 0 | 0.00067704 | 0.00067704 | 0 | 0.00067704
[53 empty] | 0.017119 | 4.5181 | 0 | 4.5181 | 4.2226 | [5 empty] | 0.017119 | 4.5181 | 0 | 4.5181 | 4.2226 | [11 empty] | WLDFR | HFTD - Distribution - Tier 3 - 2QU CoRE ¦ 5QU LoRE | Non-Red Flag Warning - Small Fires | 2027 | 0 | 0.080408 | 0.03759 | 0.0016314 | 0.041187 | 0.028403 | 0.0021372 | 0 | 6.0705e-05 | 6.0705e-05 | 0 | 0.00070709 | 0.00070709 | 0 | 0.00070709
[53 empty] | 0.017119 | 4.6837 | 0 | 4.6837 | 4.0909 | [5 empty] | 0.017119 | 4.6837 | 0 | 4.6837 | 4.0909 | [11 empty] | WLDFR | HFTD - Distribution - Tier 3 - 2QU CoRE ¦ 5QU LoRE | Non-Red Flag Warning - Small Fires | 2028 | 0 | 0.083606 | 0.039055 | 0.001695 | 0.042856 | 0.029555 | 0.0021372 | 0 | 6.3166e-05 | 6.3166e-05 | 0 | 0.00070709 | 0.00070709 | 0 | 0.00070709
[53 empty] | 0.017119 | 4.6837 | 0 | 4.6837 | 3.8233 | [5 empty] | 0.017119 | 4.6837 | 0 | 4.6837 | 3.8233 | [11 empty] | WLDFR | HFTD - Distribution - Tier 3 - 2QU CoRE ¦ 5QU LoRE | Non-Red Flag Warning - Small Fires | 2029 | 0 | 0.083606 | 0.039055 | 0.001695 | 0.042856 | 0.029555 | 0.0021372 | 0 | 6.3166e-05 | 6.3166e-05 | 0 | 0.00070709 | 0.00070709 | 0 | 0.00070709
[53 empty] | 0.017119 | 4.6837 | 0 | 4.6837 | 3.5732 | [5 empty] | 0.017119 | 4.6837 | 0 | 4.6837 | 3.5732 | [11 empty] | WLDFR | HFTD - Distribution - Tier 3 - 2QU CoRE ¦ 5QU LoRE | Non-Red Flag Warning - Small Fires | 2030 | 0 | 0.083606 | 0.039055 | 0.001695 | 0.042856 | 0.029555 | 0.0021372 | 0 | 6.3166e-05 | 6.3166e-05 | 0 | 0.00070709 | 0.00070709 | 0 | 0.00070709
[53 empty] | 0.017119 | 4.6837 | 0 | 4.6837 | 3.3394 | [5 empty] | 0.017119 | 4.6837 | 0 | 4.6837 | 3.3394 | [11 empty] | WLDFR | HFTD - Distribution - Tier 3 - 2QU CoRE ¦ 5QU LoRE | Non-Red Flag Warning - Small Fires | 2031 | 0 | 0.083606 | 0.039055 | 0.001695 | 0.042856 | 0.029555 | 0.0021372 | 0 | 6.3166e-05 | 6.3166e-05 | 0 | 0.00070709 | 0.00070709 | 0 | 0.00070709
[53 empty] | 0.017119 | 4.6837 | 0 | 4.6837 | 3.1209 | [5 empty] | 0.017119 | 4.6837 | 0 | 4.6837 | 3.1209 | [11 empty] | WLDFR | HFTD - Distribution - Tier 3 - 2QU CoRE ¦ 5QU LoRE | Non-Red Flag Warning - Small Fires | 2032 | 0 | 0.083606 | 0.039055 | 0.001695 | 0.042856 | 0.029555 | 0.0021372 | 0 | 6.3166e-05 | 6.3166e-05 | 0 | 0.00074045 | 0.00074045 | 0 | 0.00074045
[53 empty] | 0.017119 | 4.8923 | 0 | 4.8923 | 3.0467 | [5 empty] | 0.017119 | 4.8923 | 0 | 4.8923 | 3.0467 | [11 empty] | WLDFR | HFTD - Distribution - Tier 3 - 2QU CoRE ¦ 5QU LoRE | Non-Red Flag Warning - Small Fires | 2033 | 0 | 0.087211 | 0.040679 | 0.0017655 | 0.044766 | 0.030872 | 0.0021372 | 0 | 6.5981e-05 | 6.5981e-05 | 0 | 0.00074045 | 0.00074045 | 0 | 0.00074045
[53 empty] | 0.017119 | 4.8923 | 0 | 4.8923 | 2.8474 | [5 empty] | 0.017119 | 4.8923 | 0 | 4.8923 | 2.8474 | [11 empty] | WLDFR | HFTD - Distribution - Tier 3 - 2QU CoRE ¦ 5QU LoRE | Non-Red Flag Warning - Small Fires | 2034 | 0 | 0.087211 | 0.040679 | 0.0017655 | 0.044766 | 0.030872 | 0.0021372 | 0 | 6.5981e-05 | 6.5981e-05 | 0 | 0.00074045 | 0.00074045 | 0 | 0.00074045
[53 empty] | 0.017119 | 4.8923 | 0 | 4.8923 | 2.6611 | [5 empty] | 0.017119 | 4.8923 | 0 | 4.8923 | 2.6611 | [11 empty] | WLDFR | HFTD - Distribution - Tier 3 - 2QU CoRE ¦ 5QU LoRE | Non-Red Flag Warning - Small Fires | 2035 | 0 | 0.087211 | 0.040679 | 0.0017655 | 0.044766 | 0.030872 | 0.0021372 | 0 | 6.5981e-05 | 6.5981e-05 | 0 | 0.00074045 | 0.00074045 | 0 | 0.00074045
[53 empty] | 0.017119 | 4.8923 | 0 | 4.8923 | 2.487 | [5 empty] | 0.017119 | 4.8923 | 0 | 4.8923 | 2.487 | [11 empty] | WLDFR | HFTD - Distribution - Tier 3 - 2QU CoRE ¦ 5QU LoRE | Non-Red Flag Warning - Small Fires | 2036 | 0 | 0.087211 | 0.040679 | 0.0017655 | 0.044766 | 0.030872 | 0.0021372 | 0 | 6.5981e-05 | 6.5981e-05 | 0 | 0.00074045 | 0.00074045 | 0 | 0.00074045
[53 empty] | 0.017119 | 4.8923 | 0 | 4.8923 | 2.3243 | [5 empty] | 0.017119 | 4.8923 | 0 | 4.8923 | 2.3243 | [11 empty] | WLDFR | HFTD - Distribution - Tier 3 - 2QU CoRE ¦ 5QU LoRE | Non-Red Flag Warning - Small Fires | 2037 | 0 | 0.087211 | 0.040679 | 0.0017655 | 0.044766 | 0.030872 | 0.0021372 | 0 | 6.5981e-05 | 6.5981e-05 | 0 | 0.00077664 | 0.00077664 | 0 | 0.00077664
[53 empty] | 0.017119 | 5.1241 | 0 | 5.1241 | 2.2752 | [5 empty] | 0.017119 | 5.1241 | 0 | 5.1241 | 2.2752 | [11 empty] | WLDFR | HFTD - Distribution - Tier 3 - 2QU CoRE ¦ 5QU LoRE | Non-Red Flag Warning - Small Fires | 2038 | 0 | 0.091184 | 0.042438 | 0.0018418 | 0.046905 | 0.032347 | 0.0021372 | 0 | 6.9133e-05 | 6.9133e-05 | 0 | 0.00077664 | 0.00077664 | 0 | 0.00077664
[53 empty] | 0.017119 | 5.1241 | 0 | 5.1241 | 2.1263 | [5 empty] | 0.017119 | 5.1241 | 0 | 5.1241 | 2.1263 | [11 empty] | WLDFR | HFTD - Distribution - Tier 3 - 2QU CoRE ¦ 5QU LoRE | Non-Red Flag Warning - Small Fires | 2039 | 0 | 0.091184 | 0.042438 | 0.0018418 | 0.046905 | 0.032347 | 0.0021372 | 0 | 6.9133e-05 | 6.9133e-05 | 0 | 0.00077664 | 0.00077664 | 0 | 0.00077664
[53 empty] | 0.017119 | 5.1241 | 0 | 5.1241 | 1.9872 | [5 empty] | 0.017119 | 5.1241 | 0 | 5.1241 | 1.9872 | [11 empty] | WLDFR | HFTD - Distribution - Tier 3 - 2QU CoRE ¦ 5QU LoRE | Non-Red Flag Warning - Small Fires | 2040 | 0 | 0.091184 | 0.042438 | 0.0018418 | 0.046905 | 0.032347 | 0.0021372 | 0 | 6.9133e-05 | 6.9133e-05 | 0 | 0.00077664 | 0.00077664 | 0 | 0.00077664
[53 empty] | 0.017119 | 5.1241 | 0 | 5.1241 | 1.8572 | [5 empty] | 0.017119 | 5.1241 | 0 | 5.1241 | 1.8572 | [11 empty] | WLDFR | HFTD - Distribution - Tier 3 - 2QU CoRE ¦ 5QU LoRE | Non-Red Flag Warning - Small Fires | 2041 | 0 | 0.091184 | 0.042438 | 0.0018418 | 0.046905 | 0.032347 | 0.0021372 | 0 | 6.9133e-05 | 6.9133e-05 | 0 | 0.00077664 | 0.00077664 | 0 | 0.00077664
[53 empty] | 0.017119 | 5.1241 | 0 | 5.1241 | 1.7357 | [5 empty] | 0.017119 | 5.1241 | 0 | 5.1241 | 1.7357 | [11 empty] | WLDFR | HFTD - Distribution - Tier 3 - 2QU CoRE ¦ 5QU LoRE | Non-Red Flag Warning - Small Fires | 2042 | 0 | 0.091184 | 0.042438 | 0.0018418 | 0.046905 | 0.032347 | 0.0021372 | 0 | 6.9133e-05 | 6.9133e-05 | 0 | 0.00081515 | 0.00081515 | 0 | 0.00081515
[53 empty] | 0.017119 | 5.3758 | 0 | 5.3758 | 1.7018 | [5 empty] | 0.017119 | 5.3758 | 0 | 5.3758 | 1.7018 | [11 empty] | WLDFR | HFTD - Distribution - Tier 3 - 2QU CoRE ¦ 5QU LoRE | Non-Red Flag Warning - Small Fires | 2043 | 0 | 0.095486 | 0.044306 | 0.0019228 | 0.049257 | 0.033969 | 0.0021372 | 0 | 7.26e-05 | 7.26e-05 | 0 | 0.00081515 | 0.00081515 | 0 | 0.00081515
[53 empty] | 0.017119 | 5.3758 | 0 | 5.3758 | 1.5905 | [5 empty] | 0.017119 | 5.3758 | 0 | 5.3758 | 1.5905 | [11 empty] | WLDFR | HFTD - Distribution - Tier 3 - 2QU CoRE ¦ 5QU LoRE | Non-Red Flag Warning - Small Fires | 2044 | 0 | 0.095486 | 0.044306 | 0.0019228 | 0.049257 | 0.033969 | 0.0021372 | 0 | 7.26e-05 | 7.26e-05 | 0 | 0.00081515 | 0.00081515 | 0 | 0.00081515
[53 empty] | 0.017119 | 5.3758 | 0 | 5.3758 | 1.4864 | [5 empty] | 0.017119 | 5.3758 | 0 | 5.3758 | 1.4864 | [11 empty] | WLDFR | HFTD - Distribution - Tier 3 - 2QU CoRE ¦ 5QU LoRE | Non-Red Flag Warning - Small Fires | 2045 | 0 | 0.095486 | 0.044306 | 0.0019228 | 0.049257 | 0.033969 | 0.0021372 | 0 | 7.26e-05 | 7.26e-05 | 0 | 0.00081515 | 0.00081515 | 0 | 0.00081515
[53 empty] | 0.017119 | 5.3758 | 0 | 5.3758 | 1.3892 | [5 empty] | 0.017119 | 5.3758 | 0 | 5.3758 | 1.3892 | [11 empty] | WLDFR | HFTD - Distribution - Tier 3 - 2QU CoRE ¦ 5QU LoRE | Non-Red Flag Warning - Small Fires | 2046 | 0 | 0.095486 | 0.044306 | 0.0019228 | 0.049257 | 0.033969 | 0.0021372 | 0 | 7.26e-05 | 7.26e-05 | 0 | 0.00081515 | 0.00081515 | 0 | 0.00081515
[53 empty] | 0.017119 | 5.3758 | 0 | 5.3758 | 1.2983 | [5 empty] | 0.017119 | 5.3758 | 0 | 5.3758 | 1.2983 | [11 empty] | WLDFR | HFTD - Distribution - Tier 3 - 2QU CoRE ¦ 5QU LoRE | Non-Red Flag Warning - Small Fires | 2047 | 0 | 0.095486 | 0.044306 | 0.0019228 | 0.049257 | 0.033969 | 0.0021372 | 0 | 7.26e-05 | 7.26e-05 | 0 | 0.00085549 | 0.00085549 | 0 | 0.00085549
[53 empty] | 0.017119 | 5.6438 | 0 | 5.6438 | 1.2739 | [5 empty] | 0.017119 | 5.6438 | 0 | 5.6438 | 1.2739 | [11 empty] | WLDFR | HFTD - Distribution - Tier 3 - 2QU CoRE ¦ 5QU LoRE | Non-Red Flag Warning - Small Fires | 2048 | 0 | 0.10007 | 0.04626 | 0.0020076 | 0.051804 | 0.035726 | 0.0021372 | 0 | 7.6354e-05 | 7.6354e-05 | 0 | 0.00085549 | 0.00085549 | 0 | 0.00085549
[53 empty] | 0.017119 | 5.6438 | 0 | 5.6438 | 1.1905 | [5 empty] | 0.017119 | 5.6438 | 0 | 5.6438 | 1.1905 | [11 empty] | WLDFR | HFTD - Distribution - Tier 3 - 2QU CoRE ¦ 5QU LoRE | Non-Red Flag Warning - Small Fires | 2049 | 0 | 0.10007 | 0.04626 | 0.0020076 | 0.051804 | 0.035726 | 0.0021372 | 0 | 7.6354e-05 | 7.6354e-05 | 0 | 0.00085549 | 0.00085549 | 0 | 0.00085549
[53 empty] | 0.017119 | 5.6438 | 0 | 5.6438 | 1.1127 | [5 empty] | 0.017119 | 5.6438 | 0 | 5.6438 | 1.1127 | [11 empty] | WLDFR | HFTD - Distribution - Tier 3 - 2QU CoRE ¦ 5QU LoRE | Non-Red Flag Warning - Small Fires | 2050 | 0 | 0.10007 | 0.04626 | 0.0020076 | 0.051804 | 0.035726 | 0.0021372 | 0 | 7.6354e-05 | 7.6354e-05 | 0 | 0.00085549 | 0.00085549 | 0 | 0.00085549
[53 empty] | 0.017119 | 5.6438 | 0 | 5.6438 | 1.0399 | [5 empty] | 0.017119 | 5.6438 | 0 | 5.6438 | 1.0399 | [11 empty] | WLDFR | HFTD - Distribution - Tier 3 - 2QU CoRE ¦ 5QU LoRE | Non-Red Flag Warning - Small Fires | 2051 | 0 | 0.10007 | 0.04626 | 0.0020076 | 0.051804 | 0.035726 | 0.0021372 | 0 | 7.6354e-05 | 7.6354e-05 | 0 | 0 | 0.00085549 | 0 | 0.00085549
[53 empty] | 0.017119 | 5.6438 | 0 | 5.6438 | 0.97184 | [5 empty] | 0.017119 | 5.6438 | 0 | 5.6438 | 0.97184 | [11 empty] | WLDFR | HFTD - Distribution - Tier 3 - 2QU CoRE ¦ 5QU LoRE | Non-Red Flag Warning - Small Fires | 2052 | 0 | 0.10007 | 0.04626 | 0.0020076 | 0.051804 | 0.035726 | 0.0021372 | 0 | 7.6354e-05 | 7.6354e-05 | 0 | 4.5621e-06 | 0 | 0 | 0
[53 empty] | 0.017119 | 5.9248 | 0 | 5.9248 | 0.95348 | [5 empty] | 0.017119 | 5.9248 | 0 | 5.9248 | 0.95348 | [11 empty] | WLDFR | HFTD - Distribution - Tier 3 - 2QU CoRE ¦ 5QU LoRE | Non-Red Flag Warning - Small Fires | 2053 | 0 | 0.10489 | 0.048274 | 0.002095 | 0.054525 | 0.037602 | 0.0021372 | 0 | 8.0364e-05 | 8.0364e-05 | 0 | 4.7663e-06 | 4.7663e-06 | 0 | 4.7663e-06
[53 empty] | 0.017119 | 5.9248 | 0 | 5.9248 | 0.8911 | [5 empty] | 0.017119 | 5.9248 | 0 | 5.9248 | 0.8911 | [11 empty] | WLDFR | HFTD - Distribution - Tier 3 - 2QU CoRE ¦ 5QU LoRE | Non-Red Flag Warning - Small Fires | 2054 | 0 | 0.10489 | 0.048274 | 0.002095 | 0.054525 | 0.037602 | 0.0021372 | 0 | 8.0364e-05 | 8.0364e-05 | 0 | 4.7663e-06 | 4.7663e-06 | 0 | 4.7663e-06
[53 empty] | 0.017119 | 5.9248 | 0 | 5.9248 | 0.83281 | [5 empty] | 0.017119 | 5.9248 | 0 | 5.9248 | 0.83281 | [11 empty] | WLDFR | HFTD - Distribution - Tier 3 - 2QU CoRE ¦ 5QU LoRE | Non-Red Flag Warning - Small Fires | 2055 | 0 | 0.10489 | 0.048274 | 0.002095 | 0.054525 | 0.037602 | 0.0021372 | 0 | 8.0364e-05 | 8.0364e-05 | 0 | 4.7663e-06 | 4.7663e-06 | 0 | 4.7663e-06
[53 empty] | 0.017119 | 5.9248 | 0 | 5.9248 | 0.77832 | [5 empty] | 0 | 0 | 0 | 0 | 0 | [11 empty] | WLDFR | HFTD - Distribution - Tier 3 - 2QU CoRE ¦ 5QU LoRE | Red Flag Warning - Catastrophic Fires | 2026 | 0 | 14664.6376 | 233.2301 | 8896.516 | 5534.8915 | 3817.0051 | 3.9475e-05 | 0 | 0.15068 | 0.15068 | 0 | 4.7663e-06 | 4.7663e-06 | 0 | 4.7663e-06
[53 empty] | 0 | 0 | 0 | 0 | 0 | [5 empty] | 0 | 0 | 0 | 0 | 0 | [11 empty] | WLDFR | HFTD - Distribution - Tier 3 - 2QU CoRE ¦ 5QU LoRE | Red Flag Warning - Catastrophic Fires | 2027 | 0 | 14664.6376 | 233.2301 | 8896.516 | 5534.8915 | 3817.0051 | 3.9475e-05 | 0 | 0.15068 | 0.15068 | 0 | 4.7663e-06 | 4.7663e-06 | 0 | 4.7663e-06
[53 empty] | 0 | 0 | 0 | 0 | 0 | [5 empty] | 0.01394 | 3.6309 | 0 | 3.6309 | 3.6309 | [11 empty] | WLDFR | HFTD - Distribution - Tier 3 - 2QU CoRE ¦ 5QU LoRE | Red Flag Warning - Catastrophic Fires | 2028 | 0 | 15317.9909 | 247.273 | 9287.6491 | 5783.0689 | 3988.1546 | 3.9475e-05 | 0 | 0.15743 | 0.15743 | 0 | 5.0291e-06 | 5.0291e-06 | 0 | 5.0291e-06
[53 empty] | 0.01394 | 3.6309 | 0 | 3.6309 | 3.3933 | [5 empty] | 0.01394 | 3.6309 | 0 | 3.6309 | 3.3933 | [11 empty] | WLDFR | HFTD - Distribution - Tier 3 - 2QU CoRE ¦ 5QU LoRE | Red Flag Warning - Catastrophic Fires | 2029 | 0 | 15317.9909 | 247.273 | 9287.6491 | 5783.0689 | 3988.1546 | 3.9475e-05 | 0 | 0.15743 | 0.15743 | 0 | 5.0291e-06 | 5.0291e-06 | 0 | 5.0291e-06
[53 empty] | 0.01394 | 3.7639 | 0 | 3.7639 | 3.2875 | [5 empty] | 0.01394 | 3.7639 | 0 | 3.7639 | 3.2875 | [11 empty] | WLDFR | HFTD - Distribution - Tier 3 - 2QU CoRE ¦ 5QU LoRE | Red Flag Warning - Catastrophic Fires | 2030 | 0 | 15317.9909 | 247.273 | 9287.6491 | 5783.0689 | 3988.1546 | 3.9475e-05 | 0 | 0.15743 | 0.15743 | 0 | 5.0291e-06 | 5.0291e-06 | 0 | 5.0291e-06
[53 empty] | 0.01394 | 3.7639 | 0 | 3.7639 | 3.0725 | [5 empty] | 0.01394 | 3.7639 | 0 | 3.7639 | 3.0725 | [11 empty] | WLDFR | HFTD - Distribution - Tier 3 - 2QU CoRE ¦ 5QU LoRE | Red Flag Warning - Catastrophic Fires | 2031 | 0 | 15317.9909 | 247.273 | 9287.6491 | 5783.0689 | 3988.1546 | 3.9475e-05 | 0 | 0.15743 | 0.15743 | 0 | 5.0291e-06 | 5.0291e-06 | 0 | 5.0291e-06
[53 empty] | 0.01394 | 3.7639 | 0 | 3.7639 | 2.8715 | [5 empty] | 0.01394 | 3.7639 | 0 | 3.7639 | 2.8715 | [11 empty] | WLDFR | HFTD - Distribution - Tier 3 - 2QU CoRE ¦ 5QU LoRE | Red Flag Warning - Catastrophic Fires | 2032 | 0 | 15317.9909 | 247.273 | 9287.6491 | 5783.0689 | 3988.1546 | 3.9475e-05 | 0 | 0.15743 | 0.15743 | 0 | 5.0291e-06 | 5.0291e-06 | 0 | 5.0291e-06
[53 empty] | 0.01394 | 3.7639 | 0 | 3.7639 | 2.6836 | [5 empty] | 0.01394 | 3.7639 | 0 | 3.7639 | 2.6836 | [11 empty] | WLDFR | HFTD - Distribution - Tier 3 - 2QU CoRE ¦ 5QU LoRE | Red Flag Warning - Catastrophic Fires | 2033 | 0 | 16044.1264 | 263.1074 | 9721.74 | 6059.2791 | 4178.6364 | 3.9475e-05 | 0 | 0.16495 | 0.16495 | 0 | 5.3282e-06 | 5.3282e-06 | 0 | 5.3282e-06
[53 empty] | 0.01394 | 3.7639 | 0 | 3.7639 | 2.508 | [5 empty] | 0.01394 | 3.7639 | 0 | 3.7639 | 2.508 | [11 empty] | WLDFR | HFTD - Distribution - Tier 3 - 2QU CoRE ¦ 5QU LoRE | Red Flag Warning - Catastrophic Fires | 2034 | 0 | 16044.1264 | 263.1074 | 9721.74 | 6059.2791 | 4178.6364 | 3.9475e-05 | 0 | 0.16495 | 0.16495 | 0 | 5.3282e-06 | 5.3282e-06 | 0 | 5.3282e-06
[53 empty] | 0.01394 | 3.9315 | 0 | 3.9315 | 2.4484 | [5 empty] | 0.01394 | 3.9315 | 0 | 3.9315 | 2.4484 | [11 empty] | WLDFR | HFTD - Distribution - Tier 3 - 2QU CoRE ¦ 5QU LoRE | Red Flag Warning - Catastrophic Fires | 2035 | 0 | 16044.1264 | 263.1074 | 9721.74 | 6059.2791 | 4178.6364 | 3.9475e-05 | 0 | 0.16495 | 0.16495 | 0 | 5.3282e-06 | 5.3282e-06 | 0 | 5.3282e-06
[53 empty] | 0.01394 | 3.9315 | 0 | 3.9315 | 2.2882 | [5 empty] | 0.01394 | 3.9315 | 0 | 3.9315 | 2.2882 | [11 empty] | WLDFR | HFTD - Distribution - Tier 3 - 2QU CoRE ¦ 5QU LoRE | Red Flag Warning - Catastrophic Fires | 2036 | 0 | 16044.1264 | 263.1074 | 9721.74 | 6059.2791 | 4178.6364 | 3.9475e-05 | 0 | 0.16495 | 0.16495 | 0 | 5.3282e-06 | 5.3282e-06 | 0 | 5.3282e-06
[53 empty] | 0.01394 | 3.9315 | 0 | 3.9315 | 2.1385 | [5 empty] | 0.01394 | 3.9315 | 0 | 3.9315 | 2.1385 | [11 empty] | WLDFR | HFTD - Distribution - Tier 3 - 2QU CoRE ¦ 5QU LoRE | Red Flag Warning - Catastrophic Fires | 2037 | 0 | 16044.1264 | 263.1074 | 9721.74 | 6059.2791 | 4178.6364 | 3.9475e-05 | 0 | 0.16495 | 0.16495 | 0 | 5.3282e-06 | 5.3282e-06 | 0 | 5.3282e-06
[53 empty] | 0.01394 | 3.9315 | 0 | 3.9315 | 1.9986 | [5 empty] | 0.01394 | 3.9315 | 0 | 3.9315 | 1.9986 | [11 empty] | WLDFR | HFTD - Distribution - Tier 3 - 2QU CoRE ¦ 5QU LoRE | Red Flag Warning - Catastrophic Fires | 2038 | 0 | 16832.3912 | 280.5544 | 10192.2718 | 6359.5651 | 4385.7214 | 3.9475e-05 | 0 | 0.17313 | 0.17313 | 0 | 5.661e-06 | 5.661e-06 | 0 | 5.661e-06
[53 empty] | 0.01394 | 3.9315 | 0 | 3.9315 | 1.8678 | [5 empty] | 0.01394 | 3.9315 | 0 | 3.9315 | 1.8678 | [11 empty] | WLDFR | HFTD - Distribution - Tier 3 - 2QU CoRE ¦ 5QU LoRE | Red Flag Warning - Catastrophic Fires | 2039 | 0 | 16832.3912 | 280.5544 | 10192.2718 | 6359.5651 | 4385.7214 | 3.9475e-05 | 0 | 0.17313 | 0.17313 | 0 | 5.661e-06 | 5.661e-06 | 0 | 5.661e-06
[53 empty] | 0.01394 | 4.1178 | 0 | 4.1178 | 1.8284 | [5 empty] | 0.01394 | 4.1178 | 0 | 4.1178 | 1.8284 | [11 empty] | WLDFR | HFTD - Distribution - Tier 3 - 2QU CoRE ¦ 5QU LoRE | Red Flag Warning - Catastrophic Fires | 2040 | 0 | 16832.3912 | 280.5544 | 10192.2718 | 6359.5651 | 4385.7214 | 3.9475e-05 | 0 | 0.17313 | 0.17313 | 0 | 5.661e-06 | 5.661e-06 | 0 | 5.661e-06
[53 empty] | 0.01394 | 4.1178 | 0 | 4.1178 | 1.7088 | [5 empty] | 0.01394 | 4.1178 | 0 | 4.1178 | 1.7088 | [11 empty] | WLDFR | HFTD - Distribution - Tier 3 - 2QU CoRE ¦ 5QU LoRE | Red Flag Warning - Catastrophic Fires | 2041 | 0 | 16832.3912 | 280.5544 | 10192.2718 | 6359.5651 | 4385.7214 | 3.9475e-05 | 0 | 0.17313 | 0.17313 | 0 | 5.661e-06 | 5.661e-06 | 0 | 5.661e-06
[53 empty] | 0.01394 | 4.1178 | 0 | 4.1178 | 1.597 | [5 empty] | 0.01394 | 4.1178 | 0 | 4.1178 | 1.597 | [11 empty] | WLDFR | HFTD - Distribution - Tier 3 - 2QU CoRE ¦ 5QU LoRE | Red Flag Warning - Catastrophic Fires | 2042 | 0 | 16832.3912 | 280.5544 | 10192.2718 | 6359.5651 | 4385.7214 | 3.9475e-05 | 0 | 0.17313 | 0.17313 | 0 | 5.661e-06 | 5.661e-06 | 0 | 5.661e-06
[53 empty] | 0.01394 | 4.1178 | 0 | 4.1178 | 1.4925 | [5 empty] | 0.01394 | 4.1178 | 0 | 4.1178 | 1.4925 | [11 empty] | WLDFR | HFTD - Distribution - Tier 3 - 2QU CoRE ¦ 5QU LoRE | Red Flag Warning - Catastrophic Fires | 2043 | 0 | 17672.0852 | 299.42 | 10692.7362 | 6679.929 | 4606.6527 | 3.9475e-05 | 0 | 0.18185 | 0.18185 | 0 | 6.025e-06 | 6.025e-06 | 0 | 6.025e-06
[53 empty] | 0.01394 | 4.1178 | 0 | 4.1178 | 1.3949 | [5 empty] | 0.01394 | 4.1178 | 0 | 4.1178 | 1.3949 | [11 empty] | WLDFR | HFTD - Distribution - Tier 3 - 2QU CoRE ¦ 5QU LoRE | Red Flag Warning - Catastrophic Fires | 2044 | 0 | 17672.0852 | 299.42 | 10692.7362 | 6679.929 | 4606.6527 | 3.9475e-05 | 0 | 0.18185 | 0.18185 | 0 | 6.025e-06 | 6.025e-06 | 0 | 6.025e-06
[53 empty] | 0.01394 | 4.3201 | 0 | 4.3201 | 1.3676 | [5 empty] | 0.01394 | 4.3201 | 0 | 4.3201 | 1.3676 | [11 empty] | WLDFR | HFTD - Distribution - Tier 3 - 2QU CoRE ¦ 5QU LoRE | Red Flag Warning - Catastrophic Fires | 2045 | 0 | 17672.0852 | 299.42 | 10692.7362 | 6679.929 | 4606.6527 | 3.9475e-05 | 0 | 0.18185 | 0.18185 | 0 | 6.025e-06 | 6.025e-06 | 0 | 6.025e-06
[53 empty] | 0.01394 | 4.3201 | 0 | 4.3201 | 1.2782 | [5 empty] | 0.01394 | 4.3201 | 0 | 4.3201 | 1.2782 | [11 empty] | WLDFR | HFTD - Distribution - Tier 3 - 2QU CoRE ¦ 5QU LoRE | Red Flag Warning - Catastrophic Fires | 2046 | 0 | 17672.0852 | 299.42 | 10692.7362 | 6679.929 | 4606.6527 | 3.9475e-05 | 0 | 0.18185 | 0.18185 | 0 | 6.025e-06 | 6.025e-06 | 0 | 6.025e-06
[53 empty] | 0.01394 | 4.3201 | 0 | 4.3201 | 1.1945 | [5 empty] | 0.01394 | 4.3201 | 0 | 4.3201 | 1.1945 | [11 empty] | WLDFR | HFTD - Distribution - Tier 3 - 2QU CoRE ¦ 5QU LoRE | Red Flag Warning - Catastrophic Fires | 2047 | 0 | 17672.0852 | 299.42 | 10692.7362 | 6679.929 | 4606.6527 | 3.9475e-05 | 0 | 0.18185 | 0.18185 | 0 | 6.025e-06 | 6.025e-06 | 0 | 6.025e-06
[53 empty] | 0.01394 | 4.3201 | 0 | 4.3201 | 1.1164 | [5 empty] | 0.01394 | 4.3201 | 0 | 4.3201 | 1.1164 | [11 empty] | WLDFR | HFTD - Distribution - Tier 3 - 2QU CoRE ¦ 5QU LoRE | Red Flag Warning - Catastrophic Fires | 2048 | 0 | 18552.3348 | 319.4911 | 11216.5626 | 7016.281 | 4838.6098 | 3.9475e-05 | 0 | 0.191 | 0.191 | 0 | 6.4171e-06 | 6.4171e-06 | 0 | 6.4171e-06
[53 empty] | 0.01394 | 4.3201 | 0 | 4.3201 | 1.0434 | [5 empty] | 0.01394 | 4.3201 | 0 | 4.3201 | 1.0434 | [11 empty] | WLDFR | HFTD - Distribution - Tier 3 - 2QU CoRE ¦ 5QU LoRE | Red Flag Warning - Catastrophic Fires | 2049 | 0 | 18552.3348 | 319.4911 | 11216.5626 | 7016.281 | 4838.6098 | 3.9475e-05 | 0 | 0.191 | 0.191 | 0 | 6.4171e-06 | 6.4171e-06 | 0 | 6.4171e-06
[53 empty] | 0.01394 | 4.5355 | 0 | 4.5355 | 1.0237 | [5 empty] | 0.01394 | 4.5355 | 0 | 4.5355 | 1.0237 | [11 empty] | WLDFR | HFTD - Distribution - Tier 3 - 2QU CoRE ¦ 5QU LoRE | Red Flag Warning - Catastrophic Fires | 2050 | 0 | 18552.3348 | 319.4911 | 11216.5626 | 7016.281 | 4838.6098 | 3.9475e-05 | 0 | 0.191 | 0.191 | 0 | 6.4171e-06 | 6.4171e-06 | 0 | 6.4171e-06
[53 empty] | 0.01394 | 4.5355 | 0 | 4.5355 | 0.95675 | [5 empty] | 0.01394 | 4.5355 | 0 | 4.5355 | 0.95675 | [11 empty] | WLDFR | HFTD - Distribution - Tier 3 - 2QU CoRE ¦ 5QU LoRE | Red Flag Warning - Catastrophic Fires | 2051 | 0 | 18552.3348 | 319.4911 | 11216.5626 | 7016.281 | 4838.6098 | 3.9475e-05 | 0 | 0.191 | 0.191 | 0 | 6.4171e-06 | 6.4171e-06 | 0 | 6.4171e-06
[53 empty] | 0.01394 | 4.5355 | 0 | 4.5355 | 0.89415 | [5 empty] | 0.01394 | 4.5355 | 0 | 4.5355 | 0.89415 | [11 empty] | WLDFR | HFTD - Distribution - Tier 3 - 2QU CoRE ¦ 5QU LoRE | Red Flag Warning - Catastrophic Fires | 2052 | 0 | 18552.3348 | 319.4911 | 11216.5626 | 7016.281 | 4838.6098 | 3.9475e-05 | 0 | 0.191 | 0.191 | 0 | 0 | 6.4171e-06 | 0 | 6.4171e-06
[53 empty] | 0.01394 | 4.5355 | 0 | 4.5355 | 0.83566 | [5 empty] | 0.01394 | 4.5355 | 0 | 4.5355 | 0.83566 | [11 empty] | WLDFR | HFTD - Distribution - Tier 3 - 2QU CoRE ¦ 5QU LoRE | Red Flag Warning - Catastrophic Fires | 2053 | 0 | 19462.1283 | 340.5356 | 11757.1413 | 7364.4514 | 5078.7171 | 3.9475e-05 | 0 | 0.20048 | 0.20048 | 0 | 1.0787e-05 | 0 | 0 | 0
[53 empty] | 0.01394 | 4.5355 | 0 | 4.5355 | 0.78099 | [5 empty] | 0.01394 | 4.5355 | 0 | 4.5355 | 0.78099 | [11 empty] | WLDFR | HFTD - Distribution - Tier 3 - 2QU CoRE ¦ 5QU LoRE | Red Flag Warning - Catastrophic Fires | 2054 | 0 | 19462.1283 | 340.5356 | 11757.1413 | 7364.4514 | 5078.7171 | 3.9475e-05 | 0 | 0.20048 | 0.20048 | 0 | 1.1134e-05 | 1.1134e-05 | 0 | 1.1134e-05
[53 empty] | 0.01394 | 4.7613 | 0 | 4.7613 | 0.76623 | [5 empty] | 0.01394 | 4.7613 | 0 | 4.7613 | 0.76623 | [11 empty] | WLDFR | HFTD - Distribution - Tier 3 - 2QU CoRE ¦ 5QU LoRE | Red Flag Warning - Catastrophic Fires | 2055 | 0 | 19462.1283 | 340.5356 | 11757.1413 | 7364.4514 | 5078.7171 | 3.9475e-05 | 0 | 0.20048 | 0.20048 | 0 | 1.1134e-05 | 1.1134e-05 | 0 | 1.1134e-05
[53 empty] | 0.01394 | 4.7613 | 0 | 4.7613 | 0.71611 | [5 empty] | 0.01394 | 4.7613 | 0 | 4.7613 | 0.71611 | [11 empty] | WLDFR | HFTD - Distribution - Tier 3 - 2QU CoRE ¦ 5QU LoRE | Red Flag Warning - Large Fires | 2026 | 0 | 5.475 | 0.71896 | 3.0715 | 1.6846 | 1.1617 | 2.6607e-05 | 0 | 3.091e-05 | 3.091e-05 | 0 | 1.1134e-05 | 1.1134e-05 | 0 | 1.1134e-05
[53 empty] | 0.01394 | 4.7613 | 0 | 4.7613 | 0.66926 | [5 empty] | 0.01394 | 4.7613 | 0 | 4.7613 | 0.66926 | [11 empty] | WLDFR | HFTD - Distribution - Tier 3 - 2QU CoRE ¦ 5QU LoRE | Red Flag Warning - Large Fires | 2027 | 0 | 5.475 | 0.71896 | 3.0715 | 1.6846 | 1.1617 | 2.6607e-05 | 0 | 3.091e-05 | 3.091e-05 | 0 | 1.1134e-05 | 1.1134e-05 | 0 | 1.1134e-05
[53 empty] | 0.01394 | 4.7613 | 0 | 4.7613 | 0.62547 | [5 empty] | 0 | 0 | 0 | 0 | 0 | [11 empty] | WLDFR | HFTD - Distribution - Tier 3 - 2QU CoRE ¦ 5QU LoRE | Red Flag Warning - Large Fires | 2028 | 0 | 5.777 | 0.74734 | 3.238 | 1.7917 | 1.2356 | 2.6607e-05 | 0 | 3.2876e-05 | 3.2876e-05 | 0 | 1.1134e-05 | 1.1134e-05 | 0 | 1.1134e-05
[53 empty] | 0 | 0 | 0 | 0 | 0 | [5 empty] | 0 | 0 | 0 | 0 | 0 | [11 empty] | WLDFR | HFTD - Distribution - Tier 3 - 2QU CoRE ¦ 5QU LoRE | Red Flag Warning - Large Fires | 2029 | 0 | 5.777 | 0.74734 | 3.238 | 1.7917 | 1.2356 | 2.6607e-05 | 0 | 3.2876e-05 | 3.2876e-05 | 0 | 1.1577e-05 | 1.1577e-05 | 0 | 1.1577e-05
[53 empty] | 0 | 0 | 0 | 0 | 0 | [5 empty] | 0.046566 | 2.9739 | 0 | 2.9739 | 2.9739 | [11 empty] | WLDFR | HFTD - Distribution - Tier 3 - 2QU CoRE ¦ 5QU LoRE | Red Flag Warning - Large Fires | 2030 | 0 | 5.777 | 0.74734 | 3.238 | 1.7917 | 1.2356 | 2.6607e-05 | 0 | 3.2876e-05 | 3.2876e-05 | 0 | 1.1577e-05 | 1.1577e-05 | 0 | 1.1577e-05
[53 empty] | 0.046566 | 2.9739 | 0 | 2.9739 | 2.7794 | [5 empty] | 0.046566 | 2.9739 | 0 | 2.9739 | 2.7794 | [11 empty] | WLDFR | HFTD - Distribution - Tier 3 - 2QU CoRE ¦ 5QU LoRE | Red Flag Warning - Large Fires | 2031 | 0 | 5.777 | 0.74734 | 3.238 | 1.7917 | 1.2356 | 2.6607e-05 | 0 | 3.2876e-05 | 3.2876e-05 | 0 | 1.1577e-05 | 1.1577e-05 | 0 | 1.1577e-05
[53 empty] | 0.046566 | 3.0829 | 0 | 3.0829 | 2.6927 | [5 empty] | 0.046566 | 3.0829 | 0 | 3.0829 | 2.6927 | [11 empty] | WLDFR | HFTD - Distribution - Tier 3 - 2QU CoRE ¦ 5QU LoRE | Red Flag Warning - Large Fires | 2032 | 0 | 5.777 | 0.74734 | 3.238 | 1.7917 | 1.2356 | 2.6607e-05 | 0 | 3.2876e-05 | 3.2876e-05 | 0 | 1.1577e-05 | 1.1577e-05 | 0 | 1.1577e-05
[53 empty] | 0.046566 | 3.0829 | 0 | 3.0829 | 2.5166 | [5 empty] | 0.046566 | 3.0829 | 0 | 3.0829 | 2.5166 | [11 empty] | WLDFR | HFTD - Distribution - Tier 3 - 2QU CoRE ¦ 5QU LoRE | Red Flag Warning - Large Fires | 2033 | 0 | 6.1205 | 0.77885 | 3.4265 | 1.9151 | 1.3207 | 2.6607e-05 | 0 | 3.5141e-05 | 3.5141e-05 | 0 | 1.1577e-05 | 1.1577e-05 | 0 | 1.1577e-05
[53 empty] | 0.046566 | 3.0829 | 0 | 3.0829 | 2.3519 | [5 empty] | 0.046566 | 3.0829 | 0 | 3.0829 | 2.3519 | [11 empty] | WLDFR | HFTD - Distribution - Tier 3 - 2QU CoRE ¦ 5QU LoRE | Red Flag Warning - Large Fires | 2034 | 0 | 6.1205 | 0.77885 | 3.4265 | 1.9151 | 1.3207 | 2.6607e-05 | 0 | 3.5141e-05 | 3.5141e-05 | 0 | 1.2076e-05 | 1.2076e-05 | 0 | 1.2076e-05
[53 empty] | 0.046566 | 3.0829 | 0 | 3.0829 | 2.1981 | [5 empty] | 0.046566 | 3.0829 | 0 | 3.0829 | 2.1981 | [11 empty] | WLDFR | HFTD - Distribution - Tier 3 - 2QU CoRE ¦ 5QU LoRE | Red Flag Warning - Large Fires | 2035 | 0 | 6.1205 | 0.77885 | 3.4265 | 1.9151 | 1.3207 | 2.6607e-05 | 0 | 3.5141e-05 | 3.5141e-05 | 0 | 1.2076e-05 | 1.2076e-05 | 0 | 1.2076e-05
[53 empty] | 0.046566 | 3.0829 | 0 | 3.0829 | 2.0543 | [5 empty] | 0.046566 | 3.0829 | 0 | 3.0829 | 2.0543 | [11 empty] | WLDFR | HFTD - Distribution - Tier 3 - 2QU CoRE ¦ 5QU LoRE | Red Flag Warning - Large Fires | 2036 | 0 | 6.1205 | 0.77885 | 3.4265 | 1.9151 | 1.3207 | 2.6607e-05 | 0 | 3.5141e-05 | 3.5141e-05 | 0 | 1.2076e-05 | 1.2076e-05 | 0 | 1.2076e-05
[53 empty] | 0.046566 | 3.2202 | 0 | 3.2202 | 2.0054 | [5 empty] | 0.046566 | 3.2202 | 0 | 3.2202 | 2.0054 | [11 empty] | WLDFR | HFTD - Distribution - Tier 3 - 2QU CoRE ¦ 5QU LoRE | Red Flag Warning - Large Fires | 2037 | 0 | 6.1205 | 0.77885 | 3.4265 | 1.9151 | 1.3207 | 2.6607e-05 | 0 | 3.5141e-05 | 3.5141e-05 | 0 | 1.2076e-05 | 1.2076e-05 | 0 | 1.2076e-05
[53 empty] | 0.046566 | 3.2202 | 0 | 3.2202 | 1.8742 | [5 empty] | 0.046566 | 3.2202 | 0 | 3.2202 | 1.8742 | [11 empty] | WLDFR | HFTD - Distribution - Tier 3 - 2QU CoRE ¦ 5QU LoRE | Red Flag Warning - Large Fires | 2038 | 0 | 6.5028 | 0.81304 | 3.6355 | 2.0543 | 1.4167 | 2.6607e-05 | 0 | 3.7693e-05 | 3.7693e-05 | 0 | 1.2076e-05 | 1.2076e-05 | 0 | 1.2076e-05
[53 empty] | 0.046566 | 3.2202 | 0 | 3.2202 | 1.7516 | [5 empty] | 0.046566 | 3.2202 | 0 | 3.2202 | 1.7516 | [11 empty] | WLDFR | HFTD - Distribution - Tier 3 - 2QU CoRE ¦ 5QU LoRE | Red Flag Warning - Large Fires | 2039 | 0 | 6.5028 | 0.81304 | 3.6355 | 2.0543 | 1.4167 | 2.6607e-05 | 0 | 3.7693e-05 | 3.7693e-05 | 0 | 1.2626e-05 | 1.2626e-05 | 0 | 1.2626e-05
[53 empty] | 0.046566 | 3.2202 | 0 | 3.2202 | 1.637 | [5 empty] | 0.046566 | 3.2202 | 0 | 3.2202 | 1.637 | [11 empty] | WLDFR | HFTD - Distribution - Tier 3 - 2QU CoRE ¦ 5QU LoRE | Red Flag Warning - Large Fires | 2040 | 0 | 6.5028 | 0.81304 | 3.6355 | 2.0543 | 1.4167 | 2.6607e-05 | 0 | 3.7693e-05 | 3.7693e-05 | 0 | 1.2626e-05 | 1.2626e-05 | 0 | 1.2626e-05
[53 empty] | 0.046566 | 3.2202 | 0 | 3.2202 | 1.5299 | [5 empty] | 0.046566 | 3.2202 | 0 | 3.2202 | 1.5299 | [11 empty] | WLDFR | HFTD - Distribution - Tier 3 - 2QU CoRE ¦ 5QU LoRE | Red Flag Warning - Large Fires | 2041 | 0 | 6.5028 | 0.81304 | 3.6355 | 2.0543 | 1.4167 | 2.6607e-05 | 0 | 3.7693e-05 | 3.7693e-05 | 0 | 1.2626e-05 | 1.2626e-05 | 0 | 1.2626e-05
[53 empty] | 0.046566 | 3.3728 | 0 | 3.3728 | 1.4976 | [5 empty] | 0.046566 | 3.3728 | 0 | 3.3728 | 1.4976 | [11 empty] | WLDFR | HFTD - Distribution - Tier 3 - 2QU CoRE ¦ 5QU LoRE | Red Flag Warning - Large Fires | 2042 | 0 | 6.5028 | 0.81304 | 3.6355 | 2.0543 | 1.4167 | 2.6607e-05 | 0 | 3.7693e-05 | 3.7693e-05 | 0 | 1.2626e-05 | 1.2626e-05 | 0 | 1.2626e-05
[53 empty] | 0.046566 | 3.3728 | 0 | 3.3728 | 1.3996 | [5 empty] | 0.046566 | 3.3728 | 0 | 3.3728 | 1.3996 | [11 empty] | WLDFR | HFTD - Distribution - Tier 3 - 2QU CoRE ¦ 5QU LoRE | Red Flag Warning - Large Fires | 2043 | 0 | 6.9209 | 0.84944 | 3.8632 | 2.2083 | 1.5229 | 2.6607e-05 | 0 | 4.052e-05 | 4.052e-05 | 0 | 1.2626e-05 | 1.2626e-05 | 0 | 1.2626e-05
[53 empty] | 0.046566 | 3.3728 | 0 | 3.3728 | 1.308 | [5 empty] | 0.046566 | 3.3728 | 0 | 3.3728 | 1.308 | [11 empty] | WLDFR | HFTD - Distribution - Tier 3 - 2QU CoRE ¦ 5QU LoRE | Red Flag Warning - Large Fires | 2044 | 0 | 6.9209 | 0.84944 | 3.8632 | 2.2083 | 1.5229 | 2.6607e-05 | 0 | 4.052e-05 | 4.052e-05 | 0 | 1.3221e-05 | 1.3221e-05 | 0 | 1.3221e-05
[53 empty] | 0.046566 | 3.3728 | 0 | 3.3728 | 1.2225 | [5 empty] | 0.046566 | 3.3728 | 0 | 3.3728 | 1.2225 | [11 empty] | WLDFR | HFTD - Distribution - Tier 3 - 2QU CoRE ¦ 5QU LoRE | Red Flag Warning - Large Fires | 2045 | 0 | 6.9209 | 0.84944 | 3.8632 | 2.2083 | 1.5229 | 2.6607e-05 | 0 | 4.052e-05 | 4.052e-05 | 0 | 1.3221e-05 | 1.3221e-05 | 0 | 1.3221e-05
[53 empty] | 0.046566 | 3.3728 | 0 | 3.3728 | 1.1425 | [5 empty] | 0.046566 | 3.3728 | 0 | 3.3728 | 1.1425 | [11 empty] | WLDFR | HFTD - Distribution - Tier 3 - 2QU CoRE ¦ 5QU LoRE | Red Flag Warning - Large Fires | 2046 | 0 | 6.9209 | 0.84944 | 3.8632 | 2.2083 | 1.5229 | 2.6607e-05 | 0 | 4.052e-05 | 4.052e-05 | 0 | 1.3221e-05 | 1.3221e-05 | 0 | 1.3221e-05
[53 empty] | 0.046566 | 3.5384 | 0 | 3.5384 | 1.1202 | [5 empty] | 0.046566 | 3.5384 | 0 | 3.5384 | 1.1202 | [11 empty] | WLDFR | HFTD - Distribution - Tier 3 - 2QU CoRE ¦ 5QU LoRE | Red Flag Warning - Large Fires | 2047 | 0 | 6.9209 | 0.84944 | 3.8632 | 2.2083 | 1.5229 | 2.6607e-05 | 0 | 4.052e-05 | 4.052e-05 | 0 | 1.3221e-05 | 1.3221e-05 | 0 | 1.3221e-05
[53 empty] | 0.046566 | 3.5384 | 0 | 3.5384 | 1.0469 | [5 empty] | 0.046566 | 3.5384 | 0 | 3.5384 | 1.0469 | [11 empty] | WLDFR | HFTD - Distribution - Tier 3 - 2QU CoRE ¦ 5QU LoRE | Red Flag Warning - Large Fires | 2048 | 0 | 7.3713 | 0.88759 | 4.1075 | 2.3763 | 1.6388 | 2.6607e-05 | 0 | 4.3603e-05 | 4.3603e-05 | 0 | 1.3221e-05 | 1.3221e-05 | 0 | 1.3221e-05
[53 empty] | 0.046566 | 3.5384 | 0 | 3.5384 | 0.97841 | [5 empty] | 0.046566 | 3.5384 | 0 | 3.5384 | 0.97841 | [11 empty] | WLDFR | HFTD - Distribution - Tier 3 - 2QU CoRE ¦ 5QU LoRE | Red Flag Warning - Large Fires | 2049 | 0 | 7.3713 | 0.88759 | 4.1075 | 2.3763 | 1.6388 | 2.6607e-05 | 0 | 4.3603e-05 | 4.3603e-05 | 0 | 1.3856e-05 | 1.3856e-05 | 0 | 1.3856e-05
[53 empty] | 0.046566 | 3.5384 | 0 | 3.5384 | 0.9144 | [5 empty] | 0.046566 | 3.5384 | 0 | 3.5384 | 0.9144 | [11 empty] | WLDFR | HFTD - Distribution - Tier 3 - 2QU CoRE ¦ 5QU LoRE | Red Flag Warning - Large Fires | 2050 | 0 | 7.3713 | 0.88759 | 4.1075 | 2.3763 | 1.6388 | 2.6607e-05 | 0 | 4.3603e-05 | 4.3603e-05 | 0 | 1.3856e-05 | 1.3856e-05 | 0 | 1.3856e-05
[53 empty] | 0.046566 | 3.5384 | 0 | 3.5384 | 0.85458 | [5 empty] | 0.046566 | 3.5384 | 0 | 3.5384 | 0.85458 | [11 empty] | WLDFR | HFTD - Distribution - Tier 3 - 2QU CoRE ¦ 5QU LoRE | Red Flag Warning - Large Fires | 2051 | 0 | 7.3713 | 0.88759 | 4.1075 | 2.3763 | 1.6388 | 2.6607e-05 | 0 | 4.3603e-05 | 4.3603e-05 | 0 | 1.3856e-05 | 1.3856e-05 | 0 | 1.3856e-05
[53 empty] | 0.046566 | 3.7149 | 0 | 3.7149 | 0.8385 | [5 empty] | 0.046566 | 3.7149 | 0 | 3.7149 | 0.8385 | [11 empty] | WLDFR | HFTD - Distribution - Tier 3 - 2QU CoRE ¦ 5QU LoRE | Red Flag Warning - Large Fires | 2052 | 0 | 7.3713 | 0.88759 | 4.1075 | 2.3763 | 1.6388 | 2.6607e-05 | 0 | 4.3603e-05 | 4.3603e-05 | 0 | 1.3856e-05 | 1.3856e-05 | 0 | 1.3856e-05
[53 empty] | 0.046566 | 3.7149 | 0 | 3.7149 | 0.78364 | [5 empty] | 0.046566 | 3.7149 | 0 | 3.7149 | 0.78364 | [11 empty] | WLDFR | HFTD - Distribution - Tier 3 - 2QU CoRE ¦ 5QU LoRE | Red Flag Warning - Large Fires | 2053 | 0 | 7.8503 | 0.92702 | 4.3664 | 2.5569 | 1.7633 | 2.6607e-05 | 0 | 4.6916e-05 | 4.6916e-05 | 0 | 0 | 1.3856e-05 | 0 | 1.3856e-05
[53 empty] | 0.046566 | 3.7149 | 0 | 3.7149 | 0.73238 | [5 empty] | 0.046566 | 3.7149 | 0 | 3.7149 | 0.73238 | [11 empty] | WLDFR | HFTD - Distribution - Tier 3 - 2QU CoRE ¦ 5QU LoRE | Red Flag Warning - Large Fires | 2054 | 0 | 7.8503 | 0.92702 | 4.3664 | 2.5569 | 1.7633 | 2.6607e-05 | 0 | 4.6916e-05 | 4.6916e-05 | 0 | 0.03352 | 0 | 0 | 0
[53 empty] | 0.046566 | 3.7149 | 0 | 3.7149 | 0.68447 | [5 empty] | 0.046566 | 3.7149 | 0 | 3.7149 | 0.68447 | [11 empty] | WLDFR | HFTD - Distribution - Tier 3 - 2QU CoRE ¦ 5QU LoRE | Red Flag Warning - Large Fires | 2055 | 0 | 7.8503 | 0.92702 | 4.3664 | 2.5569 | 1.7633 | 2.6607e-05 | 0 | 4.6916e-05 | 4.6916e-05 | 0 | 0.034749 | 0.034749 | 0 | 0.034749
[53 empty] | 0.046566 | 3.7149 | 0 | 3.7149 | 0.63969 | [5 empty] | 0.046566 | 3.7149 | 0 | 3.7149 | 0.63969 | [11 empty] | WLDFR | HFTD - Distribution - Tier 3 - 2QU CoRE ¦ 5QU LoRE | Red Flag Warning - Small Fires | 2026 | 0 | 0.080408 | 0.03759 | 0.0016314 | 0.041187 | 0.028403 | 0.00029808 | 0 | 8.4664e-06 | 8.4664e-06 | 0 | 0.034749 | 0.034749 | 0 | 0.034749
[53 empty] | 0.046566 | 3.8998 | 0 | 3.8998 | 0.6276 | [5 empty] | 0.046566 | 3.8998 | 0 | 3.8998 | 0.6276 | [11 empty] | WLDFR | HFTD - Distribution - Tier 3 - 2QU CoRE ¦ 5QU LoRE | Red Flag Warning - Small Fires | 2027 | 0 | 0.080408 | 0.03759 | 0.0016314 | 0.041187 | 0.028403 | 0.00029808 | 0 | 8.4664e-06 | 8.4664e-06 | 0 | 0.034749 | 0.034749 | 0 | 0.034749
[53 empty] | 0.046566 | 3.8998 | 0 | 3.8998 | 0.58654 | [5 empty] | 0.046566 | 3.8998 | 0 | 3.8998 | 0.58654 | [11 empty] | WLDFR | HFTD - Distribution - Tier 3 - 2QU CoRE ¦ 5QU LoRE | Red Flag Warning - Small Fires | 2028 | 0 | 0.083606 | 0.039055 | 0.001695 | 0.042856 | 0.029555 | 0.00029808 | 0 | 8.8096e-06 | 8.8096e-06 | 0 | 0.034749 | 0.034749 | 0 | 0.034749
[53 empty] | 0.046566 | 3.8998 | 0 | 3.8998 | 0.54817 | [5 empty] | 0.046566 | 3.8998 | 0 | 3.8998 | 0.54817 | [11 empty] | WLDFR | HFTD - Distribution - Tier 3 - 2QU CoRE ¦ 5QU LoRE | Red Flag Warning - Small Fires | 2029 | 0 | 0.083606 | 0.039055 | 0.001695 | 0.042856 | 0.029555 | 0.00029808 | 0 | 8.8096e-06 | 8.8096e-06 | 0 | 0.034749 | 0.034749 | 0 | 0.034749
[53 empty] | 0.046566 | 3.8998 | 0 | 3.8998 | 0.51231 | [5 empty] | 0 | 0 | 0 | 0 | 0 | [11 empty] | WLDFR | HFTD - Distribution - Tier 3 - 2QU CoRE ¦ 5QU LoRE | Red Flag Warning - Small Fires | 2030 | 0 | 0.083606 | 0.039055 | 0.001695 | 0.042856 | 0.029555 | 0.00029808 | 0 | 8.8096e-06 | 8.8096e-06 | 0 | 0.036297 | 0.036297 | 0 | 0.036297
[53 empty] | 0 | 0 | 0 | 0 | 0 | [5 empty] | 0 | 0 | 0 | 0 | 0 | [11 empty] | WLDFR | HFTD - Distribution - Tier 3 - 2QU CoRE ¦ 5QU LoRE | Red Flag Warning - Small Fires | 2031 | 0 | 0.083606 | 0.039055 | 0.001695 | 0.042856 | 0.029555 | 0.00029808 | 0 | 8.8096e-06 | 8.8096e-06 | 0 | 0.036297 | 0.036297 | 0 | 0.036297
[53 empty] | 0 | 0 | 0 | 0 | 0 | [5 empty] | 0.015477 | 1.473 | 0 | 1.473 | 1.473 | [11 empty] | WLDFR | HFTD - Distribution - Tier 3 - 2QU CoRE ¦ 5QU LoRE | Red Flag Warning - Small Fires | 2032 | 0 | 0.083606 | 0.039055 | 0.001695 | 0.042856 | 0.029555 | 0.00029808 | 0 | 8.8096e-06 | 8.8096e-06 | 0 | 0.036297 | 0.036297 | 0 | 0.036297
[53 empty] | 0.015477 | 1.473 | 0 | 1.473 | 1.3766 | [5 empty] | 0.015477 | 1.473 | 0 | 1.473 | 1.3766 | [11 empty] | WLDFR | HFTD - Distribution - Tier 3 - 2QU CoRE ¦ 5QU LoRE | Red Flag Warning - Small Fires | 2033 | 0 | 0.087211 | 0.040679 | 0.0017655 | 0.044766 | 0.030872 | 0.00029808 | 0 | 9.2023e-06 | 9.2023e-06 | 0 | 0.036297 | 0.036297 | 0 | 0.036297
[53 empty] | 0.015477 | 1.5269 | 0 | 1.5269 | 1.3337 | [5 empty] | 0.015477 | 1.5269 | 0 | 1.5269 | 1.3337 | [11 empty] | WLDFR | HFTD - Distribution - Tier 3 - 2QU CoRE ¦ 5QU LoRE | Red Flag Warning - Small Fires | 2034 | 0 | 0.087211 | 0.040679 | 0.0017655 | 0.044766 | 0.030872 | 0.00029808 | 0 | 9.2023e-06 | 9.2023e-06 | 0 | 0.036297 | 0.036297 | 0 | 0.036297
[53 empty] | 0.015477 | 1.5269 | 0 | 1.5269 | 1.2464 | [5 empty] | 0.015477 | 1.5269 | 0 | 1.5269 | 1.2464 | [11 empty] | WLDFR | HFTD - Distribution - Tier 3 - 2QU CoRE ¦ 5QU LoRE | Red Flag Warning - Small Fires | 2035 | 0 | 0.087211 | 0.040679 | 0.0017655 | 0.044766 | 0.030872 | 0.00029808 | 0 | 9.2023e-06 | 9.2023e-06 | 0 | 0.038017 | 0.038017 | 0 | 0.038017
[53 empty] | 0.015477 | 1.5269 | 0 | 1.5269 | 1.1649 | [5 empty] | 0.015477 | 1.5269 | 0 | 1.5269 | 1.1649 | [11 empty] | WLDFR | HFTD - Distribution - Tier 3 - 2QU CoRE ¦ 5QU LoRE | Red Flag Warning - Small Fires | 2036 | 0 | 0.087211 | 0.040679 | 0.0017655 | 0.044766 | 0.030872 | 0.00029808 | 0 | 9.2023e-06 | 9.2023e-06 | 0 | 0.038017 | 0.038017 | 0 | 0.038017
[53 empty] | 0.015477 | 1.5269 | 0 | 1.5269 | 1.0887 | [5 empty] | 0.015477 | 1.5269 | 0 | 1.5269 | 1.0887 | [11 empty] | WLDFR | HFTD - Distribution - Tier 3 - 2QU CoRE ¦ 5QU LoRE | Red Flag Warning - Small Fires | 2037 | 0 | 0.087211 | 0.040679 | 0.0017655 | 0.044766 | 0.030872 | 0.00029808 | 0 | 9.2023e-06 | 9.2023e-06 | 0 | 0.038017 | 0.038017 | 0 | 0.038017
[53 empty] | 0.015477 | 1.5269 | 0 | 1.5269 | 1.0175 | [5 empty] | 0.015477 | 1.5269 | 0 | 1.5269 | 1.0175 | [11 empty] | WLDFR | HFTD - Distribution - Tier 3 - 2QU CoRE ¦ 5QU LoRE | Red Flag Warning - Small Fires | 2038 | 0 | 0.091184 | 0.042438 | 0.0018418 | 0.046905 | 0.032347 | 0.00029808 | 0 | 9.6419e-06 | 9.6419e-06 | 0 | 0.038017 | 0.038017 | 0 | 0.038017
[53 empty] | 0.015477 | 1.5949 | 0 | 1.5949 | 0.99325 | [5 empty] | 0.015477 | 1.5949 | 0 | 1.5949 | 0.99325 | [11 empty] | WLDFR | HFTD - Distribution - Tier 3 - 2QU CoRE ¦ 5QU LoRE | Red Flag Warning - Small Fires | 2039 | 0 | 0.091184 | 0.042438 | 0.0018418 | 0.046905 | 0.032347 | 0.00029808 | 0 | 9.6419e-06 | 9.6419e-06 | 0 | 0.038017 | 0.038017 | 0 | 0.038017
[53 empty] | 0.015477 | 1.5949 | 0 | 1.5949 | 0.92827 | [5 empty] | 0.015477 | 1.5949 | 0 | 1.5949 | 0.92827 | [11 empty] | WLDFR | HFTD - Distribution - Tier 3 - 2QU CoRE ¦ 5QU LoRE | Red Flag Warning - Small Fires | 2040 | 0 | 0.091184 | 0.042438 | 0.0018418 | 0.046905 | 0.032347 | 0.00029808 | 0 | 9.6419e-06 | 9.6419e-06 | 0 | 0.039885 | 0.039885 | 0 | 0.039885
[53 empty] | 0.015477 | 1.5949 | 0 | 1.5949 | 0.86754 | [5 empty] | 0.015477 | 1.5949 | 0 | 1.5949 | 0.86754 | [11 empty] | WLDFR | HFTD - Distribution - Tier 3 - 2QU CoRE ¦ 5QU LoRE | Red Flag Warning - Small Fires | 2041 | 0 | 0.091184 | 0.042438 | 0.0018418 | 0.046905 | 0.032347 | 0.00029808 | 0 | 9.6419e-06 | 9.6419e-06 | 0 | 0.039885 | 0.039885 | 0 | 0.039885
[53 empty] | 0.015477 | 1.5949 | 0 | 1.5949 | 0.81079 | [5 empty] | 0.015477 | 1.5949 | 0 | 1.5949 | 0.81079 | [11 empty] | WLDFR | HFTD - Distribution - Tier 3 - 2QU CoRE ¦ 5QU LoRE | Red Flag Warning - Small Fires | 2042 | 0 | 0.091184 | 0.042438 | 0.0018418 | 0.046905 | 0.032347 | 0.00029808 | 0 | 9.6419e-06 | 9.6419e-06 | 0 | 0.039885 | 0.039885 | 0 | 0.039885
[53 empty] | 0.015477 | 1.5949 | 0 | 1.5949 | 0.75775 | [5 empty] | 0.015477 | 1.5949 | 0 | 1.5949 | 0.75775 | [11 empty] | WLDFR | HFTD - Distribution - Tier 3 - 2QU CoRE ¦ 5QU LoRE | Red Flag Warning - Small Fires | 2043 | 0 | 0.095486 | 0.044306 | 0.0019228 | 0.049257 | 0.033969 | 0.00029808 | 0 | 1.0125e-05 | 1.0125e-05 | 0 | 0.039885 | 0.039885 | 0 | 0.039885
[53 empty] | 0.015477 | 1.6705 | 0 | 1.6705 | 0.74173 | [5 empty] | 0.015477 | 1.6705 | 0 | 1.6705 | 0.74173 | [11 empty] | WLDFR | HFTD - Distribution - Tier 3 - 2QU CoRE ¦ 5QU LoRE | Red Flag Warning - Small Fires | 2044 | 0 | 0.095486 | 0.044306 | 0.0019228 | 0.049257 | 0.033969 | 0.00029808 | 0 | 1.0125e-05 | 1.0125e-05 | 0 | 0.039885 | 0.039885 | 0 | 0.039885
[53 empty] | 0.015477 | 1.6705 | 0 | 1.6705 | 0.69321 | [5 empty] | 0.015477 | 1.6705 | 0 | 1.6705 | 0.69321 | [11 empty] | WLDFR | HFTD - Distribution - Tier 3 - 2QU CoRE ¦ 5QU LoRE | Red Flag Warning - Small Fires | 2045 | 0 | 0.095486 | 0.044306 | 0.0019228 | 0.049257 | 0.033969 | 0.00029808 | 0 | 1.0125e-05 | 1.0125e-05 | 0 | 0.041875 | 0.041875 | 0 | 0.041875
[53 empty] | 0.015477 | 1.6705 | 0 | 1.6705 | 0.64786 | [5 empty] | 0.015477 | 1.6705 | 0 | 1.6705 | 0.64786 | [11 empty] | WLDFR | HFTD - Distribution - Tier 3 - 2QU CoRE ¦ 5QU LoRE | Red Flag Warning - Small Fires | 2046 | 0 | 0.095486 | 0.044306 | 0.0019228 | 0.049257 | 0.033969 | 0.00029808 | 0 | 1.0125e-05 | 1.0125e-05 | 0 | 0.041875 | 0.041875 | 0 | 0.041875
[53 empty] | 0.015477 | 1.6705 | 0 | 1.6705 | 0.60547 | [5 empty] | 0.015477 | 1.6705 | 0 | 1.6705 | 0.60547 | [11 empty] | WLDFR | HFTD - Distribution - Tier 3 - 2QU CoRE ¦ 5QU LoRE | Red Flag Warning - Small Fires | 2047 | 0 | 0.095486 | 0.044306 | 0.0019228 | 0.049257 | 0.033969 | 0.00029808 | 0 | 1.0125e-05 | 1.0125e-05 | 0 | 0.041875 | 0.041875 | 0 | 0.041875
[53 empty] | 0.015477 | 1.6705 | 0 | 1.6705 | 0.56586 | [5 empty] | 0.015477 | 1.6705 | 0 | 1.6705 | 0.56586 | [11 empty] | WLDFR | HFTD - Distribution - Tier 3 - 2QU CoRE ¦ 5QU LoRE | Red Flag Warning - Small Fires | 2048 | 0 | 0.10007 | 0.04626 | 0.0020076 | 0.051804 | 0.035726 | 0.00029808 | 0 | 1.0649e-05 | 1.0649e-05 | 0 | 0.041875 | 0.041875 | 0 | 0.041875
[53 empty] | 0.015477 | 1.7526 | 0 | 1.7526 | 0.55482 | [5 empty] | 0.015477 | 1.7526 | 0 | 1.7526 | 0.55482 | [11 empty] | WLDFR | HFTD - Distribution - Tier 3 - 2QU CoRE ¦ 5QU LoRE | Red Flag Warning - Small Fires | 2049 | 0 | 0.10007 | 0.04626 | 0.0020076 | 0.051804 | 0.035726 | 0.00029808 | 0 | 1.0649e-05 | 1.0649e-05 | 0 | 0.041875 | 0.041875 | 0 | 0.041875
[53 empty] | 0.015477 | 1.7526 | 0 | 1.7526 | 0.51852 | [5 empty] | 0.015477 | 1.7526 | 0 | 1.7526 | 0.51852 | [11 empty] | WLDFR | HFTD - Distribution - Tier 3 - 2QU CoRE ¦ 5QU LoRE | Red Flag Warning - Small Fires | 2050 | 0 | 0.10007 | 0.04626 | 0.0020076 | 0.051804 | 0.035726 | 0.00029808 | 0 | 1.0649e-05 | 1.0649e-05 | 0 | 0.043961 | 0.043961 | 0 | 0.043961
[53 empty] | 0.015477 | 1.7526 | 0 | 1.7526 | 0.4846 | [5 empty] | 0.015477 | 1.7526 | 0 | 1.7526 | 0.4846 | [11 empty] | WLDFR | HFTD - Distribution - Tier 3 - 2QU CoRE ¦ 5QU LoRE | Red Flag Warning - Small Fires | 2051 | 0 | 0.10007 | 0.04626 | 0.0020076 | 0.051804 | 0.035726 | 0.00029808 | 0 | 1.0649e-05 | 1.0649e-05 | 0 | 0.043961 | 0.043961 | 0 | 0.043961
[53 empty] | 0.015477 | 1.7526 | 0 | 1.7526 | 0.4529 | [5 empty] | 0.015477 | 1.7526 | 0 | 1.7526 | 0.4529 | [11 empty] | WLDFR | HFTD - Distribution - Tier 3 - 2QU CoRE ¦ 5QU LoRE | Red Flag Warning - Small Fires | 2052 | 0 | 0.10007 | 0.04626 | 0.0020076 | 0.051804 | 0.035726 | 0.00029808 | 0 | 1.0649e-05 | 1.0649e-05 | 0 | 0.043961 | 0.043961 | 0 | 0.043961
[53 empty] | 0.015477 | 1.7526 | 0 | 1.7526 | 0.42327 | [5 empty] | 0.015477 | 1.7526 | 0 | 1.7526 | 0.42327 | [11 empty] | WLDFR | HFTD - Distribution - Tier 3 - 2QU CoRE ¦ 5QU LoRE | Red Flag Warning - Small Fires | 2053 | 0 | 0.10489 | 0.048274 | 0.002095 | 0.054525 | 0.037602 | 0.00029808 | 0 | 1.1208e-05 | 1.1208e-05 | 0 | 0.043961 | 0.043961 | 0 | 0.043961
[53 empty] | 0.015477 | 1.84 | 0 | 1.84 | 0.4153 | [5 empty] | 0.015477 | 1.84 | 0 | 1.84 | 0.4153 | [11 empty] | WLDFR | HFTD - Distribution - Tier 3 - 2QU CoRE ¦ 5QU LoRE | Red Flag Warning - Small Fires | 2054 | 0 | 0.10489 | 0.048274 | 0.002095 | 0.054525 | 0.037602 | 0.00029808 | 0 | 1.1208e-05 | 1.1208e-05 | 0 | 0 | 0.043961 | 0 | 0.043961
[53 empty] | 0.015477 | 1.84 | 0 | 1.84 | 0.38813 | [5 empty] | 0.015477 | 1.84 | 0 | 1.84 | 0.38813 | [11 empty] | WLDFR | HFTD - Distribution - Tier 3 - 2QU CoRE ¦ 5QU LoRE | Red Flag Warning - Small Fires | 2055 | 0 | 0.10489 | 0.048274 | 0.002095 | 0.054525 | 0.037602 | 0.00029808 | 0 | 1.1208e-05 | 1.1208e-05 | 0 | 0.0027785 | 0 | 0 | 0
[53 empty] | 0.015477 | 1.84 | 0 | 1.84 | 0.36274 | [5 empty] | 0.015477 | 1.84 | 0 | 1.84 | 0.36274 | [11 empty] | WLDFR | HFTD - Distribution - Tier 3 - 2QU CoRE ¦ 5QU LoRE | Seismic - Non-Red Flag Warning - Catastrophic Fires | 2026 | 0 | 21835.9781 | 428.6023 | 13939.561 | 7467.8148 | 5149.9993 | 3.0614e-11 | 0 | 1.5766e-07 | 1.5766e-07 | 0 | 0.00288 | 0.00288 | 0 | 0.00288
[53 empty] | 0.015477 | 1.84 | 0 | 1.84 | 0.33901 | [5 empty] | 0.015477 | 1.84 | 0 | 1.84 | 0.33901 | [11 empty] | WLDFR | HFTD - Distribution - Tier 3 - 2QU CoRE ¦ 5QU LoRE | Seismic - Non-Red Flag Warning - Catastrophic Fires | 2027 | 0 | 21835.9781 | 428.6023 | 13939.561 | 7467.8148 | 5149.9993 | 3.0614e-11 | 0 | 1.5766e-07 | 1.5766e-07 | 0 | 0.00288 | 0.00288 | 0 | 0.00288
[53 empty] | 0.015477 | 1.84 | 0 | 1.84 | 0.31683 | [5 empty] | 0.015477 | 1.84 | 0 | 1.84 | 0.31683 | [11 empty] | WLDFR | HFTD - Distribution - Tier 3 - 2QU CoRE ¦ 5QU LoRE | Seismic - Non-Red Flag Warning - Catastrophic Fires | 2028 | 0 | 22783.187 | 453.261 | 14531.3357 | 7798.5904 | 5378.1107 | 3.0614e-11 | 0 | 1.6464e-07 | 1.6464e-07 | 0 | 0.00288 | 0.00288 | 0 | 0.00288
[53 empty] | 0.015477 | 1.9316 | 0 | 1.9316 | 0.31085 | [5 empty] | 0.015477 | 1.9316 | 0 | 1.9316 | 0.31085 | [11 empty] | WLDFR | HFTD - Distribution - Tier 3 - 2QU CoRE ¦ 5QU LoRE | Seismic - Non-Red Flag Warning - Catastrophic Fires | 2029 | 0 | 22783.187 | 453.261 | 14531.3357 | 7798.5904 | 5378.1107 | 3.0614e-11 | 0 | 1.6464e-07 | 1.6464e-07 | 0 | 0.00288 | 0.00288 | 0 | 0.00288
[53 empty] | 0.015477 | 1.9316 | 0 | 1.9316 | 0.29051 | [5 empty] | 0.015477 | 1.9316 | 0 | 1.9316 | 0.29051 | [11 empty] | WLDFR | HFTD - Distribution - Tier 3 - 2QU CoRE ¦ 5QU LoRE | Seismic - Non-Red Flag Warning - Catastrophic Fires | 2030 | 0 | 22783.187 | 453.261 | 14531.3357 | 7798.5904 | 5378.1107 | 3.0614e-11 | 0 | 1.6464e-07 | 1.6464e-07 | 0 | 0.00288 | 0.00288 | 0 | 0.00288
[53 empty] | 0.015477 | 1.9316 | 0 | 1.9316 | 0.2715 | [5 empty] | 0.015477 | 1.9316 | 0 | 1.9316 | 0.2715 | [11 empty] | WLDFR | HFTD - Distribution - Tier 3 - 2QU CoRE ¦ 5QU LoRE | Seismic - Non-Red Flag Warning - Catastrophic Fires | 2031 | 0 | 22783.187 | 453.261 | 14531.3357 | 7798.5904 | 5378.1107 | 3.0614e-11 | 0 | 1.6464e-07 | 1.6464e-07 | 0 | 0.0030078 | 0.0030078 | 0 | 0.0030078
[53 empty] | 0.015477 | 1.9316 | 0 | 1.9316 | 0.25374 | [5 empty] | 0 | 0 | 0 | 0 | 0 | [11 empty] | WLDFR | HFTD - Distribution - Tier 3 - 2QU CoRE ¦ 5QU LoRE | Seismic - Non-Red Flag Warning - Catastrophic Fires | 2032 | 0 | 22783.187 | 453.261 | 14531.3357 | 7798.5904 | 5378.1107 | 3.0614e-11 | 0 | 1.6464e-07 | 1.6464e-07 | 0 | 0.0030078 | 0.0030078 | 0 | 0.0030078
[53 empty] | 0 | 0 | 0 | 0 | 0 | [5 empty] | 0 | 0 | 0 | 0 | 0 | [11 empty] | WLDFR | HFTD - Distribution - Tier 3 - 2QU CoRE ¦ 5QU LoRE | Seismic - Non-Red Flag Warning - Catastrophic Fires | 2033 | 0 | 23835.2641 | 480.9649 | 15187.7294 | 8166.5698 | 5631.8789 | 3.0614e-11 | 0 | 1.7241e-07 | 1.7241e-07 | 0 | 0.0030078 | 0.0030078 | 0 | 0.0030078
[53 empty] | 0 | 0 | 0 | 0 | 0 | [5 empty] | 0.01649 | 1.4007 | 0 | 1.4007 | 1.4007 | [11 empty] | WLDFR | HFTD - Distribution - Tier 3 - 2QU CoRE ¦ 5QU LoRE | Seismic - Non-Red Flag Warning - Catastrophic Fires | 2034 | 0 | 23835.2641 | 480.9649 | 15187.7294 | 8166.5698 | 5631.8789 | 3.0614e-11 | 0 | 1.7241e-07 | 1.7241e-07 | 0 | 0.0030078 | 0.0030078 | 0 | 0.0030078
[53 empty] | 0.01649 | 1.4007 | 0 | 1.4007 | 1.3091 | [5 empty] | 0.01649 | 1.4007 | 0 | 1.4007 | 1.3091 | [11 empty] | WLDFR | HFTD - Distribution - Tier 3 - 2QU CoRE ¦ 5QU LoRE | Seismic - Non-Red Flag Warning - Catastrophic Fires | 2035 | 0 | 23835.2641 | 480.9649 | 15187.7294 | 8166.5698 | 5631.8789 | 3.0614e-11 | 0 | 1.7241e-07 | 1.7241e-07 | 0 | 0.0030078 | 0.0030078 | 0 | 0.0030078
[53 empty] | 0.01649 | 1.4521 | 0 | 1.4521 | 1.2683 | [5 empty] | 0.01649 | 1.4521 | 0 | 1.4521 | 1.2683 | [11 empty] | WLDFR | HFTD - Distribution - Tier 3 - 2QU CoRE ¦ 5QU LoRE | Seismic - Non-Red Flag Warning - Catastrophic Fires | 2036 | 0 | 23835.2641 | 480.9649 | 15187.7294 | 8166.5698 | 5631.8789 | 3.0614e-11 | 0 | 1.7241e-07 | 1.7241e-07 | 0 | 0.0031498 | 0.0031498 | 0 | 0.0031498
[53 empty] | 0.01649 | 1.4521 | 0 | 1.4521 | 1.1853 | [5 empty] | 0.01649 | 1.4521 | 0 | 1.4521 | 1.1853 | [11 empty] | WLDFR | HFTD - Distribution - Tier 3 - 2QU CoRE ¦ 5QU LoRE | Seismic - Non-Red Flag Warning - Catastrophic Fires | 2037 | 0 | 23835.2641 | 480.9649 | 15187.7294 | 8166.5698 | 5631.8789 | 3.0614e-11 | 0 | 1.7241e-07 | 1.7241e-07 | 0 | 0.0031498 | 0.0031498 | 0 | 0.0031498
[53 empty] | 0.01649 | 1.4521 | 0 | 1.4521 | 1.1078 | [5 empty] | 0.01649 | 1.4521 | 0 | 1.4521 | 1.1078 | [11 empty] | WLDFR | HFTD - Distribution - Tier 3 - 2QU CoRE ¦ 5QU LoRE | Seismic - Non-Red Flag Warning - Catastrophic Fires | 2038 | 0 | 24976.6418 | 511.3745 | 15898.8237 | 8566.4437 | 5907.6423 | 3.0614e-11 | 0 | 1.8085e-07 | 1.8085e-07 | 0 | 0.0031498 | 0.0031498 | 0 | 0.0031498
[53 empty] | 0.01649 | 1.4521 | 0 | 1.4521 | 1.0353 | [5 empty] | 0.01649 | 1.4521 | 0 | 1.4521 | 1.0353 | [11 empty] | WLDFR | HFTD - Distribution - Tier 3 - 2QU CoRE ¦ 5QU LoRE | Seismic - Non-Red Flag Warning - Catastrophic Fires | 2039 | 0 | 24976.6418 | 511.3745 | 15898.8237 | 8566.4437 | 5907.6423 | 3.0614e-11 | 0 | 1.8085e-07 | 1.8085e-07 | 0 | 0.0031498 | 0.0031498 | 0 | 0.0031498
[53 empty] | 0.01649 | 1.4521 | 0 | 1.4521 | 0.96757 | [5 empty] | 0.01649 | 1.4521 | 0 | 1.4521 | 0.96757 | [11 empty] | WLDFR | HFTD - Distribution - Tier 3 - 2QU CoRE ¦ 5QU LoRE | Seismic - Non-Red Flag Warning - Catastrophic Fires | 2040 | 0 | 24976.6418 | 511.3745 | 15898.8237 | 8566.4437 | 5907.6423 | 3.0614e-11 | 0 | 1.8085e-07 | 1.8085e-07 | 0 | 0.0031498 | 0.0031498 | 0 | 0.0031498
[53 empty] | 0.01649 | 1.5167 | 0 | 1.5167 | 0.94455 | [5 empty] | 0.01649 | 1.5167 | 0 | 1.5167 | 0.94455 | [11 empty] | WLDFR | HFTD - Distribution - Tier 3 - 2QU CoRE ¦ 5QU LoRE | Seismic - Non-Red Flag Warning - Catastrophic Fires | 2041 | 0 | 24976.6418 | 511.3745 | 15898.8237 | 8566.4437 | 5907.6423 | 3.0614e-11 | 0 | 1.8085e-07 | 1.8085e-07 | 0 | 0.0033037 | 0.0033037 | 0 | 0.0033037
[53 empty] | 0.01649 | 1.5167 | 0 | 1.5167 | 0.88276 | [5 empty] | 0.01649 | 1.5167 | 0 | 1.5167 | 0.88276 | [11 empty] | WLDFR | HFTD - Distribution - Tier 3 - 2QU CoRE ¦ 5QU LoRE | Seismic - Non-Red Flag Warning - Catastrophic Fires | 2042 | 0 | 24976.6418 | 511.3745 | 15898.8237 | 8566.4437 | 5907.6423 | 3.0614e-11 | 0 | 1.8085e-07 | 1.8085e-07 | 0 | 0.0033037 | 0.0033037 | 0 | 0.0033037
[53 empty] | 0.01649 | 1.5167 | 0 | 1.5167 | 0.82501 | [5 empty] | 0.01649 | 1.5167 | 0 | 1.5167 | 0.82501 | [11 empty] | WLDFR | HFTD - Distribution - Tier 3 - 2QU CoRE ¦ 5QU LoRE | Seismic - Non-Red Flag Warning - Catastrophic Fires | 2043 | 0 | 26191.7278 | 544.1291 | 16654.7414 | 8992.8573 | 6201.7082 | 3.0614e-11 | 0 | 1.8986e-07 | 1.8986e-07 | 0 | 0.0033037 | 0.0033037 | 0 | 0.0033037
[53 empty] | 0.01649 | 1.5167 | 0 | 1.5167 | 0.77104 | [5 empty] | 0.01649 | 1.5167 | 0 | 1.5167 | 0.77104 | [11 empty] | WLDFR | HFTD - Distribution - Tier 3 - 2QU CoRE ¦ 5QU LoRE | Seismic - Non-Red Flag Warning - Catastrophic Fires | 2044 | 0 | 26191.7278 | 544.1291 | 16654.7414 | 8992.8573 | 6201.7082 | 3.0614e-11 | 0 | 1.8986e-07 | 1.8986e-07 | 0 | 0.0033037 | 0.0033037 | 0 | 0.0033037
[53 empty] | 0.01649 | 1.5167 | 0 | 1.5167 | 0.7206 | [5 empty] | 0.01649 | 1.5167 | 0 | 1.5167 | 0.7206 | [11 empty] | WLDFR | HFTD - Distribution - Tier 3 - 2QU CoRE ¦ 5QU LoRE | Seismic - Non-Red Flag Warning - Catastrophic Fires | 2045 | 0 | 26191.7278 | 544.1291 | 16654.7414 | 8992.8573 | 6201.7082 | 3.0614e-11 | 0 | 1.8986e-07 | 1.8986e-07 | 0 | 0.0033037 | 0.0033037 | 0 | 0.0033037
[53 empty] | 0.01649 | 1.5886 | 0 | 1.5886 | 0.70537 | [5 empty] | 0.01649 | 1.5886 | 0 | 1.5886 | 0.70537 | [11 empty] | WLDFR | HFTD - Distribution - Tier 3 - 2QU CoRE ¦ 5QU LoRE | Seismic - Non-Red Flag Warning - Catastrophic Fires | 2046 | 0 | 26191.7278 | 544.1291 | 16654.7414 | 8992.8573 | 6201.7082 | 3.0614e-11 | 0 | 1.8986e-07 | 1.8986e-07 | 0 | 0.0034675 | 0.0034675 | 0 | 0.0034675
[53 empty] | 0.01649 | 1.5886 | 0 | 1.5886 | 0.65922 | [5 empty] | 0.01649 | 1.5886 | 0 | 1.5886 | 0.65922 | [11 empty] | WLDFR | HFTD - Distribution - Tier 3 - 2QU CoRE ¦ 5QU LoRE | Seismic - Non-Red Flag Warning - Catastrophic Fires | 2047 | 0 | 26191.7278 | 544.1291 | 16654.7414 | 8992.8573 | 6201.7082 | 3.0614e-11 | 0 | 1.8986e-07 | 1.8986e-07 | 0 | 0.0034675 | 0.0034675 | 0 | 0.0034675
[53 empty] | 0.01649 | 1.5886 | 0 | 1.5886 | 0.6161 | [5 empty] | 0.01649 | 1.5886 | 0 | 1.5886 | 0.6161 | [11 empty] | WLDFR | HFTD - Distribution - Tier 3 - 2QU CoRE ¦ 5QU LoRE | Seismic - Non-Red Flag Warning - Catastrophic Fires | 2048 | 0 | 27464.7227 | 578.8407 | 17445.538 | 9440.3441 | 6510.3067 | 3.0614e-11 | 0 | 1.993e-07 | 1.993e-07 | 0 | 0.0034675 | 0.0034675 | 0 | 0.0034675
[53 empty] | 0.01649 | 1.5886 | 0 | 1.5886 | 0.57579 | [5 empty] | 0.01649 | 1.5886 | 0 | 1.5886 | 0.57579 | [11 empty] | WLDFR | HFTD - Distribution - Tier 3 - 2QU CoRE ¦ 5QU LoRE | Seismic - Non-Red Flag Warning - Catastrophic Fires | 2049 | 0 | 27464.7227 | 578.8407 | 17445.538 | 9440.3441 | 6510.3067 | 3.0614e-11 | 0 | 1.993e-07 | 1.993e-07 | 0 | 0.0034675 | 0.0034675 | 0 | 0.0034675
[53 empty] | 0.01649 | 1.5886 | 0 | 1.5886 | 0.53812 | [5 empty] | 0.01649 | 1.5886 | 0 | 1.5886 | 0.53812 | [11 empty] | WLDFR | HFTD - Distribution - Tier 3 - 2QU CoRE ¦ 5QU LoRE | Seismic - Non-Red Flag Warning - Catastrophic Fires | 2050 | 0 | 27464.7227 | 578.8407 | 17445.538 | 9440.3441 | 6510.3067 | 3.0614e-11 | 0 | 1.993e-07 | 1.993e-07 | 0 | 0.0034675 | 0.0034675 | 0 | 0.0034675
[53 empty] | 0.01649 | 1.6666 | 0 | 1.6666 | 0.52762 | [5 empty] | 0.01649 | 1.6666 | 0 | 1.6666 | 0.52762 | [11 empty] | WLDFR | HFTD - Distribution - Tier 3 - 2QU CoRE ¦ 5QU LoRE | Seismic - Non-Red Flag Warning - Catastrophic Fires | 2051 | 0 | 27464.7227 | 578.8407 | 17445.538 | 9440.3441 | 6510.3067 | 3.0614e-11 | 0 | 1.993e-07 | 1.993e-07 | 0 | 0.0036391 | 0.0036391 | 0 | 0.0036391
[53 empty] | 0.01649 | 1.6666 | 0 | 1.6666 | 0.4931 | [5 empty] | 0.01649 | 1.6666 | 0 | 1.6666 | 0.4931 | [11 empty] | WLDFR | HFTD - Distribution - Tier 3 - 2QU CoRE ¦ 5QU LoRE | Seismic - Non-Red Flag Warning - Catastrophic Fires | 2052 | 0 | 27464.7227 | 578.8407 | 17445.538 | 9440.3441 | 6510.3067 | 3.0614e-11 | 0 | 1.993e-07 | 1.993e-07 | 0 | 0.0036391 | 0.0036391 | 0 | 0.0036391
[53 empty] | 0.01649 | 1.6666 | 0 | 1.6666 | 0.46084 | [5 empty] | 0.01649 | 1.6666 | 0 | 1.6666 | 0.46084 | [11 empty] | WLDFR | HFTD - Distribution - Tier 3 - 2QU CoRE ¦ 5QU LoRE | Seismic - Non-Red Flag Warning - Catastrophic Fires | 2053 | 0 | 28779.6694 | 615.0952 | 18261.2327 | 9903.3415 | 6829.6018 | 3.0614e-11 | 0 | 2.0908e-07 | 2.0908e-07 | 0 | 0.0036391 | 0.0036391 | 0 | 0.0036391
[53 empty] | 0.01649 | 1.6666 | 0 | 1.6666 | 0.43069 | [5 empty] | 0.01649 | 1.6666 | 0 | 1.6666 | 0.43069 | [11 empty] | WLDFR | HFTD - Distribution - Tier 3 - 2QU CoRE ¦ 5QU LoRE | Seismic - Non-Red Flag Warning - Catastrophic Fires | 2054 | 0 | 28779.6694 | 615.0952 | 18261.2327 | 9903.3415 | 6829.6018 | 3.0614e-11 | 0 | 2.0908e-07 | 2.0908e-07 | 0 | 0.0036391 | 0.0036391 | 0 | 0.0036391
[53 empty] | 0.01649 | 1.6666 | 0 | 1.6666 | 0.40252 | [5 empty] | 0.01649 | 1.6666 | 0 | 1.6666 | 0.40252 | [11 empty] | WLDFR | HFTD - Distribution - Tier 3 - 2QU CoRE ¦ 5QU LoRE | Seismic - Non-Red Flag Warning - Catastrophic Fires | 2055 | 0 | 28779.6694 | 615.0952 | 18261.2327 | 9903.3415 | 6829.6018 | 3.0614e-11 | 0 | 2.0908e-07 | 2.0908e-07 | 0 | 0 | 0.0036391 | 0 | 0.0036391
[53 empty] | 0.01649 | 1.7498 | 0 | 1.7498 | 0.39494 | [5 empty] | 0.01649 | 1.7498 | 0 | 1.7498 | 0.39494 | [11 empty] | WLDFR | HFTD - Distribution - Tier 3 - 2QU CoRE ¦ 5QU LoRE | Seismic - Red Flag Warning - Catastrophic Fires | 2026 | 0 | 21835.9781 | 428.6023 | 13939.561 | 7467.8148 | 5149.9993 | 1.32e-09 | 0 | 6.7982e-06 | 6.7982e-06 | 0 | 1.0945e-05 | 0 | 0 | 0
[53 empty] | 0.01649 | 1.7498 | 0 | 1.7498 | 0.36911 | [5 empty] | 0.01649 | 1.7498 | 0 | 1.7498 | 0.36911 | [11 empty] | WLDFR | HFTD - Distribution - Tier 3 - 2QU CoRE ¦ 5QU LoRE | Seismic - Red Flag Warning - Catastrophic Fires | 2027 | 0 | 21835.9781 | 428.6023 | 13939.561 | 7467.8148 | 5149.9993 | 1.32e-09 | 0 | 6.7982e-06 | 6.7982e-06 | 0 | 1.1434e-05 | 1.1434e-05 | 0 | 1.1434e-05
[53 empty] | 0.01649 | 1.7498 | 0 | 1.7498 | 0.34496 | [5 empty] | 0.01649 | 1.7498 | 0 | 1.7498 | 0.34496 | [11 empty] | WLDFR | HFTD - Distribution - Tier 3 - 2QU CoRE ¦ 5QU LoRE | Seismic - Red Flag Warning - Catastrophic Fires | 2028 | 0 | 22783.187 | 453.261 | 14531.3357 | 7798.5904 | 5378.1107 | 1.32e-09 | 0 | 7.0994e-06 | 7.0994e-06 | 0 | 1.1434e-05 | 1.1434e-05 | 0 | 1.1434e-05
[53 empty] | 0.01649 | 1.7498 | 0 | 1.7498 | 0.32239 | [5 empty] | 0.01649 | 1.7498 | 0 | 1.7498 | 0.32239 | [11 empty] | WLDFR | HFTD - Distribution - Tier 3 - 2QU CoRE ¦ 5QU LoRE | Seismic - Red Flag Warning - Catastrophic Fires | 2029 | 0 | 22783.187 | 453.261 | 14531.3357 | 7798.5904 | 5378.1107 | 1.32e-09 | 0 | 7.0994e-06 | 7.0994e-06 | 0 | 1.1434e-05 | 1.1434e-05 | 0 | 1.1434e-05
[53 empty] | 0.01649 | 1.7498 | 0 | 1.7498 | 0.3013 | [5 empty] | 0.01649 | 1.7498 | 0 | 1.7498 | 0.3013 | [11 empty] | WLDFR | HFTD - Distribution - Tier 3 - 2QU CoRE ¦ 5QU LoRE | Seismic - Red Flag Warning - Catastrophic Fires | 2030 | 0 | 22783.187 | 453.261 | 14531.3357 | 7798.5904 | 5378.1107 | 1.32e-09 | 0 | 7.0994e-06 | 7.0994e-06 | 0 | 1.1434e-05 | 1.1434e-05 | 0 | 1.1434e-05
[53 empty] | 0.01649 | 1.8369 | 0 | 1.8369 | 0.29561 | [5 empty] | 0.01649 | 1.8369 | 0 | 1.8369 | 0.29561 | [11 empty] | WLDFR | HFTD - Distribution - Tier 3 - 2QU CoRE ¦ 5QU LoRE | Seismic - Red Flag Warning - Catastrophic Fires | 2031 | 0 | 22783.187 | 453.261 | 14531.3357 | 7798.5904 | 5378.1107 | 1.32e-09 | 0 | 7.0994e-06 | 7.0994e-06 | 0 | 1.1434e-05 | 1.1434e-05 | 0 | 1.1434e-05
[53 empty] | 0.01649 | 1.8369 | 0 | 1.8369 | 0.27627 | [5 empty] | 0.01649 | 1.8369 | 0 | 1.8369 | 0.27627 | [11 empty] | WLDFR | HFTD - Distribution - Tier 3 - 2QU CoRE ¦ 5QU LoRE | Seismic - Red Flag Warning - Catastrophic Fires | 2032 | 0 | 22783.187 | 453.261 | 14531.3357 | 7798.5904 | 5378.1107 | 1.32e-09 | 0 | 7.0994e-06 | 7.0994e-06 | 0 | 1.2065e-05 | 1.2065e-05 | 0 | 1.2065e-05
[53 empty] | 0.01649 | 1.8369 | 0 | 1.8369 | 0.2582 | [5 empty] | 0.01649 | 1.8369 | 0 | 1.8369 | 0.2582 | [11 empty] | WLDFR | HFTD - Distribution - Tier 3 - 2QU CoRE ¦ 5QU LoRE | Seismic - Red Flag Warning - Catastrophic Fires | 2033 | 0 | 23835.2641 | 480.9649 | 15187.7294 | 8166.5698 | 5631.8789 | 1.32e-09 | 0 | 7.4344e-06 | 7.4344e-06 | 0 | 1.2065e-05 | 1.2065e-05 | 0 | 1.2065e-05
[53 empty] | 0.01649 | 1.8369 | 0 | 1.8369 | 0.24131 | [5 empty] | 0 | 0 | 0 | 0 | 0 | [11 empty] | WLDFR | HFTD - Distribution - Tier 3 - 2QU CoRE ¦ 5QU LoRE | Seismic - Red Flag Warning - Catastrophic Fires | 2034 | 0 | 23835.2641 | 480.9649 | 15187.7294 | 8166.5698 | 5631.8789 | 1.32e-09 | 0 | 7.4344e-06 | 7.4344e-06 | 0 | 1.2065e-05 | 1.2065e-05 | 0 | 1.2065e-05
[53 empty] | 0 | 0 | 0 | 0 | 0 | [5 empty] | 0 | 0 | 0 | 0 | 0 | [11 empty] | WLDFR | HFTD - Distribution - Tier 3 - 2QU CoRE ¦ 5QU LoRE | Seismic - Red Flag Warning - Catastrophic Fires | 2035 | 0 | 23835.2641 | 480.9649 | 15187.7294 | 8166.5698 | 5631.8789 | 1.32e-09 | 0 | 7.4344e-06 | 7.4344e-06 | 0 | 1.2065e-05 | 1.2065e-05 | 0 | 1.2065e-05
[53 empty] | 0 | 0 | 0 | 0 | 0 | [5 empty] | 0.021846 | 1.8311 | 0 | 1.8311 | 1.8311 | [11 empty] | WLDFR | HFTD - Distribution - Tier 3 - 2QU CoRE ¦ 5QU LoRE | Seismic - Red Flag Warning - Catastrophic Fires | 2036 | 0 | 23835.2641 | 480.9649 | 15187.7294 | 8166.5698 | 5631.8789 | 1.32e-09 | 0 | 7.4344e-06 | 7.4344e-06 | 0 | 1.2065e-05 | 1.2065e-05 | 0 | 1.2065e-05
[53 empty] | 0.021846 | 1.8311 | 0 | 1.8311 | 1.7113 | [5 empty] | 0.021846 | 1.8311 | 0 | 1.8311 | 1.7113 | [11 empty] | WLDFR | HFTD - Distribution - Tier 3 - 2QU CoRE ¦ 5QU LoRE | Seismic - Red Flag Warning - Catastrophic Fires | 2037 | 0 | 23835.2641 | 480.9649 | 15187.7294 | 8166.5698 | 5631.8789 | 1.32e-09 | 0 | 7.4344e-06 | 7.4344e-06 | 0 | 1.2782e-05 | 1.2782e-05 | 0 | 1.2782e-05
[53 empty] | 0.021846 | 1.8982 | 0 | 1.8982 | 1.658 | [5 empty] | 0.021846 | 1.8982 | 0 | 1.8982 | 1.658 | [11 empty] | WLDFR | HFTD - Distribution - Tier 3 - 2QU CoRE ¦ 5QU LoRE | Seismic - Red Flag Warning - Catastrophic Fires | 2038 | 0 | 24976.6418 | 511.3745 | 15898.8237 | 8566.4437 | 5907.6423 | 1.32e-09 | 0 | 7.7984e-06 | 7.7984e-06 | 0 | 1.2782e-05 | 1.2782e-05 | 0 | 1.2782e-05
[53 empty] | 0.021846 | 1.8982 | 0 | 1.8982 | 1.5495 | [5 empty] | 0.021846 | 1.8982 | 0 | 1.8982 | 1.5495 | [11 empty] | WLDFR | HFTD - Distribution - Tier 3 - 2QU CoRE ¦ 5QU LoRE | Seismic - Red Flag Warning - Catastrophic Fires | 2039 | 0 | 24976.6418 | 511.3745 | 15898.8237 | 8566.4437 | 5907.6423 | 1.32e-09 | 0 | 7.7984e-06 | 7.7984e-06 | 0 | 1.2782e-05 | 1.2782e-05 | 0 | 1.2782e-05
[53 empty] | 0.021846 | 1.8982 | 0 | 1.8982 | 1.4481 | [5 empty] | 0.021846 | 1.8982 | 0 | 1.8982 | 1.4481 | [11 empty] | WLDFR | HFTD - Distribution - Tier 3 - 2QU CoRE ¦ 5QU LoRE | Seismic - Red Flag Warning - Catastrophic Fires | 2040 | 0 | 24976.6418 | 511.3745 | 15898.8237 | 8566.4437 | 5907.6423 | 1.32e-09 | 0 | 7.7984e-06 | 7.7984e-06 | 0 | 1.2782e-05 | 1.2782e-05 | 0 | 1.2782e-05
[53 empty] | 0.021846 | 1.8982 | 0 | 1.8982 | 1.3534 | [5 empty] | 0.021846 | 1.8982 | 0 | 1.8982 | 1.3534 | [11 empty] | WLDFR | HFTD - Distribution - Tier 3 - 2QU CoRE ¦ 5QU LoRE | Seismic - Red Flag Warning - Catastrophic Fires | 2041 | 0 | 24976.6418 | 511.3745 | 15898.8237 | 8566.4437 | 5907.6423 | 1.32e-09 | 0 | 7.7984e-06 | 7.7984e-06 | 0 | 1.2782e-05 | 1.2782e-05 | 0 | 1.2782e-05
[53 empty] | 0.021846 | 1.8982 | 0 | 1.8982 | 1.2649 | [5 empty] | 0.021846 | 1.8982 | 0 | 1.8982 | 1.2649 | [11 empty] | WLDFR | HFTD - Distribution - Tier 3 - 2QU CoRE ¦ 5QU LoRE | Seismic - Red Flag Warning - Catastrophic Fires | 2042 | 0 | 24976.6418 | 511.3745 | 15898.8237 | 8566.4437 | 5907.6423 | 1.32e-09 | 0 | 7.7984e-06 | 7.7984e-06 | 0 | 1.3581e-05 | 1.3581e-05 | 0 | 1.3581e-05
[53 empty] | 0.021846 | 1.9828 | 0 | 1.9828 | 1.2348 | [5 empty] | 0.021846 | 1.9828 | 0 | 1.9828 | 1.2348 | [11 empty] | WLDFR | HFTD - Distribution - Tier 3 - 2QU CoRE ¦ 5QU LoRE | Seismic - Red Flag Warning - Catastrophic Fires | 2043 | 0 | 26191.7278 | 544.1291 | 16654.7414 | 8992.8573 | 6201.7082 | 1.32e-09 | 0 | 8.1866e-06 | 8.1866e-06 | 0 | 1.3581e-05 | 1.3581e-05 | 0 | 1.3581e-05
[53 empty] | 0.021846 | 1.9828 | 0 | 1.9828 | 1.154 | [5 empty] | 0.021846 | 1.9828 | 0 | 1.9828 | 1.154 | [11 empty] | WLDFR | HFTD - Distribution - Tier 3 - 2QU CoRE ¦ 5QU LoRE | Seismic - Red Flag Warning - Catastrophic Fires | 2044 | 0 | 26191.7278 | 544.1291 | 16654.7414 | 8992.8573 | 6201.7082 | 1.32e-09 | 0 | 8.1866e-06 | 8.1866e-06 | 0 | 1.3581e-05 | 1.3581e-05 | 0 | 1.3581e-05
[53 empty] | 0.021846 | 1.9828 | 0 | 1.9828 | 1.0785 | [5 empty] | 0.021846 | 1.9828 | 0 | 1.9828 | 1.0785 | [11 empty] | WLDFR | HFTD - Distribution - Tier 3 - 2QU CoRE ¦ 5QU LoRE | Seismic - Red Flag Warning - Catastrophic Fires | 2045 | 0 | 26191.7278 | 544.1291 | 16654.7414 | 8992.8573 | 6201.7082 | 1.32e-09 | 0 | 8.1866e-06 | 8.1866e-06 | 0 | 1.3581e-05 | 1.3581e-05 | 0 | 1.3581e-05
[53 empty] | 0.021846 | 1.9828 | 0 | 1.9828 | 1.0079 | [5 empty] | 0.021846 | 1.9828 | 0 | 1.9828 | 1.0079 | [11 empty] | WLDFR | HFTD - Distribution - Tier 3 - 2QU CoRE ¦ 5QU LoRE | Seismic - Red Flag Warning - Catastrophic Fires | 2046 | 0 | 26191.7278 | 544.1291 | 16654.7414 | 8992.8573 | 6201.7082 | 1.32e-09 | 0 | 8.1866e-06 | 8.1866e-06 | 0 | 1.3581e-05 | 1.3581e-05 | 0 | 1.3581e-05
[53 empty] | 0.021846 | 1.9828 | 0 | 1.9828 | 0.942 | [5 empty] | 0.021846 | 1.9828 | 0 | 1.9828 | 0.942 | [11 empty] | WLDFR | HFTD - Distribution - Tier 3 - 2QU CoRE ¦ 5QU LoRE | Seismic - Red Flag Warning - Catastrophic Fires | 2047 | 0 | 26191.7278 | 544.1291 | 16654.7414 | 8992.8573 | 6201.7082 | 1.32e-09 | 0 | 8.1866e-06 | 8.1866e-06 | 0 | 1.4454e-05 | 1.4454e-05 | 0 | 1.4454e-05
[53 empty] | 0.021846 | 2.0767 | 0 | 2.0767 | 0.9221 | [5 empty] | 0.021846 | 2.0767 | 0 | 2.0767 | 0.9221 | [11 empty] | WLDFR | HFTD - Distribution - Tier 3 - 2QU CoRE ¦ 5QU LoRE | Seismic - Red Flag Warning - Catastrophic Fires | 2048 | 0 | 27464.7227 | 578.8407 | 17445.538 | 9440.3441 | 6510.3067 | 1.32e-09 | 0 | 8.5939e-06 | 8.5939e-06 | 0 | 1.4454e-05 | 1.4454e-05 | 0 | 1.4454e-05
[53 empty] | 0.021846 | 2.0767 | 0 | 2.0767 | 0.86178 | [5 empty] | 0.021846 | 2.0767 | 0 | 2.0767 | 0.86178 | [11 empty] | WLDFR | HFTD - Distribution - Tier 3 - 2QU CoRE ¦ 5QU LoRE | Seismic - Red Flag Warning - Catastrophic Fires | 2049 | 0 | 27464.7227 | 578.8407 | 17445.538 | 9440.3441 | 6510.3067 | 1.32e-09 | 0 | 8.5939e-06 | 8.5939e-06 | 0 | 1.4454e-05 | 1.4454e-05 | 0 | 1.4454e-05
[53 empty] | 0.021846 | 2.0767 | 0 | 2.0767 | 0.8054 | [5 empty] | 0.021846 | 2.0767 | 0 | 2.0767 | 0.8054 | [11 empty] | WLDFR | HFTD - Distribution - Tier 3 - 2QU CoRE ¦ 5QU LoRE | Seismic - Red Flag Warning - Catastrophic Fires | 2050 | 0 | 27464.7227 | 578.8407 | 17445.538 | 9440.3441 | 6510.3067 | 1.32e-09 | 0 | 8.5939e-06 | 8.5939e-06 | 0 | 1.4454e-05 | 1.4454e-05 | 0 | 1.4454e-05
[53 empty] | 0.021846 | 2.0767 | 0 | 2.0767 | 0.75271 | [5 empty] | 0.021846 | 2.0767 | 0 | 2.0767 | 0.75271 | [11 empty] | WLDFR | HFTD - Distribution - Tier 3 - 2QU CoRE ¦ 5QU LoRE | Seismic - Red Flag Warning - Catastrophic Fires | 2051 | 0 | 27464.7227 | 578.8407 | 17445.538 | 9440.3441 | 6510.3067 | 1.32e-09 | 0 | 8.5939e-06 | 8.5939e-06 | 0 | 1.4454e-05 | 1.4454e-05 | 0 | 1.4454e-05
[53 empty] | 0.021846 | 2.0767 | 0 | 2.0767 | 0.70347 | [5 empty] | 0.021846 | 2.0767 | 0 | 2.0767 | 0.70347 | [11 empty] | WLDFR | HFTD - Distribution - Tier 3 - 2QU CoRE ¦ 5QU LoRE | Seismic - Red Flag Warning - Catastrophic Fires | 2052 | 0 | 27464.7227 | 578.8407 | 17445.538 | 9440.3441 | 6510.3067 | 1.32e-09 | 0 | 8.5939e-06 | 8.5939e-06 | 0 | 1.5395e-05 | 1.5395e-05 | 0 | 1.5395e-05
[53 empty] | 0.021846 | 2.1787 | 0 | 2.1787 | 0.68974 | [5 empty] | 0.021846 | 2.1787 | 0 | 2.1787 | 0.68974 | [11 empty] | WLDFR | HFTD - Distribution - Tier 3 - 2QU CoRE ¦ 5QU LoRE | Seismic - Red Flag Warning - Catastrophic Fires | 2053 | 0 | 28779.6694 | 615.0952 | 18261.2327 | 9903.3415 | 6829.6018 | 1.32e-09 | 0 | 9.0154e-06 | 9.0154e-06 | 0 | 1.5395e-05 | 1.5395e-05 | 0 | 1.5395e-05
[53 empty] | 0.021846 | 2.1787 | 0 | 2.1787 | 0.64461 | [5 empty] | 0.021846 | 2.1787 | 0 | 2.1787 | 0.64461 | [11 empty] | WLDFR | HFTD - Distribution - Tier 3 - 2QU CoRE ¦ 5QU LoRE | Seismic - Red Flag Warning - Catastrophic Fires | 2054 | 0 | 28779.6694 | 615.0952 | 18261.2327 | 9903.3415 | 6829.6018 | 1.32e-09 | 0 | 9.0154e-06 | 9.0154e-06 | 0 | 1.5395e-05 | 1.5395e-05 | 0 | 1.5395e-05
[53 empty] | 0.021846 | 2.1787 | 0 | 2.1787 | 0.60244 | [5 empty] | 0.021846 | 2.1787 | 0 | 2.1787 | 0.60244 | [11 empty] | WLDFR | HFTD - Distribution - Tier 3 - 2QU CoRE ¦ 5QU LoRE | Seismic - Red Flag Warning - Catastrophic Fires | 2055 | 0 | 28779.6694 | 615.0952 | 18261.2327 | 9903.3415 | 6829.6018 | 1.32e-09 | 0 | 9.0154e-06 | 9.0154e-06 | 0 | 1.5395e-05 | 1.5395e-05 | 0 | 1.5395e-05
[53 empty] | 0.021846 | 2.1787 | 0 | 2.1787 | 0.56303 | [5 empty] | 0.021846 | 2.1787 | 0 | 2.1787 | 0.56303 | [11 empty] | WLDFR | HFTD - Distribution - Tier 3 - 3QU CoRE ¦ 1QU LoRE | Non-Red Flag Warning - Catastrophic Fires | 2026 | 0 | 14664.6376 | 233.2301 | 8896.516 | 5534.8915 | 3817.0051 | 1.4912e-06 | 0 | 0.0056919 | 0.0056919 | 0 | 0 | 1.5395e-05 | 0 | 1.5395e-05
[53 empty] | 0.021846 | 2.1787 | 0 | 2.1787 | 0.5262 | [5 empty] | 0.021846 | 2.1787 | 0 | 2.1787 | 0.5262 | [11 empty] | WLDFR | HFTD - Distribution - Tier 3 - 3QU CoRE ¦ 1QU LoRE | Non-Red Flag Warning - Catastrophic Fires | 2027 | 0 | 14664.6376 | 233.2301 | 8896.516 | 5534.8915 | 3817.0051 | 1.4912e-06 | 0 | 0.0056919 | 0.0056919 | 0 | 1.5251e-06 | 0 | 0 | 0
[53 empty] | 0.021846 | 2.2874 | 0 | 2.2874 | 0.5163 | [5 empty] | 0.021846 | 2.2874 | 0 | 2.2874 | 0.5163 | [11 empty] | WLDFR | HFTD - Distribution - Tier 3 - 3QU CoRE ¦ 1QU LoRE | Non-Red Flag Warning - Catastrophic Fires | 2028 | 0 | 15317.9909 | 247.273 | 9287.6491 | 5783.0689 | 3988.1546 | 1.4912e-06 | 0 | 0.0059471 | 0.0059471 | 0 | 1.5742e-06 | 1.5742e-06 | 0 | 1.5742e-06
[53 empty] | 0.021846 | 2.2874 | 0 | 2.2874 | 0.48252 | [5 empty] | 0.021846 | 2.2874 | 0 | 2.2874 | 0.48252 | [11 empty] | WLDFR | HFTD - Distribution - Tier 3 - 3QU CoRE ¦ 1QU LoRE | Non-Red Flag Warning - Catastrophic Fires | 2029 | 0 | 15317.9909 | 247.273 | 9287.6491 | 5783.0689 | 3988.1546 | 1.4912e-06 | 0 | 0.0059471 | 0.0059471 | 0 | 1.5742e-06 | 1.5742e-06 | 0 | 1.5742e-06
[53 empty] | 0.021846 | 2.2874 | 0 | 2.2874 | 0.45095 | [5 empty] | 0.021846 | 2.2874 | 0 | 2.2874 | 0.45095 | [11 empty] | WLDFR | HFTD - Distribution - Tier 3 - 3QU CoRE ¦ 1QU LoRE | Non-Red Flag Warning - Catastrophic Fires | 2030 | 0 | 15317.9909 | 247.273 | 9287.6491 | 5783.0689 | 3988.1546 | 1.4912e-06 | 0 | 0.0059471 | 0.0059471 | 0 | 1.5742e-06 | 1.5742e-06 | 0 | 1.5742e-06
[53 empty] | 0.021846 | 2.2874 | 0 | 2.2874 | 0.42145 | [5 empty] | 0.021846 | 2.2874 | 0 | 2.2874 | 0.42145 | [11 empty] | WLDFR | HFTD - Distribution - Tier 3 - 3QU CoRE ¦ 1QU LoRE | Non-Red Flag Warning - Catastrophic Fires | 2031 | 0 | 15317.9909 | 247.273 | 9287.6491 | 5783.0689 | 3988.1546 | 1.4912e-06 | 0 | 0.0059471 | 0.0059471 | 0 | 1.5742e-06 | 1.5742e-06 | 0 | 1.5742e-06
[53 empty] | 0.021846 | 2.2874 | 0 | 2.2874 | 0.39388 | [5 empty] | 0.021846 | 2.2874 | 0 | 2.2874 | 0.39388 | [11 empty] | WLDFR | HFTD - Distribution - Tier 3 - 3QU CoRE ¦ 1QU LoRE | Non-Red Flag Warning - Catastrophic Fires | 2032 | 0 | 15317.9909 | 247.273 | 9287.6491 | 5783.0689 | 3988.1546 | 1.4912e-06 | 0 | 0.0059471 | 0.0059471 | 0 | 1.5742e-06 | 1.5742e-06 | 0 | 1.5742e-06
[53 empty] | 0.021846 | 2.4013 | 0 | 2.4013 | 0.38644 | [5 empty] | 0.021846 | 2.4013 | 0 | 2.4013 | 0.38644 | [11 empty] | WLDFR | HFTD - Distribution - Tier 3 - 3QU CoRE ¦ 1QU LoRE | Non-Red Flag Warning - Catastrophic Fires | 2033 | 0 | 16044.1264 | 263.1074 | 9721.74 | 6059.2791 | 4178.6364 | 1.4912e-06 | 0 | 0.0062312 | 0.0062312 | 0 | 1.6368e-06 | 1.6368e-06 | 0 | 1.6368e-06
[53 empty] | 0.021846 | 2.4013 | 0 | 2.4013 | 0.36116 | [5 empty] | 0.021846 | 2.4013 | 0 | 2.4013 | 0.36116 | [11 empty] | WLDFR | HFTD - Distribution - Tier 3 - 3QU CoRE ¦ 1QU LoRE | Non-Red Flag Warning - Catastrophic Fires | 2034 | 0 | 16044.1264 | 263.1074 | 9721.74 | 6059.2791 | 4178.6364 | 1.4912e-06 | 0 | 0.0062312 | 0.0062312 | 0 | 1.6368e-06 | 1.6368e-06 | 0 | 1.6368e-06
[53 empty] | 0.021846 | 2.4013 | 0 | 2.4013 | 0.33753 | [5 empty] | 0.021846 | 2.4013 | 0 | 2.4013 | 0.33753 | [11 empty] | WLDFR | HFTD - Distribution - Tier 3 - 3QU CoRE ¦ 1QU LoRE | Non-Red Flag Warning - Catastrophic Fires | 2035 | 0 | 16044.1264 | 263.1074 | 9721.74 | 6059.2791 | 4178.6364 | 1.4912e-06 | 0 | 0.0062312 | 0.0062312 | 0 | 1.6368e-06 | 1.6368e-06 | 0 | 1.6368e-06
[53 empty] | 0.021846 | 2.4013 | 0 | 2.4013 | 0.31545 | [5 empty] | 0 | 0 | 0 | 0 | 0 | [11 empty] | WLDFR | HFTD - Distribution - Tier 3 - 3QU CoRE ¦ 1QU LoRE | Non-Red Flag Warning - Catastrophic Fires | 2036 | 0 | 16044.1264 | 263.1074 | 9721.74 | 6059.2791 | 4178.6364 | 1.4912e-06 | 0 | 0.0062312 | 0.0062312 | 0 | 1.6368e-06 | 1.6368e-06 | 0 | 1.6368e-06
[53 empty] | 0 | 0 | 0 | 0 | 0 | [5 empty] | 0 | 0 | 0 | 0 | 0 | [11 empty] | WLDFR | HFTD - Distribution - Tier 3 - 3QU CoRE ¦ 1QU LoRE | Non-Red Flag Warning - Catastrophic Fires | 2037 | 0 | 16044.1264 | 263.1074 | 9721.74 | 6059.2791 | 4178.6364 | 1.4912e-06 | 0 | 0.0062312 | 0.0062312 | 0 | 1.6368e-06 | 1.6368e-06 | 0 | 1.6368e-06
[53 empty] | 0 | 0 | 0 | 0 | 0 | [5 empty] | 0.0083133 | 0.78318 | 0 | 0.78318 | 0.78318 | [11 empty] | WLDFR | HFTD - Distribution - Tier 3 - 3QU CoRE ¦ 1QU LoRE | Non-Red Flag Warning - Catastrophic Fires | 2038 | 0 | 16832.3912 | 280.5544 | 10192.2718 | 6359.5651 | 4385.7214 | 1.4912e-06 | 0 | 0.00654 | 0.00654 | 0 | 1.7074e-06 | 1.7074e-06 | 0 | 1.7074e-06
[53 empty] | 0.0083133 | 0.78318 | 0 | 0.78318 | 0.73195 | [5 empty] | 0.0083133 | 0.78318 | 0 | 0.78318 | 0.73195 | [11 empty] | WLDFR | HFTD - Distribution - Tier 3 - 3QU CoRE ¦ 1QU LoRE | Non-Red Flag Warning - Catastrophic Fires | 2039 | 0 | 16832.3912 | 280.5544 | 10192.2718 | 6359.5651 | 4385.7214 | 1.4912e-06 | 0 | 0.00654 | 0.00654 | 0 | 1.7074e-06 | 1.7074e-06 | 0 | 1.7074e-06
[53 empty] | 0.0083133 | 0.81189 | 0 | 0.81189 | 0.70913 | [5 empty] | 0.0083133 | 0.81189 | 0 | 0.81189 | 0.70913 | [11 empty] | WLDFR | HFTD - Distribution - Tier 3 - 3QU CoRE ¦ 1QU LoRE | Non-Red Flag Warning - Catastrophic Fires | 2040 | 0 | 16832.3912 | 280.5544 | 10192.2718 | 6359.5651 | 4385.7214 | 1.4912e-06 | 0 | 0.00654 | 0.00654 | 0 | 1.7074e-06 | 1.7074e-06 | 0 | 1.7074e-06
[53 empty] | 0.0083133 | 0.81189 | 0 | 0.81189 | 0.66274 | [5 empty] | 0.0083133 | 0.81189 | 0 | 0.81189 | 0.66274 | [11 empty] | WLDFR | HFTD - Distribution - Tier 3 - 3QU CoRE ¦ 1QU LoRE | Non-Red Flag Warning - Catastrophic Fires | 2041 | 0 | 16832.3912 | 280.5544 | 10192.2718 | 6359.5651 | 4385.7214 | 1.4912e-06 | 0 | 0.00654 | 0.00654 | 0 | 1.7074e-06 | 1.7074e-06 | 0 | 1.7074e-06
[53 empty] | 0.0083133 | 0.81189 | 0 | 0.81189 | 0.61938 | [5 empty] | 0.0083133 | 0.81189 | 0 | 0.81189 | 0.61938 | [11 empty] | WLDFR | HFTD - Distribution - Tier 3 - 3QU CoRE ¦ 1QU LoRE | Non-Red Flag Warning - Catastrophic Fires | 2042 | 0 | 16832.3912 | 280.5544 | 10192.2718 | 6359.5651 | 4385.7214 | 1.4912e-06 | 0 | 0.00654 | 0.00654 | 0 | 1.7074e-06 | 1.7074e-06 | 0 | 1.7074e-06
[53 empty] | 0.0083133 | 0.81189 | 0 | 0.81189 | 0.57886 | [5 empty] | 0.0083133 | 0.81189 | 0 | 0.81189 | 0.57886 | [11 empty] | WLDFR | HFTD - Distribution - Tier 3 - 3QU CoRE ¦ 1QU LoRE | Non-Red Flag Warning - Catastrophic Fires | 2043 | 0 | 17672.0852 | 299.42 | 10692.7362 | 6679.929 | 4606.6527 | 1.4912e-06 | 0 | 0.0068694 | 0.0068694 | 0 | 1.7852e-06 | 1.7852e-06 | 0 | 1.7852e-06
[53 empty] | 0.0083133 | 0.81189 | 0 | 0.81189 | 0.54099 | [5 empty] | 0.0083133 | 0.81189 | 0 | 0.81189 | 0.54099 | [11 empty] | WLDFR | HFTD - Distribution - Tier 3 - 3QU CoRE ¦ 1QU LoRE | Non-Red Flag Warning - Catastrophic Fires | 2044 | 0 | 17672.0852 | 299.42 | 10692.7362 | 6679.929 | 4606.6527 | 1.4912e-06 | 0 | 0.0068694 | 0.0068694 | 0 | 1.7852e-06 | 1.7852e-06 | 0 | 1.7852e-06
[53 empty] | 0.0083133 | 0.84805 | 0 | 0.84805 | 0.52812 | [5 empty] | 0.0083133 | 0.84805 | 0 | 0.84805 | 0.52812 | [11 empty] | WLDFR | HFTD - Distribution - Tier 3 - 3QU CoRE ¦ 1QU LoRE | Non-Red Flag Warning - Catastrophic Fires | 2045 | 0 | 17672.0852 | 299.42 | 10692.7362 | 6679.929 | 4606.6527 | 1.4912e-06 | 0 | 0.0068694 | 0.0068694 | 0 | 1.7852e-06 | 1.7852e-06 | 0 | 1.7852e-06
[53 empty] | 0.0083133 | 0.84805 | 0 | 0.84805 | 0.49357 | [5 empty] | 0.0083133 | 0.84805 | 0 | 0.84805 | 0.49357 | [11 empty] | WLDFR | HFTD - Distribution - Tier 3 - 3QU CoRE ¦ 1QU LoRE | Non-Red Flag Warning - Catastrophic Fires | 2046 | 0 | 17672.0852 | 299.42 | 10692.7362 | 6679.929 | 4606.6527 | 1.4912e-06 | 0 | 0.0068694 | 0.0068694 | 0 | 1.7852e-06 | 1.7852e-06 | 0 | 1.7852e-06
[53 empty] | 0.0083133 | 0.84805 | 0 | 0.84805 | 0.46128 | [5 empty] | 0.0083133 | 0.84805 | 0 | 0.84805 | 0.46128 | [11 empty] | WLDFR | HFTD - Distribution - Tier 3 - 3QU CoRE ¦ 1QU LoRE | Non-Red Flag Warning - Catastrophic Fires | 2047 | 0 | 17672.0852 | 299.42 | 10692.7362 | 6679.929 | 4606.6527 | 1.4912e-06 | 0 | 0.0068694 | 0.0068694 | 0 | 1.7852e-06 | 1.7852e-06 | 0 | 1.7852e-06
[53 empty] | 0.0083133 | 0.84805 | 0 | 0.84805 | 0.43111 | [5 empty] | 0.0083133 | 0.84805 | 0 | 0.84805 | 0.43111 | [11 empty] | WLDFR | HFTD - Distribution - Tier 3 - 3QU CoRE ¦ 1QU LoRE | Non-Red Flag Warning - Catastrophic Fires | 2048 | 0 | 18552.3348 | 319.4911 | 11216.5626 | 7016.281 | 4838.6098 | 1.4912e-06 | 0 | 0.0072153 | 0.0072153 | 0 | 1.8694e-06 | 1.8694e-06 | 0 | 1.8694e-06
[53 empty] | 0.0083133 | 0.84805 | 0 | 0.84805 | 0.4029 | [5 empty] | 0.0083133 | 0.84805 | 0 | 0.84805 | 0.4029 | [11 empty] | WLDFR | HFTD - Distribution - Tier 3 - 3QU CoRE ¦ 1QU LoRE | Non-Red Flag Warning - Catastrophic Fires | 2049 | 0 | 18552.3348 | 319.4911 | 11216.5626 | 7016.281 | 4838.6098 | 1.4912e-06 | 0 | 0.0072153 | 0.0072153 | 0 | 1.8694e-06 | 1.8694e-06 | 0 | 1.8694e-06
[53 empty] | 0.0083133 | 0.88824 | 0 | 0.88824 | 0.39439 | [5 empty] | 0.0083133 | 0.88824 | 0 | 0.88824 | 0.39439 | [11 empty] | WLDFR | HFTD - Distribution - Tier 3 - 3QU CoRE ¦ 1QU LoRE | Non-Red Flag Warning - Catastrophic Fires | 2050 | 0 | 18552.3348 | 319.4911 | 11216.5626 | 7016.281 | 4838.6098 | 1.4912e-06 | 0 | 0.0072153 | 0.0072153 | 0 | 1.8694e-06 | 1.8694e-06 | 0 | 1.8694e-06
[53 empty] | 0.0083133 | 0.88824 | 0 | 0.88824 | 0.36859 | [5 empty] | 0.0083133 | 0.88824 | 0 | 0.88824 | 0.36859 | [11 empty] | WLDFR | HFTD - Distribution - Tier 3 - 3QU CoRE ¦ 1QU LoRE | Non-Red Flag Warning - Catastrophic Fires | 2051 | 0 | 18552.3348 | 319.4911 | 11216.5626 | 7016.281 | 4838.6098 | 1.4912e-06 | 0 | 0.0072153 | 0.0072153 | 0 | 1.8694e-06 | 1.8694e-06 | 0 | 1.8694e-06
[53 empty] | 0.0083133 | 0.88824 | 0 | 0.88824 | 0.34448 | [5 empty] | 0.0083133 | 0.88824 | 0 | 0.88824 | 0.34448 | [11 empty] | WLDFR | HFTD - Distribution - Tier 3 - 3QU CoRE ¦ 1QU LoRE | Non-Red Flag Warning - Catastrophic Fires | 2052 | 0 | 18552.3348 | 319.4911 | 11216.5626 | 7016.281 | 4838.6098 | 1.4912e-06 | 0 | 0.0072153 | 0.0072153 | 0 | 1.8694e-06 | 1.8694e-06 | 0 | 1.8694e-06
[53 empty] | 0.0083133 | 0.88824 | 0 | 0.88824 | 0.32194 | [5 empty] | 0.0083133 | 0.88824 | 0 | 0.88824 | 0.32194 | [11 empty] | WLDFR | HFTD - Distribution - Tier 3 - 3QU CoRE ¦ 1QU LoRE | Non-Red Flag Warning - Catastrophic Fires | 2053 | 0 | 19462.1283 | 340.5356 | 11757.1413 | 7364.4514 | 5078.7171 | 1.4912e-06 | 0 | 0.0075733 | 0.0075733 | 0 | 1.9592e-06 | 1.9592e-06 | 0 | 1.9592e-06
[53 empty] | 0.0083133 | 0.88824 | 0 | 0.88824 | 0.30088 | [5 empty] | 0.0083133 | 0.88824 | 0 | 0.88824 | 0.30088 | [11 empty] | WLDFR | HFTD - Distribution - Tier 3 - 3QU CoRE ¦ 1QU LoRE | Non-Red Flag Warning - Catastrophic Fires | 2054 | 0 | 19462.1283 | 340.5356 | 11757.1413 | 7364.4514 | 5078.7171 | 1.4912e-06 | 0 | 0.0075733 | 0.0075733 | 0 | 1.9592e-06 | 1.9592e-06 | 0 | 1.9592e-06
[53 empty] | 0.0083133 | 0.93187 | 0 | 0.93187 | 0.29501 | [5 empty] | 0.0083133 | 0.93187 | 0 | 0.93187 | 0.29501 | [11 empty] | WLDFR | HFTD - Distribution - Tier 3 - 3QU CoRE ¦ 1QU LoRE | Non-Red Flag Warning - Catastrophic Fires | 2055 | 0 | 19462.1283 | 340.5356 | 11757.1413 | 7364.4514 | 5078.7171 | 1.4912e-06 | 0 | 0.0075733 | 0.0075733 | 0 | 1.9592e-06 | 1.9592e-06 | 0 | 1.9592e-06
[53 empty] | 0.0083133 | 0.93187 | 0 | 0.93187 | 0.27571 | [5 empty] | 0.0083133 | 0.93187 | 0 | 0.93187 | 0.27571 | [11 empty] | WLDFR | HFTD - Distribution - Tier 3 - 3QU CoRE ¦ 1QU LoRE | Non-Red Flag Warning - Large Fires | 2026 | 0 | 5.475 | 0.71896 | 3.0715 | 1.6846 | 1.1617 | 2.387e-05 | 0 | 2.7731e-05 | 2.7731e-05 | 0 | 1.9592e-06 | 1.9592e-06 | 0 | 1.9592e-06
[53 empty] | 0.0083133 | 0.93187 | 0 | 0.93187 | 0.25767 | [5 empty] | 0.0083133 | 0.93187 | 0 | 0.93187 | 0.25767 | [11 empty] | WLDFR | HFTD - Distribution - Tier 3 - 3QU CoRE ¦ 1QU LoRE | Non-Red Flag Warning - Large Fires | 2027 | 0 | 5.475 | 0.71896 | 3.0715 | 1.6846 | 1.1617 | 2.387e-05 | 0 | 2.7731e-05 | 2.7731e-05 | 0 | 0 | 1.9592e-06 | 0 | 1.9592e-06
[53 empty] | 0.0083133 | 0.93187 | 0 | 0.93187 | 0.24081 | [5 empty] | 0.0083133 | 0.93187 | 0 | 0.93187 | 0.24081 | [11 empty] | WLDFR | HFTD - Distribution - Tier 3 - 3QU CoRE ¦ 1QU LoRE | Non-Red Flag Warning - Large Fires | 2028 | 0 | 5.777 | 0.74734 | 3.238 | 1.7917 | 1.2356 | 2.387e-05 | 0 | 2.9495e-05 | 2.9495e-05 | 0 | 0.00095655 | 0 | 0 | 0
[53 empty] | 0.0083133 | 0.93187 | 0 | 0.93187 | 0.22506 | [5 empty] | 0.0083133 | 0.93187 | 0 | 0.93187 | 0.22506 | [11 empty] | WLDFR | HFTD - Distribution - Tier 3 - 3QU CoRE ¦ 1QU LoRE | Non-Red Flag Warning - Large Fires | 2029 | 0 | 5.777 | 0.74734 | 3.238 | 1.7917 | 1.2356 | 2.387e-05 | 0 | 2.9495e-05 | 2.9495e-05 | 0 | 0.00099161 | 0.00099161 | 0 | 0.00099161
[53 empty] | 0.0083133 | 0.97835 | 0 | 0.97835 | 0.22083 | [5 empty] | 0.0083133 | 0.97835 | 0 | 0.97835 | 0.22083 | [11 empty] | WLDFR | HFTD - Distribution - Tier 3 - 3QU CoRE ¦ 1QU LoRE | Non-Red Flag Warning - Large Fires | 2030 | 0 | 5.777 | 0.74734 | 3.238 | 1.7917 | 1.2356 | 2.387e-05 | 0 | 2.9495e-05 | 2.9495e-05 | 0 | 0.00099161 | 0.00099161 | 0 | 0.00099161
[53 empty] | 0.0083133 | 0.97835 | 0 | 0.97835 | 0.20638 | [5 empty] | 0.0083133 | 0.97835 | 0 | 0.97835 | 0.20638 | [11 empty] | WLDFR | HFTD - Distribution - Tier 3 - 3QU CoRE ¦ 1QU LoRE | Non-Red Flag Warning - Large Fires | 2031 | 0 | 5.777 | 0.74734 | 3.238 | 1.7917 | 1.2356 | 2.387e-05 | 0 | 2.9495e-05 | 2.9495e-05 | 0 | 0.00099161 | 0.00099161 | 0 | 0.00099161
[53 empty] | 0.0083133 | 0.97835 | 0 | 0.97835 | 0.19288 | [5 empty] | 0.0083133 | 0.97835 | 0 | 0.97835 | 0.19288 | [11 empty] | WLDFR | HFTD - Distribution - Tier 3 - 3QU CoRE ¦ 1QU LoRE | Non-Red Flag Warning - Large Fires | 2032 | 0 | 5.777 | 0.74734 | 3.238 | 1.7917 | 1.2356 | 2.387e-05 | 0 | 2.9495e-05 | 2.9495e-05 | 0 | 0.00099161 | 0.00099161 | 0 | 0.00099161
[53 empty] | 0.0083133 | 0.97835 | 0 | 0.97835 | 0.18026 | [5 empty] | 0.0083133 | 0.97835 | 0 | 0.97835 | 0.18026 | [11 empty] | WLDFR | HFTD - Distribution - Tier 3 - 3QU CoRE ¦ 1QU LoRE | Non-Red Flag Warning - Large Fires | 2033 | 0 | 6.1205 | 0.77885 | 3.4265 | 1.9151 | 1.3207 | 2.387e-05 | 0 | 3.1526e-05 | 3.1526e-05 | 0 | 0.00099161 | 0.00099161 | 0 | 0.00099161
[53 empty] | 0.0083133 | 0.97835 | 0 | 0.97835 | 0.16847 | [5 empty] | 0.0083133 | 0.97835 | 0 | 0.97835 | 0.16847 | [11 empty] | WLDFR | HFTD - Distribution - Tier 3 - 3QU CoRE ¦ 1QU LoRE | Non-Red Flag Warning - Large Fires | 2034 | 0 | 6.1205 | 0.77885 | 3.4265 | 1.9151 | 1.3207 | 2.387e-05 | 0 | 3.1526e-05 | 3.1526e-05 | 0 | 0.0010358 | 0.0010358 | 0 | 0.0010358
[53 empty] | 0.0083133 | 1.0271 | 0 | 1.0271 | 0.16529 | [5 empty] | 0.0083133 | 1.0271 | 0 | 1.0271 | 0.16529 | [11 empty] | WLDFR | HFTD - Distribution - Tier 3 - 3QU CoRE ¦ 1QU LoRE | Non-Red Flag Warning - Large Fires | 2035 | 0 | 6.1205 | 0.77885 | 3.4265 | 1.9151 | 1.3207 | 2.387e-05 | 0 | 3.1526e-05 | 3.1526e-05 | 0 | 0.0010358 | 0.0010358 | 0 | 0.0010358
[53 empty] | 0.0083133 | 1.0271 | 0 | 1.0271 | 0.15447 | [5 empty] | 0.0083133 | 1.0271 | 0 | 1.0271 | 0.15447 | [11 empty] | WLDFR | HFTD - Distribution - Tier 3 - 3QU CoRE ¦ 1QU LoRE | Non-Red Flag Warning - Large Fires | 2036 | 0 | 6.1205 | 0.77885 | 3.4265 | 1.9151 | 1.3207 | 2.387e-05 | 0 | 3.1526e-05 | 3.1526e-05 | 0 | 0.0010358 | 0.0010358 | 0 | 0.0010358
[53 empty] | 0.0083133 | 1.0271 | 0 | 1.0271 | 0.14437 | [5 empty] | 0.0083133 | 1.0271 | 0 | 1.0271 | 0.14437 | [11 empty] | WLDFR | HFTD - Distribution - Tier 3 - 3QU CoRE ¦ 1QU LoRE | Non-Red Flag Warning - Large Fires | 2037 | 0 | 6.1205 | 0.77885 | 3.4265 | 1.9151 | 1.3207 | 2.387e-05 | 0 | 3.1526e-05 | 3.1526e-05 | 0 | 0.0010358 | 0.0010358 | 0 | 0.0010358
[53 empty] | 0.0083133 | 1.0271 | 0 | 1.0271 | 0.13492 | [5 empty] | 0 | 0 | 0 | 0 | 0 | [11 empty] | WLDFR | HFTD - Distribution - Tier 3 - 3QU CoRE ¦ 1QU LoRE | Non-Red Flag Warning - Large Fires | 2038 | 0 | 6.5028 | 0.81304 | 3.6355 | 2.0543 | 1.4167 | 2.387e-05 | 0 | 3.3816e-05 | 3.3816e-05 | 0 | 0.0010358 | 0.0010358 | 0 | 0.0010358
[53 empty] | 0 | 0 | 0 | 0 | 0 | [5 empty] | 0 | 0 | 0 | 0 | 0 | [11 empty] | WLDFR | HFTD - Distribution - Tier 3 - 3QU CoRE ¦ 1QU LoRE | Non-Red Flag Warning - Large Fires | 2039 | 0 | 6.5028 | 0.81304 | 3.6355 | 2.0543 | 1.4167 | 2.387e-05 | 0 | 3.3816e-05 | 3.3816e-05 | 0 | 0.0010849 | 0.0010849 | 0 | 0.0010849
[53 empty] | 0 | 0 | 0 | 0 | 0 | [5 empty] | 0.065115 | 0.50986 | 0 | 0.50986 | 0.50986 | [11 empty] | WLDFR | HFTD - Distribution - Tier 3 - 3QU CoRE ¦ 1QU LoRE | Non-Red Flag Warning - Large Fires | 2040 | 0 | 6.5028 | 0.81304 | 3.6355 | 2.0543 | 1.4167 | 2.387e-05 | 0 | 3.3816e-05 | 3.3816e-05 | 0 | 0.0010849 | 0.0010849 | 0 | 0.0010849
[53 empty] | 0.065115 | 0.50986 | 0 | 0.50986 | 0.47651 | [5 empty] | 0.065115 | 0.50986 | 0 | 0.50986 | 0.47651 | [11 empty] | WLDFR | HFTD - Distribution - Tier 3 - 3QU CoRE ¦ 1QU LoRE | Non-Red Flag Warning - Large Fires | 2041 | 0 | 6.5028 | 0.81304 | 3.6355 | 2.0543 | 1.4167 | 2.387e-05 | 0 | 3.3816e-05 | 3.3816e-05 | 0 | 0.0010849 | 0.0010849 | 0 | 0.0010849
[53 empty] | 0.065115 | 0.52856 | 0 | 0.52856 | 0.46166 | [5 empty] | 0.065115 | 0.52856 | 0 | 0.52856 | 0.46166 | [11 empty] | WLDFR | HFTD - Distribution - Tier 3 - 3QU CoRE ¦ 1QU LoRE | Non-Red Flag Warning - Large Fires | 2042 | 0 | 6.5028 | 0.81304 | 3.6355 | 2.0543 | 1.4167 | 2.387e-05 | 0 | 3.3816e-05 | 3.3816e-05 | 0 | 0.0010849 | 0.0010849 | 0 | 0.0010849
[53 empty] | 0.065115 | 0.52856 | 0 | 0.52856 | 0.43146 | [5 empty] | 0.065115 | 0.52856 | 0 | 0.52856 | 0.43146 | [11 empty] | WLDFR | HFTD - Distribution - Tier 3 - 3QU CoRE ¦ 1QU LoRE | Non-Red Flag Warning - Large Fires | 2043 | 0 | 6.9209 | 0.84944 | 3.8632 | 2.2083 | 1.5229 | 2.387e-05 | 0 | 3.6352e-05 | 3.6352e-05 | 0 | 0.0010849 | 0.0010849 | 0 | 0.0010849
[53 empty] | 0.065115 | 0.52856 | 0 | 0.52856 | 0.40323 | [5 empty] | 0.065115 | 0.52856 | 0 | 0.52856 | 0.40323 | [11 empty] | WLDFR | HFTD - Distribution - Tier 3 - 3QU CoRE ¦ 1QU LoRE | Non-Red Flag Warning - Large Fires | 2044 | 0 | 6.9209 | 0.84944 | 3.8632 | 2.2083 | 1.5229 | 2.387e-05 | 0 | 3.6352e-05 | 3.6352e-05 | 0 | 0.0011382 | 0.0011382 | 0 | 0.0011382
[53 empty] | 0.065115 | 0.52856 | 0 | 0.52856 | 0.37685 | [5 empty] | 0.065115 | 0.52856 | 0 | 0.52856 | 0.37685 | [11 empty] | WLDFR | HFTD - Distribution - Tier 3 - 3QU CoRE ¦ 1QU LoRE | Non-Red Flag Warning - Large Fires | 2045 | 0 | 6.9209 | 0.84944 | 3.8632 | 2.2083 | 1.5229 | 2.387e-05 | 0 | 3.6352e-05 | 3.6352e-05 | 0 | 0.0011382 | 0.0011382 | 0 | 0.0011382
[53 empty] | 0.065115 | 0.52856 | 0 | 0.52856 | 0.3522 | [5 empty] | 0.065115 | 0.52856 | 0 | 0.52856 | 0.3522 | [11 empty] | WLDFR | HFTD - Distribution - Tier 3 - 3QU CoRE ¦ 1QU LoRE | Non-Red Flag Warning - Large Fires | 2046 | 0 | 6.9209 | 0.84944 | 3.8632 | 2.2083 | 1.5229 | 2.387e-05 | 0 | 3.6352e-05 | 3.6352e-05 | 0 | 0.0011382 | 0.0011382 | 0 | 0.0011382
[53 empty] | 0.065115 | 0.55212 | 0 | 0.55212 | 0.34383 | [5 empty] | 0.065115 | 0.55212 | 0 | 0.55212 | 0.34383 | [11 empty] | WLDFR | HFTD - Distribution - Tier 3 - 3QU CoRE ¦ 1QU LoRE | Non-Red Flag Warning - Large Fires | 2047 | 0 | 6.9209 | 0.84944 | 3.8632 | 2.2083 | 1.5229 | 2.387e-05 | 0 | 3.6352e-05 | 3.6352e-05 | 0 | 0.0011382 | 0.0011382 | 0 | 0.0011382
[53 empty] | 0.065115 | 0.55212 | 0 | 0.55212 | 0.32134 | [5 empty] | 0.065115 | 0.55212 | 0 | 0.55212 | 0.32134 | [11 empty] | WLDFR | HFTD - Distribution - Tier 3 - 3QU CoRE ¦ 1QU LoRE | Non-Red Flag Warning - Large Fires | 2048 | 0 | 7.3713 | 0.88759 | 4.1075 | 2.3763 | 1.6388 | 2.387e-05 | 0 | 3.9118e-05 | 3.9118e-05 | 0 | 0.0011382 | 0.0011382 | 0 | 0.0011382
[53 empty] | 0.065115 | 0.55212 | 0 | 0.55212 | 0.30032 | [5 empty] | 0.065115 | 0.55212 | 0 | 0.55212 | 0.30032 | [11 empty] | WLDFR | HFTD - Distribution - Tier 3 - 3QU CoRE ¦ 1QU LoRE | Non-Red Flag Warning - Large Fires | 2049 | 0 | 7.3713 | 0.88759 | 4.1075 | 2.3763 | 1.6388 | 2.387e-05 | 0 | 3.9118e-05 | 3.9118e-05 | 0 | 0.001195 | 0.001195 | 0 | 0.001195
[53 empty] | 0.065115 | 0.55212 | 0 | 0.55212 | 0.28067 | [5 empty] | 0.065115 | 0.55212 | 0 | 0.55212 | 0.28067 | [11 empty] | WLDFR | HFTD - Distribution - Tier 3 - 3QU CoRE ¦ 1QU LoRE | Non-Red Flag Warning - Large Fires | 2050 | 0 | 7.3713 | 0.88759 | 4.1075 | 2.3763 | 1.6388 | 2.387e-05 | 0 | 3.9118e-05 | 3.9118e-05 | 0 | 0.001195 | 0.001195 | 0 | 0.001195
[53 empty] | 0.065115 | 0.55212 | 0 | 0.55212 | 0.26231 | [5 empty] | 0.065115 | 0.55212 | 0 | 0.55212 | 0.26231 | [11 empty] | WLDFR | HFTD - Distribution - Tier 3 - 3QU CoRE ¦ 1QU LoRE | Non-Red Flag Warning - Large Fires | 2051 | 0 | 7.3713 | 0.88759 | 4.1075 | 2.3763 | 1.6388 | 2.387e-05 | 0 | 3.9118e-05 | 3.9118e-05 | 0 | 0.001195 | 0.001195 | 0 | 0.001195
[53 empty] | 0.065115 | 0.57832 | 0 | 0.57832 | 0.25678 | [5 empty] | 0.065115 | 0.57832 | 0 | 0.57832 | 0.25678 | [11 empty] | WLDFR | HFTD - Distribution - Tier 3 - 3QU CoRE ¦ 1QU LoRE | Non-Red Flag Warning - Large Fires | 2052 | 0 | 7.3713 | 0.88759 | 4.1075 | 2.3763 | 1.6388 | 2.387e-05 | 0 | 3.9118e-05 | 3.9118e-05 | 0 | 0.001195 | 0.001195 | 0 | 0.001195
[53 empty] | 0.065115 | 0.57832 | 0 | 0.57832 | 0.23998 | [5 empty] | 0.065115 | 0.57832 | 0 | 0.57832 | 0.23998 | [11 empty] | WLDFR | HFTD - Distribution - Tier 3 - 3QU CoRE ¦ 1QU LoRE | Non-Red Flag Warning - Large Fires | 2053 | 0 | 7.8503 | 0.92702 | 4.3664 | 2.5569 | 1.7633 | 2.387e-05 | 0 | 4.209e-05 | 4.209e-05 | 0 | 0.001195 | 0.001195 | 0 | 0.001195
[53 empty] | 0.065115 | 0.57832 | 0 | 0.57832 | 0.22428 | [5 empty] | 0.065115 | 0.57832 | 0 | 0.57832 | 0.22428 | [11 empty] | WLDFR | HFTD - Distribution - Tier 3 - 3QU CoRE ¦ 1QU LoRE | Non-Red Flag Warning - Large Fires | 2054 | 0 | 7.8503 | 0.92702 | 4.3664 | 2.5569 | 1.7633 | 2.387e-05 | 0 | 4.209e-05 | 4.209e-05 | 0 | 0.0012545 | 0.0012545 | 0 | 0.0012545
[53 empty] | 0.065115 | 0.57832 | 0 | 0.57832 | 0.20961 | [5 empty] | 0.065115 | 0.57832 | 0 | 0.57832 | 0.20961 | [11 empty] | WLDFR | HFTD - Distribution - Tier 3 - 3QU CoRE ¦ 1QU LoRE | Non-Red Flag Warning - Large Fires | 2055 | 0 | 7.8503 | 0.92702 | 4.3664 | 2.5569 | 1.7633 | 2.387e-05 | 0 | 4.209e-05 | 4.209e-05 | 0 | 0.0012545 | 0.0012545 | 0 | 0.0012545
[53 empty] | 0.065115 | 0.57832 | 0 | 0.57832 | 0.1959 | [5 empty] | 0.065115 | 0.57832 | 0 | 0.57832 | 0.1959 | [11 empty] | WLDFR | HFTD - Distribution - Tier 3 - 3QU CoRE ¦ 1QU LoRE | Non-Red Flag Warning - Small Fires | 2026 | 0 | 0.080408 | 0.03759 | 0.0016314 | 0.041187 | 0.028403 | 0.0072304 | 0 | 0.00020537 | 0.00020537 | 0 | 0.0012545 | 0.0012545 | 0 | 0.0012545
[53 empty] | 0.065115 | 0.60677 | 0 | 0.60677 | 0.19209 | [5 empty] | 0.065115 | 0.60677 | 0 | 0.60677 | 0.19209 | [11 empty] | WLDFR | HFTD - Distribution - Tier 3 - 3QU CoRE ¦ 1QU LoRE | Non-Red Flag Warning - Small Fires | 2027 | 0 | 0.080408 | 0.03759 | 0.0016314 | 0.041187 | 0.028403 | 0.0072304 | 0 | 0.00020537 | 0.00020537 | 0 | 0.0012545 | 0.0012545 | 0 | 0.0012545
[53 empty] | 0.065115 | 0.60677 | 0 | 0.60677 | 0.17952 | [5 empty] | 0.065115 | 0.60677 | 0 | 0.60677 | 0.17952 | [11 empty] | WLDFR | HFTD - Distribution - Tier 3 - 3QU CoRE ¦ 1QU LoRE | Non-Red Flag Warning - Small Fires | 2028 | 0 | 0.083606 | 0.039055 | 0.001695 | 0.042856 | 0.029555 | 0.0072304 | 0 | 0.00021369 | 0.00021369 | 0 | 0 | 0.0012545 | 0 | 0.0012545
[53 empty] | 0.065115 | 0.60677 | 0 | 0.60677 | 0.16778 | [5 empty] | 0.065115 | 0.60677 | 0 | 0.60677 | 0.16778 | [11 empty] | WLDFR | HFTD - Distribution - Tier 3 - 3QU CoRE ¦ 1QU LoRE | Non-Red Flag Warning - Small Fires | 2029 | 0 | 0.083606 | 0.039055 | 0.001695 | 0.042856 | 0.029555 | 0.0072304 | 0 | 0.00021369 | 0.00021369 | 0 | 0.00077634 | 0 | 0 | 0
[53 empty] | 0.065115 | 0.60677 | 0 | 0.60677 | 0.1568 | [5 empty] | 0.065115 | 0.60677 | 0 | 0.60677 | 0.1568 | [11 empty] | WLDFR | HFTD - Distribution - Tier 3 - 3QU CoRE ¦ 1QU LoRE | Non-Red Flag Warning - Small Fires | 2030 | 0 | 0.083606 | 0.039055 | 0.001695 | 0.042856 | 0.029555 | 0.0072304 | 0 | 0.00021369 | 0.00021369 | 0 | 0.0008047 | 0.0008047 | 0 | 0.0008047
[53 empty] | 0.065115 | 0.60677 | 0 | 0.60677 | 0.14654 | [5 empty] | 0.065115 | 0.60677 | 0 | 0.60677 | 0.14654 | [11 empty] | WLDFR | HFTD - Distribution - Tier 3 - 3QU CoRE ¦ 1QU LoRE | Non-Red Flag Warning - Small Fires | 2031 | 0 | 0.083606 | 0.039055 | 0.001695 | 0.042856 | 0.029555 | 0.0072304 | 0 | 0.00021369 | 0.00021369 | 0 | 0.0008047 | 0.0008047 | 0 | 0.0008047
[53 empty] | 0.065115 | 0.63708 | 0 | 0.63708 | 0.1438 | [5 empty] | 0.065115 | 0.63708 | 0 | 0.63708 | 0.1438 | [11 empty] | WLDFR | HFTD - Distribution - Tier 3 - 3QU CoRE ¦ 1QU LoRE | Non-Red Flag Warning - Small Fires | 2032 | 0 | 0.083606 | 0.039055 | 0.001695 | 0.042856 | 0.029555 | 0.0072304 | 0 | 0.00021369 | 0.00021369 | 0 | 0.0008047 | 0.0008047 | 0 | 0.0008047
[53 empty] | 0.065115 | 0.63708 | 0 | 0.63708 | 0.13439 | [5 empty] | 0.065115 | 0.63708 | 0 | 0.63708 | 0.13439 | [11 empty] | WLDFR | HFTD - Distribution - Tier 3 - 3QU CoRE ¦ 1QU LoRE | Non-Red Flag Warning - Small Fires | 2033 | 0 | 0.087211 | 0.040679 | 0.0017655 | 0.044766 | 0.030872 | 0.0072304 | 0 | 0.00022322 | 0.00022322 | 0 | 0.0008047 | 0.0008047 | 0 | 0.0008047
[53 empty] | 0.065115 | 0.63708 | 0 | 0.63708 | 0.1256 | [5 empty] | 0.065115 | 0.63708 | 0 | 0.63708 | 0.1256 | [11 empty] | WLDFR | HFTD - Distribution - Tier 3 - 3QU CoRE ¦ 1QU LoRE | Non-Red Flag Warning - Small Fires | 2034 | 0 | 0.087211 | 0.040679 | 0.0017655 | 0.044766 | 0.030872 | 0.0072304 | 0 | 0.00022322 | 0.00022322 | 0 | 0.0008047 | 0.0008047 | 0 | 0.0008047
[53 empty] | 0.065115 | 0.63708 | 0 | 0.63708 | 0.11738 | [5 empty] | 0.065115 | 0.63708 | 0 | 0.63708 | 0.11738 | [11 empty] | WLDFR | HFTD - Distribution - Tier 3 - 3QU CoRE ¦ 1QU LoRE | Non-Red Flag Warning - Small Fires | 2035 | 0 | 0.087211 | 0.040679 | 0.0017655 | 0.044766 | 0.030872 | 0.0072304 | 0 | 0.00022322 | 0.00022322 | 0 | 0.00084042 | 0.00084042 | 0 | 0.00084042
[53 empty] | 0.065115 | 0.63708 | 0 | 0.63708 | 0.1097 | [5 empty] | 0.065115 | 0.63708 | 0 | 0.63708 | 0.1097 | [11 empty] | WLDFR | HFTD - Distribution - Tier 3 - 3QU CoRE ¦ 1QU LoRE | Non-Red Flag Warning - Small Fires | 2036 | 0 | 0.087211 | 0.040679 | 0.0017655 | 0.044766 | 0.030872 | 0.0072304 | 0 | 0.00022322 | 0.00022322 | 0 | 0.00084042 | 0.00084042 | 0 | 0.00084042
[53 empty] | 0.065115 | 0.66887 | 0 | 0.66887 | 0.10764 | [5 empty] | 0.065115 | 0.66887 | 0 | 0.66887 | 0.10764 | [11 empty] | WLDFR | HFTD - Distribution - Tier 3 - 3QU CoRE ¦ 1QU LoRE | Non-Red Flag Warning - Small Fires | 2037 | 0 | 0.087211 | 0.040679 | 0.0017655 | 0.044766 | 0.030872 | 0.0072304 | 0 | 0.00022322 | 0.00022322 | 0 | 0.00084042 | 0.00084042 | 0 | 0.00084042
[53 empty] | 0.065115 | 0.66887 | 0 | 0.66887 | 0.1006 | [5 empty] | 0.065115 | 0.66887 | 0 | 0.66887 | 0.1006 | [11 empty] | WLDFR | HFTD - Distribution - Tier 3 - 3QU CoRE ¦ 1QU LoRE | Non-Red Flag Warning - Small Fires | 2038 | 0 | 0.091184 | 0.042438 | 0.0018418 | 0.046905 | 0.032347 | 0.0072304 | 0 | 0.00023388 | 0.00023388 | 0 | 0.00084042 | 0.00084042 | 0 | 0.00084042
[53 empty] | 0.065115 | 0.66887 | 0 | 0.66887 | 0.094018 | [5 empty] | 0.065115 | 0.66887 | 0 | 0.66887 | 0.094018 | [11 empty] | WLDFR | HFTD - Distribution - Tier 3 - 3QU CoRE ¦ 1QU LoRE | Non-Red Flag Warning - Small Fires | 2039 | 0 | 0.091184 | 0.042438 | 0.0018418 | 0.046905 | 0.032347 | 0.0072304 | 0 | 0.00023388 | 0.00023388 | 0 | 0.00084042 | 0.00084042 | 0 | 0.00084042
[53 empty] | 0.065115 | 0.66887 | 0 | 0.66887 | 0.087867 | [5 empty] | 0 | 0 | 0 | 0 | 0 | [11 empty] | WLDFR | HFTD - Distribution - Tier 3 - 3QU CoRE ¦ 1QU LoRE | Non-Red Flag Warning - Small Fires | 2040 | 0 | 0.091184 | 0.042438 | 0.0018418 | 0.046905 | 0.032347 | 0.0072304 | 0 | 0.00023388 | 0.00023388 | 0 | 0.00088007 | 0.00088007 | 0 | 0.00088007
[53 empty] | 0 | 0 | 0 | 0 | 0 | [5 empty] | 0 | 0 | 0 | 0 | 0 | [11 empty] | WLDFR | HFTD - Distribution - Tier 3 - 3QU CoRE ¦ 1QU LoRE | Non-Red Flag Warning - Small Fires | 2041 | 0 | 0.091184 | 0.042438 | 0.0018418 | 0.046905 | 0.032347 | 0.0072304 | 0 | 0.00023388 | 0.00023388 | 0 | 0.00088007 | 0.00088007 | 0 | 0.00088007
[53 empty] | 0 | 0 | 0 | 0 | 0 | [5 empty] | 0.027249 | 0.36197 | 0 | 0.36197 | 0.36197 | [11 empty] | WLDFR | HFTD - Distribution - Tier 3 - 3QU CoRE ¦ 1QU LoRE | Non-Red Flag Warning - Small Fires | 2042 | 0 | 0.091184 | 0.042438 | 0.0018418 | 0.046905 | 0.032347 | 0.0072304 | 0 | 0.00023388 | 0.00023388 | 0 | 0.00088007 | 0.00088007 | 0 | 0.00088007
[53 empty] | 0.027249 | 0.36197 | 0 | 0.36197 | 0.33829 | [5 empty] | 0.027249 | 0.36197 | 0 | 0.36197 | 0.33829 | [11 empty] | WLDFR | HFTD - Distribution - Tier 3 - 3QU CoRE ¦ 1QU LoRE | Non-Red Flag Warning - Small Fires | 2043 | 0 | 0.095486 | 0.044306 | 0.0019228 | 0.049257 | 0.033969 | 0.0072304 | 0 | 0.00024561 | 0.00024561 | 0 | 0.00088007 | 0.00088007 | 0 | 0.00088007
[53 empty] | 0.027249 | 0.37524 | 0 | 0.37524 | 0.32775 | [5 empty] | 0.027249 | 0.37524 | 0 | 0.37524 | 0.32775 | [11 empty] | WLDFR | HFTD - Distribution - Tier 3 - 3QU CoRE ¦ 1QU LoRE | Non-Red Flag Warning - Small Fires | 2044 | 0 | 0.095486 | 0.044306 | 0.0019228 | 0.049257 | 0.033969 | 0.0072304 | 0 | 0.00024561 | 0.00024561 | 0 | 0.00088007 | 0.00088007 | 0 | 0.00088007
[53 empty] | 0.027249 | 0.37524 | 0 | 0.37524 | 0.30631 | [5 empty] | 0.027249 | 0.37524 | 0 | 0.37524 | 0.30631 | [11 empty] | WLDFR | HFTD - Distribution - Tier 3 - 3QU CoRE ¦ 1QU LoRE | Non-Red Flag Warning - Small Fires | 2045 | 0 | 0.095486 | 0.044306 | 0.0019228 | 0.049257 | 0.033969 | 0.0072304 | 0 | 0.00024561 | 0.00024561 | 0 | 0.00092308 | 0.00092308 | 0 | 0.00092308
[53 empty] | 0.027249 | 0.37524 | 0 | 0.37524 | 0.28627 | [5 empty] | 0.027249 | 0.37524 | 0 | 0.37524 | 0.28627 | [11 empty] | WLDFR | HFTD - Distribution - Tier 3 - 3QU CoRE ¦ 1QU LoRE | Non-Red Flag Warning - Small Fires | 2046 | 0 | 0.095486 | 0.044306 | 0.0019228 | 0.049257 | 0.033969 | 0.0072304 | 0 | 0.00024561 | 0.00024561 | 0 | 0.00092308 | 0.00092308 | 0 | 0.00092308
[53 empty] | 0.027249 | 0.37524 | 0 | 0.37524 | 0.26754 | [5 empty] | 0.027249 | 0.37524 | 0 | 0.37524 | 0.26754 | [11 empty] | WLDFR | HFTD - Distribution - Tier 3 - 3QU CoRE ¦ 1QU LoRE | Non-Red Flag Warning - Small Fires | 2047 | 0 | 0.095486 | 0.044306 | 0.0019228 | 0.049257 | 0.033969 | 0.0072304 | 0 | 0.00024561 | 0.00024561 | 0 | 0.00092308 | 0.00092308 | 0 | 0.00092308
[53 empty] | 0.027249 | 0.37524 | 0 | 0.37524 | 0.25004 | [5 empty] | 0.027249 | 0.37524 | 0 | 0.37524 | 0.25004 | [11 empty] | WLDFR | HFTD - Distribution - Tier 3 - 3QU CoRE ¦ 1QU LoRE | Non-Red Flag Warning - Small Fires | 2048 | 0 | 0.10007 | 0.04626 | 0.0020076 | 0.051804 | 0.035726 | 0.0072304 | 0 | 0.00025831 | 0.00025831 | 0 | 0.00092308 | 0.00092308 | 0 | 0.00092308
[53 empty] | 0.027249 | 0.39196 | 0 | 0.39196 | 0.2441 | [5 empty] | 0.027249 | 0.39196 | 0 | 0.39196 | 0.2441 | [11 empty] | WLDFR | HFTD - Distribution - Tier 3 - 3QU CoRE ¦ 1QU LoRE | Non-Red Flag Warning - Small Fires | 2049 | 0 | 0.10007 | 0.04626 | 0.0020076 | 0.051804 | 0.035726 | 0.0072304 | 0 | 0.00025831 | 0.00025831 | 0 | 0.00092308 | 0.00092308 | 0 | 0.00092308
[53 empty] | 0.027249 | 0.39196 | 0 | 0.39196 | 0.22813 | [5 empty] | 0.027249 | 0.39196 | 0 | 0.39196 | 0.22813 | [11 empty] | WLDFR | HFTD - Distribution - Tier 3 - 3QU CoRE ¦ 1QU LoRE | Non-Red Flag Warning - Small Fires | 2050 | 0 | 0.10007 | 0.04626 | 0.0020076 | 0.051804 | 0.035726 | 0.0072304 | 0 | 0.00025831 | 0.00025831 | 0 | 0.00096886 | 0.00096886 | 0 | 0.00096886
[53 empty] | 0.027249 | 0.39196 | 0 | 0.39196 | 0.2132 | [5 empty] | 0.027249 | 0.39196 | 0 | 0.39196 | 0.2132 | [11 empty] | WLDFR | HFTD - Distribution - Tier 3 - 3QU CoRE ¦ 1QU LoRE | Non-Red Flag Warning - Small Fires | 2051 | 0 | 0.10007 | 0.04626 | 0.0020076 | 0.051804 | 0.035726 | 0.0072304 | 0 | 0.00025831 | 0.00025831 | 0 | 0.00096886 | 0.00096886 | 0 | 0.00096886
[53 empty] | 0.027249 | 0.39196 | 0 | 0.39196 | 0.19926 | [5 empty] | 0.027249 | 0.39196 | 0 | 0.39196 | 0.19926 | [11 empty] | WLDFR | HFTD - Distribution - Tier 3 - 3QU CoRE ¦ 1QU LoRE | Non-Red Flag Warning - Small Fires | 2052 | 0 | 0.10007 | 0.04626 | 0.0020076 | 0.051804 | 0.035726 | 0.0072304 | 0 | 0.00025831 | 0.00025831 | 0 | 0.00096886 | 0.00096886 | 0 | 0.00096886
[53 empty] | 0.027249 | 0.39196 | 0 | 0.39196 | 0.18622 | [5 empty] | 0.027249 | 0.39196 | 0 | 0.39196 | 0.18622 | [11 empty] | WLDFR | HFTD - Distribution - Tier 3 - 3QU CoRE ¦ 1QU LoRE | Non-Red Flag Warning - Small Fires | 2053 | 0 | 0.10489 | 0.048274 | 0.002095 | 0.054525 | 0.037602 | 0.0072304 | 0 | 0.00027188 | 0.00027188 | 0 | 0.00096886 | 0.00096886 | 0 | 0.00096886
[53 empty] | 0.027249 | 0.41055 | 0 | 0.41055 | 0.18229 | [5 empty] | 0.027249 | 0.41055 | 0 | 0.41055 | 0.18229 | [11 empty] | WLDFR | HFTD - Distribution - Tier 3 - 3QU CoRE ¦ 1QU LoRE | Non-Red Flag Warning - Small Fires | 2054 | 0 | 0.10489 | 0.048274 | 0.002095 | 0.054525 | 0.037602 | 0.0072304 | 0 | 0.00027188 | 0.00027188 | 0 | 0.00096886 | 0.00096886 | 0 | 0.00096886
[53 empty] | 0.027249 | 0.41055 | 0 | 0.41055 | 0.17036 | [5 empty] | 0.027249 | 0.41055 | 0 | 0.41055 | 0.17036 | [11 empty] | WLDFR | HFTD - Distribution - Tier 3 - 3QU CoRE ¦ 1QU LoRE | Non-Red Flag Warning - Small Fires | 2055 | 0 | 0.10489 | 0.048274 | 0.002095 | 0.054525 | 0.037602 | 0.0072304 | 0 | 0.00027188 | 0.00027188 | 0 | 0.0010168 | 0.0010168 | 0 | 0.0010168
[53 empty] | 0.027249 | 0.41055 | 0 | 0.41055 | 0.15922 | [5 empty] | 0.027249 | 0.41055 | 0 | 0.41055 | 0.15922 | [11 empty] | WLDFR | HFTD - Distribution - Tier 3 - 3QU CoRE ¦ 1QU LoRE | Red Flag Warning - Catastrophic Fires | 2026 | 0 | 14664.6376 | 233.2301 | 8896.516 | 5534.8915 | 3817.0051 | 5.2747e-05 | 0 | 0.20134 | 0.20134 | 0 | 0.0010168 | 0.0010168 | 0 | 0.0010168
[53 empty] | 0.027249 | 0.41055 | 0 | 0.41055 | 0.1488 | [5 empty] | 0.027249 | 0.41055 | 0 | 0.41055 | 0.1488 | [11 empty] | WLDFR | HFTD - Distribution - Tier 3 - 3QU CoRE ¦ 1QU LoRE | Red Flag Warning - Catastrophic Fires | 2027 | 0 | 14664.6376 | 233.2301 | 8896.516 | 5534.8915 | 3817.0051 | 5.2747e-05 | 0 | 0.20134 | 0.20134 | 0 | 0.0010168 | 0.0010168 | 0 | 0.0010168
[53 empty] | 0.027249 | 0.41055 | 0 | 0.41055 | 0.13907 | [5 empty] | 0.027249 | 0.41055 | 0 | 0.41055 | 0.13907 | [11 empty] | WLDFR | HFTD - Distribution - Tier 3 - 3QU CoRE ¦ 1QU LoRE | Red Flag Warning - Catastrophic Fires | 2028 | 0 | 15317.9909 | 247.273 | 9287.6491 | 5783.0689 | 3988.1546 | 5.2747e-05 | 0 | 0.21036 | 0.21036 | 0 | 0.0010168 | 0.0010168 | 0 | 0.0010168
[53 empty] | 0.027249 | 0.43073 | 0 | 0.43073 | 0.13636 | [5 empty] | 0.027249 | 0.43073 | 0 | 0.43073 | 0.13636 | [11 empty] | WLDFR | HFTD - Distribution - Tier 3 - 3QU CoRE ¦ 1QU LoRE | Red Flag Warning - Catastrophic Fires | 2029 | 0 | 15317.9909 | 247.273 | 9287.6491 | 5783.0689 | 3988.1546 | 5.2747e-05 | 0 | 0.21036 | 0.21036 | 0 | 0 | 0.0010168 | 0 | 0.0010168
[53 empty] | 0.027249 | 0.43073 | 0 | 0.43073 | 0.12744 | [5 empty] | 0.027249 | 0.43073 | 0 | 0.43073 | 0.12744 | [11 empty] | WLDFR | HFTD - Distribution - Tier 3 - 3QU CoRE ¦ 1QU LoRE | Red Flag Warning - Catastrophic Fires | 2030 | 0 | 15317.9909 | 247.273 | 9287.6491 | 5783.0689 | 3988.1546 | 5.2747e-05 | 0 | 0.21036 | 0.21036 | 0 | 3.3206e-06 | 0 | 0 | 0
[53 empty] | 0.027249 | 0.43073 | 0 | 0.43073 | 0.1191 | [5 empty] | 0.027249 | 0.43073 | 0 | 0.43073 | 0.1191 | [11 empty] | WLDFR | HFTD - Distribution - Tier 3 - 3QU CoRE ¦ 1QU LoRE | Red Flag Warning - Catastrophic Fires | 2031 | 0 | 15317.9909 | 247.273 | 9287.6491 | 5783.0689 | 3988.1546 | 5.2747e-05 | 0 | 0.21036 | 0.21036 | 0 | 3.4692e-06 | 3.4692e-06 | 0 | 3.4692e-06
[53 empty] | 0.027249 | 0.43073 | 0 | 0.43073 | 0.11131 | [5 empty] | 0.027249 | 0.43073 | 0 | 0.43073 | 0.11131 | [11 empty] | WLDFR | HFTD - Distribution - Tier 3 - 3QU CoRE ¦ 1QU LoRE | Red Flag Warning - Catastrophic Fires | 2032 | 0 | 15317.9909 | 247.273 | 9287.6491 | 5783.0689 | 3988.1546 | 5.2747e-05 | 0 | 0.21036 | 0.21036 | 0 | 3.4692e-06 | 3.4692e-06 | 0 | 3.4692e-06
[53 empty] | 0.027249 | 0.43073 | 0 | 0.43073 | 0.10403 | [5 empty] | 0.027249 | 0.43073 | 0 | 0.43073 | 0.10403 | [11 empty] | WLDFR | HFTD - Distribution - Tier 3 - 3QU CoRE ¦ 1QU LoRE | Red Flag Warning - Catastrophic Fires | 2033 | 0 | 16044.1264 | 263.1074 | 9721.74 | 6059.2791 | 4178.6364 | 5.2747e-05 | 0 | 0.22041 | 0.22041 | 0 | 3.4692e-06 | 3.4692e-06 | 0 | 3.4692e-06
[53 empty] | 0.027249 | 0.45223 | 0 | 0.45223 | 0.10207 | [5 empty] | 0.027249 | 0.45223 | 0 | 0.45223 | 0.10207 | [11 empty] | WLDFR | HFTD - Distribution - Tier 3 - 3QU CoRE ¦ 1QU LoRE | Red Flag Warning - Catastrophic Fires | 2034 | 0 | 16044.1264 | 263.1074 | 9721.74 | 6059.2791 | 4178.6364 | 5.2747e-05 | 0 | 0.22041 | 0.22041 | 0 | 3.4692e-06 | 3.4692e-06 | 0 | 3.4692e-06
[53 empty] | 0.027249 | 0.45223 | 0 | 0.45223 | 0.095397 | [5 empty] | 0.027249 | 0.45223 | 0 | 0.45223 | 0.095397 | [11 empty] | WLDFR | HFTD - Distribution - Tier 3 - 3QU CoRE ¦ 1QU LoRE | Red Flag Warning - Catastrophic Fires | 2035 | 0 | 16044.1264 | 263.1074 | 9721.74 | 6059.2791 | 4178.6364 | 5.2747e-05 | 0 | 0.22041 | 0.22041 | 0 | 3.4692e-06 | 3.4692e-06 | 0 | 3.4692e-06
[53 empty] | 0.027249 | 0.45223 | 0 | 0.45223 | 0.089156 | [5 empty] | 0.027249 | 0.45223 | 0 | 0.45223 | 0.089156 | [11 empty] | WLDFR | HFTD - Distribution - Tier 3 - 3QU CoRE ¦ 1QU LoRE | Red Flag Warning - Catastrophic Fires | 2036 | 0 | 16044.1264 | 263.1074 | 9721.74 | 6059.2791 | 4178.6364 | 5.2747e-05 | 0 | 0.22041 | 0.22041 | 0 | 3.6605e-06 | 3.6605e-06 | 0 | 3.6605e-06
[53 empty] | 0.027249 | 0.45223 | 0 | 0.45223 | 0.083323 | [5 empty] | 0.027249 | 0.45223 | 0 | 0.45223 | 0.083323 | [11 empty] | WLDFR | HFTD - Distribution - Tier 3 - 3QU CoRE ¦ 1QU LoRE | Red Flag Warning - Catastrophic Fires | 2037 | 0 | 16044.1264 | 263.1074 | 9721.74 | 6059.2791 | 4178.6364 | 5.2747e-05 | 0 | 0.22041 | 0.22041 | 0 | 3.6605e-06 | 3.6605e-06 | 0 | 3.6605e-06
[53 empty] | 0.027249 | 0.45223 | 0 | 0.45223 | 0.077872 | [5 empty] | 0.027249 | 0.45223 | 0 | 0.45223 | 0.077872 | [11 empty] | WLDFR | HFTD - Distribution - Tier 3 - 3QU CoRE ¦ 1QU LoRE | Red Flag Warning - Catastrophic Fires | 2038 | 0 | 16832.3912 | 280.5544 | 10192.2718 | 6359.5651 | 4385.7214 | 5.2747e-05 | 0 | 0.23133 | 0.23133 | 0 | 3.6605e-06 | 3.6605e-06 | 0 | 3.6605e-06
[53 empty] | 0.027249 | 0.47477 | 0 | 0.47477 | 0.076405 | [5 empty] | 0.027249 | 0.47477 | 0 | 0.47477 | 0.076405 | [11 empty] | WLDFR | HFTD - Distribution - Tier 3 - 3QU CoRE ¦ 1QU LoRE | Red Flag Warning - Catastrophic Fires | 2039 | 0 | 16832.3912 | 280.5544 | 10192.2718 | 6359.5651 | 4385.7214 | 5.2747e-05 | 0 | 0.23133 | 0.23133 | 0 | 3.6605e-06 | 3.6605e-06 | 0 | 3.6605e-06
[53 empty] | 0.027249 | 0.47477 | 0 | 0.47477 | 0.071407 | [5 empty] | 0.027249 | 0.47477 | 0 | 0.47477 | 0.071407 | [11 empty] | WLDFR | HFTD - Distribution - Tier 3 - 3QU CoRE ¦ 1QU LoRE | Red Flag Warning - Catastrophic Fires | 2040 | 0 | 16832.3912 | 280.5544 | 10192.2718 | 6359.5651 | 4385.7214 | 5.2747e-05 | 0 | 0.23133 | 0.23133 | 0 | 3.6605e-06 | 3.6605e-06 | 0 | 3.6605e-06
[53 empty] | 0.027249 | 0.47477 | 0 | 0.47477 | 0.066735 | [5 empty] | 0.027249 | 0.47477 | 0 | 0.47477 | 0.066735 | [11 empty] | WLDFR | HFTD - Distribution - Tier 3 - 3QU CoRE ¦ 1QU LoRE | Red Flag Warning - Catastrophic Fires | 2041 | 0 | 16832.3912 | 280.5544 | 10192.2718 | 6359.5651 | 4385.7214 | 5.2747e-05 | 0 | 0.23133 | 0.23133 | 0 | 3.8782e-06 | 3.8782e-06 | 0 | 3.8782e-06
[53 empty] | 0.027249 | 0.47477 | 0 | 0.47477 | 0.06237 | [5 empty] | 0 | 0 | 0 | 0 | 0 | [11 empty] | WLDFR | HFTD - Distribution - Tier 3 - 3QU CoRE ¦ 1QU LoRE | Red Flag Warning - Catastrophic Fires | 2042 | 0 | 16832.3912 | 280.5544 | 10192.2718 | 6359.5651 | 4385.7214 | 5.2747e-05 | 0 | 0.23133 | 0.23133 | 0 | 3.8782e-06 | 3.8782e-06 | 0 | 3.8782e-06
[53 empty] | 0 | 0 | 0 | 0 | 0 | [5 empty] | 0 | 0 | 0 | 0 | 0 | [11 empty] | WLDFR | HFTD - Distribution - Tier 3 - 3QU CoRE ¦ 1QU LoRE | Red Flag Warning - Catastrophic Fires | 2043 | 0 | 17672.0852 | 299.42 | 10692.7362 | 6679.929 | 4606.6527 | 5.2747e-05 | 0 | 0.24299 | 0.24299 | 0 | 3.8782e-06 | 3.8782e-06 | 0 | 3.8782e-06
[53 empty] | 0 | 0 | 0 | 0 | 0 | [5 empty] | 0.012446 | 0.13643 | 0 | 0.13643 | 0.13643 | [11 empty] | WLDFR | HFTD - Distribution - Tier 3 - 3QU CoRE ¦ 1QU LoRE | Red Flag Warning - Catastrophic Fires | 2044 | 0 | 17672.0852 | 299.42 | 10692.7362 | 6679.929 | 4606.6527 | 5.2747e-05 | 0 | 0.24299 | 0.24299 | 0 | 3.8782e-06 | 3.8782e-06 | 0 | 3.8782e-06
[53 empty] | 0.012446 | 0.13643 | 0 | 0.13643 | 0.1275 | [5 empty] | 0.012446 | 0.13643 | 0 | 0.13643 | 0.1275 | [11 empty] | WLDFR | HFTD - Distribution - Tier 3 - 3QU CoRE ¦ 1QU LoRE | Red Flag Warning - Catastrophic Fires | 2045 | 0 | 17672.0852 | 299.42 | 10692.7362 | 6679.929 | 4606.6527 | 5.2747e-05 | 0 | 0.24299 | 0.24299 | 0 | 3.8782e-06 | 3.8782e-06 | 0 | 3.8782e-06
[53 empty] | 0.012446 | 0.14143 | 0 | 0.14143 | 0.12353 | [5 empty] | 0.012446 | 0.14143 | 0 | 0.14143 | 0.12353 | [11 empty] | WLDFR | HFTD - Distribution - Tier 3 - 3QU CoRE ¦ 1QU LoRE | Red Flag Warning - Catastrophic Fires | 2046 | 0 | 17672.0852 | 299.42 | 10692.7362 | 6679.929 | 4606.6527 | 5.2747e-05 | 0 | 0.24299 | 0.24299 | 0 | 4.1204e-06 | 4.1204e-06 | 0 | 4.1204e-06
[53 empty] | 0.012446 | 0.14143 | 0 | 0.14143 | 0.11545 | [5 empty] | 0.012446 | 0.14143 | 0 | 0.14143 | 0.11545 | [11 empty] | WLDFR | HFTD - Distribution - Tier 3 - 3QU CoRE ¦ 1QU LoRE | Red Flag Warning - Catastrophic Fires | 2047 | 0 | 17672.0852 | 299.42 | 10692.7362 | 6679.929 | 4606.6527 | 5.2747e-05 | 0 | 0.24299 | 0.24299 | 0 | 4.1204e-06 | 4.1204e-06 | 0 | 4.1204e-06
[53 empty] | 0.012446 | 0.14143 | 0 | 0.14143 | 0.1079 | [5 empty] | 0.012446 | 0.14143 | 0 | 0.14143 | 0.1079 | [11 empty] | WLDFR | HFTD - Distribution - Tier 3 - 3QU CoRE ¦ 1QU LoRE | Red Flag Warning - Catastrophic Fires | 2048 | 0 | 18552.3348 | 319.4911 | 11216.5626 | 7016.281 | 4838.6098 | 5.2747e-05 | 0 | 0.25522 | 0.25522 | 0 | 4.1204e-06 | 4.1204e-06 | 0 | 4.1204e-06
[53 empty] | 0.012446 | 0.14143 | 0 | 0.14143 | 0.10084 | [5 empty] | 0.012446 | 0.14143 | 0 | 0.14143 | 0.10084 | [11 empty] | WLDFR | HFTD - Distribution - Tier 3 - 3QU CoRE ¦ 1QU LoRE | Red Flag Warning - Catastrophic Fires | 2049 | 0 | 18552.3348 | 319.4911 | 11216.5626 | 7016.281 | 4838.6098 | 5.2747e-05 | 0 | 0.25522 | 0.25522 | 0 | 4.1204e-06 | 4.1204e-06 | 0 | 4.1204e-06
[53 empty] | 0.012446 | 0.14143 | 0 | 0.14143 | 0.094241 | [5 empty] | 0.012446 | 0.14143 | 0 | 0.14143 | 0.094241 | [11 empty] | WLDFR | HFTD - Distribution - Tier 3 - 3QU CoRE ¦ 1QU LoRE | Red Flag Warning - Catastrophic Fires | 2050 | 0 | 18552.3348 | 319.4911 | 11216.5626 | 7016.281 | 4838.6098 | 5.2747e-05 | 0 | 0.25522 | 0.25522 | 0 | 4.1204e-06 | 4.1204e-06 | 0 | 4.1204e-06
[53 empty] | 0.012446 | 0.14773 | 0 | 0.14773 | 0.092001 | [5 empty] | 0.012446 | 0.14773 | 0 | 0.14773 | 0.092001 | [11 empty] | WLDFR | HFTD - Distribution - Tier 3 - 3QU CoRE ¦ 1QU LoRE | Red Flag Warning - Catastrophic Fires | 2051 | 0 | 18552.3348 | 319.4911 | 11216.5626 | 7016.281 | 4838.6098 | 5.2747e-05 | 0 | 0.25522 | 0.25522 | 0 | 4.3854e-06 | 4.3854e-06 | 0 | 4.3854e-06
[53 empty] | 0.012446 | 0.14773 | 0 | 0.14773 | 0.085982 | [5 empty] | 0.012446 | 0.14773 | 0 | 0.14773 | 0.085982 | [11 empty] | WLDFR | HFTD - Distribution - Tier 3 - 3QU CoRE ¦ 1QU LoRE | Red Flag Warning - Catastrophic Fires | 2052 | 0 | 18552.3348 | 319.4911 | 11216.5626 | 7016.281 | 4838.6098 | 5.2747e-05 | 0 | 0.25522 | 0.25522 | 0 | 4.3854e-06 | 4.3854e-06 | 0 | 4.3854e-06
[53 empty] | 0.012446 | 0.14773 | 0 | 0.14773 | 0.080357 | [5 empty] | 0.012446 | 0.14773 | 0 | 0.14773 | 0.080357 | [11 empty] | WLDFR | HFTD - Distribution - Tier 3 - 3QU CoRE ¦ 1QU LoRE | Red Flag Warning - Catastrophic Fires | 2053 | 0 | 19462.1283 | 340.5356 | 11757.1413 | 7364.4514 | 5078.7171 | 5.2747e-05 | 0 | 0.26789 | 0.26789 | 0 | 4.3854e-06 | 4.3854e-06 | 0 | 4.3854e-06
[53 empty] | 0.012446 | 0.14773 | 0 | 0.14773 | 0.0751 | [5 empty] | 0.012446 | 0.14773 | 0 | 0.14773 | 0.0751 | [11 empty] | WLDFR | HFTD - Distribution - Tier 3 - 3QU CoRE ¦ 1QU LoRE | Red Flag Warning - Catastrophic Fires | 2054 | 0 | 19462.1283 | 340.5356 | 11757.1413 | 7364.4514 | 5078.7171 | 5.2747e-05 | 0 | 0.26789 | 0.26789 | 0 | 4.3854e-06 | 4.3854e-06 | 0 | 4.3854e-06
[53 empty] | 0.012446 | 0.14773 | 0 | 0.14773 | 0.070187 | [5 empty] | 0.012446 | 0.14773 | 0 | 0.14773 | 0.070187 | [11 empty] | WLDFR | HFTD - Distribution - Tier 3 - 3QU CoRE ¦ 1QU LoRE | Red Flag Warning - Catastrophic Fires | 2055 | 0 | 19462.1283 | 340.5356 | 11757.1413 | 7364.4514 | 5078.7171 | 5.2747e-05 | 0 | 0.26789 | 0.26789 | 0 | 4.3854e-06 | 4.3854e-06 | 0 | 4.3854e-06
[53 empty] | 0.012446 | 0.15474 | 0 | 0.15474 | 0.068707 | [5 empty] | 0.012446 | 0.15474 | 0 | 0.15474 | 0.068707 | [11 empty] | WLDFR | HFTD - Distribution - Tier 3 - 3QU CoRE ¦ 1QU LoRE | Red Flag Warning - Large Fires | 2026 | 0 | 5.475 | 0.71896 | 3.0715 | 1.6846 | 1.1617 | 4.7108e-05 | 0 | 5.4727e-05 | 5.4727e-05 | 0 | 4.6708e-06 | 4.6708e-06 | 0 | 4.6708e-06
[53 empty] | 0.012446 | 0.15474 | 0 | 0.15474 | 0.064212 | [5 empty] | 0.012446 | 0.15474 | 0 | 0.15474 | 0.064212 | [11 empty] | WLDFR | HFTD - Distribution - Tier 3 - 3QU CoRE ¦ 1QU LoRE | Red Flag Warning - Large Fires | 2027 | 0 | 5.475 | 0.71896 | 3.0715 | 1.6846 | 1.1617 | 4.7108e-05 | 0 | 5.4727e-05 | 5.4727e-05 | 0 | 4.6708e-06 | 4.6708e-06 | 0 | 4.6708e-06
[53 empty] | 0.012446 | 0.15474 | 0 | 0.15474 | 0.060012 | [5 empty] | 0.012446 | 0.15474 | 0 | 0.15474 | 0.060012 | [11 empty] | WLDFR | HFTD - Distribution - Tier 3 - 3QU CoRE ¦ 1QU LoRE | Red Flag Warning - Large Fires | 2028 | 0 | 5.777 | 0.74734 | 3.238 | 1.7917 | 1.2356 | 4.7108e-05 | 0 | 5.8208e-05 | 5.8208e-05 | 0 | 4.6708e-06 | 4.6708e-06 | 0 | 4.6708e-06
[53 empty] | 0.012446 | 0.15474 | 0 | 0.15474 | 0.056086 | [5 empty] | 0.012446 | 0.15474 | 0 | 0.15474 | 0.056086 | [11 empty] | WLDFR | HFTD - Distribution - Tier 3 - 3QU CoRE ¦ 1QU LoRE | Red Flag Warning - Large Fires | 2029 | 0 | 5.777 | 0.74734 | 3.238 | 1.7917 | 1.2356 | 4.7108e-05 | 0 | 5.8208e-05 | 5.8208e-05 | 0 | 4.6708e-06 | 4.6708e-06 | 0 | 4.6708e-06
[53 empty] | 0.012446 | 0.15474 | 0 | 0.15474 | 0.052416 | [5 empty] | 0.012446 | 0.15474 | 0 | 0.15474 | 0.052416 | [11 empty] | WLDFR | HFTD - Distribution - Tier 3 - 3QU CoRE ¦ 1QU LoRE | Red Flag Warning - Large Fires | 2030 | 0 | 5.777 | 0.74734 | 3.238 | 1.7917 | 1.2356 | 4.7108e-05 | 0 | 5.8208e-05 | 5.8208e-05 | 0 | 0 | 4.6708e-06 | 0 | 4.6708e-06
[53 empty] | 0.012446 | 0.16235 | 0 | 0.16235 | 0.051396 | [5 empty] | 0.012446 | 0.16235 | 0 | 0.16235 | 0.051396 | [11 empty] | WLDFR | HFTD - Distribution - Tier 3 - 3QU CoRE ¦ 1QU LoRE | Red Flag Warning - Large Fires | 2031 | 0 | 5.777 | 0.74734 | 3.238 | 1.7917 | 1.2356 | 4.7108e-05 | 0 | 5.8208e-05 | 5.8208e-05 | 0 | 9.478e-06 | 0 | 0 | 0
[53 empty] | 0.012446 | 0.16235 | 0 | 0.16235 | 0.048034 | [5 empty] | 0.012446 | 0.16235 | 0 | 0.16235 | 0.048034 | [11 empty] | WLDFR | HFTD - Distribution - Tier 3 - 3QU CoRE ¦ 1QU LoRE | Red Flag Warning - Large Fires | 2032 | 0 | 5.777 | 0.74734 | 3.238 | 1.7917 | 1.2356 | 4.7108e-05 | 0 | 5.8208e-05 | 5.8208e-05 | 0 | 9.7831e-06 | 9.7831e-06 | 0 | 9.7831e-06
[53 empty] | 0.012446 | 0.16235 | 0 | 0.16235 | 0.044891 | [5 empty] | 0.012446 | 0.16235 | 0 | 0.16235 | 0.044891 | [11 empty] | WLDFR | HFTD - Distribution - Tier 3 - 3QU CoRE ¦ 1QU LoRE | Red Flag Warning - Large Fires | 2033 | 0 | 6.1205 | 0.77885 | 3.4265 | 1.9151 | 1.3207 | 4.7108e-05 | 0 | 6.2217e-05 | 6.2217e-05 | 0 | 9.7831e-06 | 9.7831e-06 | 0 | 9.7831e-06
[53 empty] | 0.012446 | 0.16235 | 0 | 0.16235 | 0.041955 | [5 empty] | 0.012446 | 0.16235 | 0 | 0.16235 | 0.041955 | [11 empty] | WLDFR | HFTD - Distribution - Tier 3 - 3QU CoRE ¦ 1QU LoRE | Red Flag Warning - Large Fires | 2034 | 0 | 6.1205 | 0.77885 | 3.4265 | 1.9151 | 1.3207 | 4.7108e-05 | 0 | 6.2217e-05 | 6.2217e-05 | 0 | 9.7831e-06 | 9.7831e-06 | 0 | 9.7831e-06
[53 empty] | 0.012446 | 0.16235 | 0 | 0.16235 | 0.03921 | [5 empty] | 0.012446 | 0.16235 | 0 | 0.16235 | 0.03921 | [11 empty] | WLDFR | HFTD - Distribution - Tier 3 - 3QU CoRE ¦ 1QU LoRE | Red Flag Warning - Large Fires | 2035 | 0 | 6.1205 | 0.77885 | 3.4265 | 1.9151 | 1.3207 | 4.7108e-05 | 0 | 6.2217e-05 | 6.2217e-05 | 0 | 9.7831e-06 | 9.7831e-06 | 0 | 9.7831e-06
[53 empty] | 0.012446 | 0.17046 | 0 | 0.17046 | 0.038475 | [5 empty] | 0.012446 | 0.17046 | 0 | 0.17046 | 0.038475 | [11 empty] | WLDFR | HFTD - Distribution - Tier 3 - 3QU CoRE ¦ 1QU LoRE | Red Flag Warning - Large Fires | 2036 | 0 | 6.1205 | 0.77885 | 3.4265 | 1.9151 | 1.3207 | 4.7108e-05 | 0 | 6.2217e-05 | 6.2217e-05 | 0 | 9.7831e-06 | 9.7831e-06 | 0 | 9.7831e-06
[53 empty] | 0.012446 | 0.17046 | 0 | 0.17046 | 0.035958 | [5 empty] | 0.012446 | 0.17046 | 0 | 0.17046 | 0.035958 | [11 empty] | WLDFR | HFTD - Distribution - Tier 3 - 3QU CoRE ¦ 1QU LoRE | Red Flag Warning - Large Fires | 2037 | 0 | 6.1205 | 0.77885 | 3.4265 | 1.9151 | 1.3207 | 4.7108e-05 | 0 | 6.2217e-05 | 6.2217e-05 | 0 | 1.0172e-05 | 1.0172e-05 | 0 | 1.0172e-05
[53 empty] | 0.012446 | 0.17046 | 0 | 0.17046 | 0.033605 | [5 empty] | 0.012446 | 0.17046 | 0 | 0.17046 | 0.033605 | [11 empty] | WLDFR | HFTD - Distribution - Tier 3 - 3QU CoRE ¦ 1QU LoRE | Red Flag Warning - Large Fires | 2038 | 0 | 6.5028 | 0.81304 | 3.6355 | 2.0543 | 1.4167 | 4.7108e-05 | 0 | 6.6736e-05 | 6.6736e-05 | 0 | 1.0172e-05 | 1.0172e-05 | 0 | 1.0172e-05
[53 empty] | 0.012446 | 0.17046 | 0 | 0.17046 | 0.031407 | [5 empty] | 0.012446 | 0.17046 | 0 | 0.17046 | 0.031407 | [11 empty] | WLDFR | HFTD - Distribution - Tier 3 - 3QU CoRE ¦ 1QU LoRE | Red Flag Warning - Large Fires | 2039 | 0 | 6.5028 | 0.81304 | 3.6355 | 2.0543 | 1.4167 | 4.7108e-05 | 0 | 6.6736e-05 | 6.6736e-05 | 0 | 1.0172e-05 | 1.0172e-05 | 0 | 1.0172e-05
[53 empty] | 0.012446 | 0.17046 | 0 | 0.17046 | 0.029352 | [5 empty] | 0.012446 | 0.17046 | 0 | 0.17046 | 0.029352 | [11 empty] | WLDFR | HFTD - Distribution - Tier 3 - 3QU CoRE ¦ 1QU LoRE | Red Flag Warning - Large Fires | 2040 | 0 | 6.5028 | 0.81304 | 3.6355 | 2.0543 | 1.4167 | 4.7108e-05 | 0 | 6.6736e-05 | 6.6736e-05 | 0 | 1.0172e-05 | 1.0172e-05 | 0 | 1.0172e-05
[53 empty] | 0.012446 | 0.17896 | 0 | 0.17896 | 0.0288 | [5 empty] | 0.012446 | 0.17896 | 0 | 0.17896 | 0.0288 | [11 empty] | WLDFR | HFTD - Distribution - Tier 3 - 3QU CoRE ¦ 1QU LoRE | Red Flag Warning - Large Fires | 2041 | 0 | 6.5028 | 0.81304 | 3.6355 | 2.0543 | 1.4167 | 4.7108e-05 | 0 | 6.6736e-05 | 6.6736e-05 | 0 | 1.0172e-05 | 1.0172e-05 | 0 | 1.0172e-05
[53 empty] | 0.012446 | 0.17896 | 0 | 0.17896 | 0.026916 | [5 empty] | 0.012446 | 0.17896 | 0 | 0.17896 | 0.026916 | [11 empty] | WLDFR | HFTD - Distribution - Tier 3 - 3QU CoRE ¦ 1QU LoRE | Red Flag Warning - Large Fires | 2042 | 0 | 6.5028 | 0.81304 | 3.6355 | 2.0543 | 1.4167 | 4.7108e-05 | 0 | 6.6736e-05 | 6.6736e-05 | 0 | 1.0611e-05 | 1.0611e-05 | 0 | 1.0611e-05
[53 empty] | 0.012446 | 0.17896 | 0 | 0.17896 | 0.025155 | [5 empty] | 0.012446 | 0.17896 | 0 | 0.17896 | 0.025155 | [11 empty] | WLDFR | HFTD - Distribution - Tier 3 - 3QU CoRE ¦ 1QU LoRE | Red Flag Warning - Large Fires | 2043 | 0 | 6.9209 | 0.84944 | 3.8632 | 2.2083 | 1.5229 | 4.7108e-05 | 0 | 7.1741e-05 | 7.1741e-05 | 0 | 1.0611e-05 | 1.0611e-05 | 0 | 1.0611e-05
[53 empty] | 0.012446 | 0.17896 | 0 | 0.17896 | 0.023509 | [5 empty] | 0 | 0 | 0 | 0 | 0 | [11 empty] | WLDFR | HFTD - Distribution - Tier 3 - 3QU CoRE ¦ 1QU LoRE | Red Flag Warning - Large Fires | 2044 | 0 | 6.9209 | 0.84944 | 3.8632 | 2.2083 | 1.5229 | 4.7108e-05 | 0 | 7.1741e-05 | 7.1741e-05 | 0 | 1.0611e-05 | 1.0611e-05 | 0 | 1.0611e-05
[53 empty] | 0 | 0 | 0 | 0 | 0 | [5 empty] | 0 | 0 | 0 | 0 | 0 | [11 empty] | WLDFR | HFTD - Distribution - Tier 3 - 3QU CoRE ¦ 1QU LoRE | Red Flag Warning - Large Fires | 2045 | 0 | 6.9209 | 0.84944 | 3.8632 | 2.2083 | 1.5229 | 4.7108e-05 | 0 | 7.1741e-05 | 7.1741e-05 | 0 | 1.0611e-05 | 1.0611e-05 | 0 | 1.0611e-05
[53 empty] | 0 | 0 | 0 | 0 | 0 | [5 empty] | 0.0084492 | 0.096486 | 0 | 0.096486 | 0.096486 | [11 empty] | WLDFR | HFTD - Distribution - Tier 3 - 3QU CoRE ¦ 1QU LoRE | Red Flag Warning - Large Fires | 2046 | 0 | 6.9209 | 0.84944 | 3.8632 | 2.2083 | 1.5229 | 4.7108e-05 | 0 | 7.1741e-05 | 7.1741e-05 | 0 | 1.0611e-05 | 1.0611e-05 | 0 | 1.0611e-05
[53 empty] | 0.0084492 | 0.096486 | 0 | 0.096486 | 0.090174 | [5 empty] | 0.0084492 | 0.096486 | 0 | 0.096486 | 0.090174 | [11 empty] | WLDFR | HFTD - Distribution - Tier 3 - 3QU CoRE ¦ 1QU LoRE | Red Flag Warning - Large Fires | 2047 | 0 | 6.9209 | 0.84944 | 3.8632 | 2.2083 | 1.5229 | 4.7108e-05 | 0 | 7.1741e-05 | 7.1741e-05 | 0 | 1.1094e-05 | 1.1094e-05 | 0 | 1.1094e-05
[53 empty] | 0.0084492 | 0.10002 | 0 | 0.10002 | 0.087364 | [5 empty] | 0.0084492 | 0.10002 | 0 | 0.10002 | 0.087364 | [11 empty] | WLDFR | HFTD - Distribution - Tier 3 - 3QU CoRE ¦ 1QU LoRE | Red Flag Warning - Large Fires | 2048 | 0 | 7.3713 | 0.88759 | 4.1075 | 2.3763 | 1.6388 | 4.7108e-05 | 0 | 7.7199e-05 | 7.7199e-05 | 0 | 1.1094e-05 | 1.1094e-05 | 0 | 1.1094e-05
[53 empty] | 0.0084492 | 0.10002 | 0 | 0.10002 | 0.081649 | [5 empty] | 0.0084492 | 0.10002 | 0 | 0.10002 | 0.081649 | [11 empty] | WLDFR | HFTD - Distribution - Tier 3 - 3QU CoRE ¦ 1QU LoRE | Red Flag Warning - Large Fires | 2049 | 0 | 7.3713 | 0.88759 | 4.1075 | 2.3763 | 1.6388 | 4.7108e-05 | 0 | 7.7199e-05 | 7.7199e-05 | 0 | 1.1094e-05 | 1.1094e-05 | 0 | 1.1094e-05
[53 empty] | 0.0084492 | 0.10002 | 0 | 0.10002 | 0.076307 | [5 empty] | 0.0084492 | 0.10002 | 0 | 0.10002 | 0.076307 | [11 empty] | WLDFR | HFTD - Distribution - Tier 3 - 3QU CoRE ¦ 1QU LoRE | Red Flag Warning - Large Fires | 2050 | 0 | 7.3713 | 0.88759 | 4.1075 | 2.3763 | 1.6388 | 4.7108e-05 | 0 | 7.7199e-05 | 7.7199e-05 | 0 | 1.1094e-05 | 1.1094e-05 | 0 | 1.1094e-05
[53 empty] | 0.0084492 | 0.10002 | 0 | 0.10002 | 0.071315 | [5 empty] | 0.0084492 | 0.10002 | 0 | 0.10002 | 0.071315 | [11 empty] | WLDFR | HFTD - Distribution - Tier 3 - 3QU CoRE ¦ 1QU LoRE | Red Flag Warning - Large Fires | 2051 | 0 | 7.3713 | 0.88759 | 4.1075 | 2.3763 | 1.6388 | 4.7108e-05 | 0 | 7.7199e-05 | 7.7199e-05 | 0 | 1.1094e-05 | 1.1094e-05 | 0 | 1.1094e-05
[53 empty] | 0.0084492 | 0.10002 | 0 | 0.10002 | 0.06665 | [5 empty] | 0.0084492 | 0.10002 | 0 | 0.10002 | 0.06665 | [11 empty] | WLDFR | HFTD - Distribution - Tier 3 - 3QU CoRE ¦ 1QU LoRE | Red Flag Warning - Large Fires | 2052 | 0 | 7.3713 | 0.88759 | 4.1075 | 2.3763 | 1.6388 | 4.7108e-05 | 0 | 7.7199e-05 | 7.7199e-05 | 0 | 1.1618e-05 | 1.1618e-05 | 0 | 1.1618e-05
[53 empty] | 0.0084492 | 0.10448 | 0 | 0.10448 | 0.065066 | [5 empty] | 0.0084492 | 0.10448 | 0 | 0.10448 | 0.065066 | [11 empty] | WLDFR | HFTD - Distribution - Tier 3 - 3QU CoRE ¦ 1QU LoRE | Red Flag Warning - Large Fires | 2053 | 0 | 7.8503 | 0.92702 | 4.3664 | 2.5569 | 1.7633 | 4.7108e-05 | 0 | 8.3065e-05 | 8.3065e-05 | 0 | 1.1618e-05 | 1.1618e-05 | 0 | 1.1618e-05
[53 empty] | 0.0084492 | 0.10448 | 0 | 0.10448 | 0.06081 | [5 empty] | 0.0084492 | 0.10448 | 0 | 0.10448 | 0.06081 | [11 empty] | WLDFR | HFTD - Distribution - Tier 3 - 3QU CoRE ¦ 1QU LoRE | Red Flag Warning - Large Fires | 2054 | 0 | 7.8503 | 0.92702 | 4.3664 | 2.5569 | 1.7633 | 4.7108e-05 | 0 | 8.3065e-05 | 8.3065e-05 | 0 | 1.1618e-05 | 1.1618e-05 | 0 | 1.1618e-05
[53 empty] | 0.0084492 | 0.10448 | 0 | 0.10448 | 0.056831 | [5 empty] | 0.0084492 | 0.10448 | 0 | 0.10448 | 0.056831 | [11 empty] | WLDFR | HFTD - Distribution - Tier 3 - 3QU CoRE ¦ 1QU LoRE | Red Flag Warning - Large Fires | 2055 | 0 | 7.8503 | 0.92702 | 4.3664 | 2.5569 | 1.7633 | 4.7108e-05 | 0 | 8.3065e-05 | 8.3065e-05 | 0 | 1.1618e-05 | 1.1618e-05 | 0 | 1.1618e-05
[53 empty] | 0.0084492 | 0.10448 | 0 | 0.10448 | 0.053114 | [5 empty] | 0.0084492 | 0.10448 | 0 | 0.10448 | 0.053114 | [11 empty] | WLDFR | HFTD - Distribution - Tier 3 - 3QU CoRE ¦ 1QU LoRE | Red Flag Warning - Small Fires | 2026 | 0 | 0.080408 | 0.03759 | 0.0016314 | 0.041187 | 0.028403 | 0.0012162 | 0 | 3.4545e-05 | 3.4545e-05 | 0 | 1.1618e-05 | 1.1618e-05 | 0 | 1.1618e-05
[53 empty] | 0.0084492 | 0.10448 | 0 | 0.10448 | 0.049639 | [5 empty] | 0.0084492 | 0.10448 | 0 | 0.10448 | 0.049639 | [11 empty] | WLDFR | HFTD - Distribution - Tier 3 - 3QU CoRE ¦ 1QU LoRE | Red Flag Warning - Small Fires | 2027 | 0 | 0.080408 | 0.03759 | 0.0016314 | 0.041187 | 0.028403 | 0.0012162 | 0 | 3.4545e-05 | 3.4545e-05 | 0 | 1.2176e-05 | 1.2176e-05 | 0 | 1.2176e-05
[53 empty] | 0.0084492 | 0.10944 | 0 | 0.10944 | 0.048592 | [5 empty] | 0.0084492 | 0.10944 | 0 | 0.10944 | 0.048592 | [11 empty] | WLDFR | HFTD - Distribution - Tier 3 - 3QU CoRE ¦ 1QU LoRE | Red Flag Warning - Small Fires | 2028 | 0 | 0.083606 | 0.039055 | 0.001695 | 0.042856 | 0.029555 | 0.0012162 | 0 | 3.5945e-05 | 3.5945e-05 | 0 | 1.2176e-05 | 1.2176e-05 | 0 | 1.2176e-05
[53 empty] | 0.0084492 | 0.10944 | 0 | 0.10944 | 0.045413 | [5 empty] | 0.0084492 | 0.10944 | 0 | 0.10944 | 0.045413 | [11 empty] | WLDFR | HFTD - Distribution - Tier 3 - 3QU CoRE ¦ 1QU LoRE | Red Flag Warning - Small Fires | 2029 | 0 | 0.083606 | 0.039055 | 0.001695 | 0.042856 | 0.029555 | 0.0012162 | 0 | 3.5945e-05 | 3.5945e-05 | 0 | 1.2176e-05 | 1.2176e-05 | 0 | 1.2176e-05
[53 empty] | 0.0084492 | 0.10944 | 0 | 0.10944 | 0.042442 | [5 empty] | 0.0084492 | 0.10944 | 0 | 0.10944 | 0.042442 | [11 empty] | WLDFR | HFTD - Distribution - Tier 3 - 3QU CoRE ¦ 1QU LoRE | Red Flag Warning - Small Fires | 2030 | 0 | 0.083606 | 0.039055 | 0.001695 | 0.042856 | 0.029555 | 0.0012162 | 0 | 3.5945e-05 | 3.5945e-05 | 0 | 1.2176e-05 | 1.2176e-05 | 0 | 1.2176e-05
[53 empty] | 0.0084492 | 0.10944 | 0 | 0.10944 | 0.039666 | [5 empty] | 0.0084492 | 0.10944 | 0 | 0.10944 | 0.039666 | [11 empty] | WLDFR | HFTD - Distribution - Tier 3 - 3QU CoRE ¦ 1QU LoRE | Red Flag Warning - Small Fires | 2031 | 0 | 0.083606 | 0.039055 | 0.001695 | 0.042856 | 0.029555 | 0.0012162 | 0 | 3.5945e-05 | 3.5945e-05 | 0 | 0 | 1.2176e-05 | 0 | 1.2176e-05
[53 empty] | 0.0084492 | 0.10944 | 0 | 0.10944 | 0.037071 | [5 empty] | 0.0084492 | 0.10944 | 0 | 0.10944 | 0.037071 | [11 empty] | WLDFR | HFTD - Distribution - Tier 3 - 3QU CoRE ¦ 1QU LoRE | Red Flag Warning - Small Fires | 2032 | 0 | 0.083606 | 0.039055 | 0.001695 | 0.042856 | 0.029555 | 0.0012162 | 0 | 3.5945e-05 | 3.5945e-05 | 0 | 0.030789 | 0 | 0 | 0
[53 empty] | 0.0084492 | 0.11482 | 0 | 0.11482 | 0.036349 | [5 empty] | 0.0084492 | 0.11482 | 0 | 0.11482 | 0.036349 | [11 empty] | WLDFR | HFTD - Distribution - Tier 3 - 3QU CoRE ¦ 1QU LoRE | Red Flag Warning - Small Fires | 2033 | 0 | 0.087211 | 0.040679 | 0.0017655 | 0.044766 | 0.030872 | 0.0012162 | 0 | 3.7547e-05 | 3.7547e-05 | 0 | 0.031918 | 0.031918 | 0 | 0.031918
[53 empty] | 0.0084492 | 0.11482 | 0 | 0.11482 | 0.033971 | [5 empty] | 0.0084492 | 0.11482 | 0 | 0.11482 | 0.033971 | [11 empty] | WLDFR | HFTD - Distribution - Tier 3 - 3QU CoRE ¦ 1QU LoRE | Red Flag Warning - Small Fires | 2034 | 0 | 0.087211 | 0.040679 | 0.0017655 | 0.044766 | 0.030872 | 0.0012162 | 0 | 3.7547e-05 | 3.7547e-05 | 0 | 0.031918 | 0.031918 | 0 | 0.031918
[53 empty] | 0.0084492 | 0.11482 | 0 | 0.11482 | 0.031749 | [5 empty] | 0.0084492 | 0.11482 | 0 | 0.11482 | 0.031749 | [11 empty] | WLDFR | HFTD - Distribution - Tier 3 - 3QU CoRE ¦ 1QU LoRE | Red Flag Warning - Small Fires | 2035 | 0 | 0.087211 | 0.040679 | 0.0017655 | 0.044766 | 0.030872 | 0.0012162 | 0 | 3.7547e-05 | 3.7547e-05 | 0 | 0.031918 | 0.031918 | 0 | 0.031918
[53 empty] | 0.0084492 | 0.11482 | 0 | 0.11482 | 0.029672 | [5 empty] | 0.0084492 | 0.11482 | 0 | 0.11482 | 0.029672 | [11 empty] | WLDFR | HFTD - Distribution - Tier 3 - 3QU CoRE ¦ 1QU LoRE | Red Flag Warning - Small Fires | 2036 | 0 | 0.087211 | 0.040679 | 0.0017655 | 0.044766 | 0.030872 | 0.0012162 | 0 | 3.7547e-05 | 3.7547e-05 | 0 | 0.031918 | 0.031918 | 0 | 0.031918
[53 empty] | 0.0084492 | 0.11482 | 0 | 0.11482 | 0.027731 | [5 empty] | 0.0084492 | 0.11482 | 0 | 0.11482 | 0.027731 | [11 empty] | WLDFR | HFTD - Distribution - Tier 3 - 3QU CoRE ¦ 1QU LoRE | Red Flag Warning - Small Fires | 2037 | 0 | 0.087211 | 0.040679 | 0.0017655 | 0.044766 | 0.030872 | 0.0012162 | 0 | 3.7547e-05 | 3.7547e-05 | 0 | 0.031918 | 0.031918 | 0 | 0.031918
[53 empty] | 0.0084492 | 0.12055 | 0 | 0.12055 | 0.027211 | [5 empty] | 0.0084492 | 0.12055 | 0 | 0.12055 | 0.027211 | [11 empty] | WLDFR | HFTD - Distribution - Tier 3 - 3QU CoRE ¦ 1QU LoRE | Red Flag Warning - Small Fires | 2038 | 0 | 0.091184 | 0.042438 | 0.0018418 | 0.046905 | 0.032347 | 0.0012162 | 0 | 3.9341e-05 | 3.9341e-05 | 0 | 0.03334 | 0.03334 | 0 | 0.03334
[53 empty] | 0.0084492 | 0.12055 | 0 | 0.12055 | 0.025431 | [5 empty] | 0.0084492 | 0.12055 | 0 | 0.12055 | 0.025431 | [11 empty] | WLDFR | HFTD - Distribution - Tier 3 - 3QU CoRE ¦ 1QU LoRE | Red Flag Warning - Small Fires | 2039 | 0 | 0.091184 | 0.042438 | 0.0018418 | 0.046905 | 0.032347 | 0.0012162 | 0 | 3.9341e-05 | 3.9341e-05 | 0 | 0.03334 | 0.03334 | 0 | 0.03334
[53 empty] | 0.0084492 | 0.12055 | 0 | 0.12055 | 0.023767 | [5 empty] | 0.0084492 | 0.12055 | 0 | 0.12055 | 0.023767 | [11 empty] | WLDFR | HFTD - Distribution - Tier 3 - 3QU CoRE ¦ 1QU LoRE | Red Flag Warning - Small Fires | 2040 | 0 | 0.091184 | 0.042438 | 0.0018418 | 0.046905 | 0.032347 | 0.0012162 | 0 | 3.9341e-05 | 3.9341e-05 | 0 | 0.03334 | 0.03334 | 0 | 0.03334
[53 empty] | 0.0084492 | 0.12055 | 0 | 0.12055 | 0.022212 | [5 empty] | 0.0084492 | 0.12055 | 0 | 0.12055 | 0.022212 | [11 empty] | WLDFR | HFTD - Distribution - Tier 3 - 3QU CoRE ¦ 1QU LoRE | Red Flag Warning - Small Fires | 2041 | 0 | 0.091184 | 0.042438 | 0.0018418 | 0.046905 | 0.032347 | 0.0012162 | 0 | 3.9341e-05 | 3.9341e-05 | 0 | 0.03334 | 0.03334 | 0 | 0.03334
[53 empty] | 0.0084492 | 0.12055 | 0 | 0.12055 | 0.020759 | [5 empty] | 0.0084492 | 0.12055 | 0 | 0.12055 | 0.020759 | [11 empty] | WLDFR | HFTD - Distribution - Tier 3 - 3QU CoRE ¦ 1QU LoRE | Red Flag Warning - Small Fires | 2042 | 0 | 0.091184 | 0.042438 | 0.0018418 | 0.046905 | 0.032347 | 0.0012162 | 0 | 3.9341e-05 | 3.9341e-05 | 0 | 0.03334 | 0.03334 | 0 | 0.03334
[53 empty] | 0.0084492 | 0.12657 | 0 | 0.12657 | 0.020369 | [5 empty] | 0.0084492 | 0.12657 | 0 | 0.12657 | 0.020369 | [11 empty] | WLDFR | HFTD - Distribution - Tier 3 - 3QU CoRE ¦ 1QU LoRE | Red Flag Warning - Small Fires | 2043 | 0 | 0.095486 | 0.044306 | 0.0019228 | 0.049257 | 0.033969 | 0.0012162 | 0 | 4.1313e-05 | 4.1313e-05 | 0 | 0.03492 | 0.03492 | 0 | 0.03492
[53 empty] | 0.0084492 | 0.12657 | 0 | 0.12657 | 0.019036 | [5 empty] | 0.0084492 | 0.12657 | 0 | 0.12657 | 0.019036 | [11 empty] | WLDFR | HFTD - Distribution - Tier 3 - 3QU CoRE ¦ 1QU LoRE | Red Flag Warning - Small Fires | 2044 | 0 | 0.095486 | 0.044306 | 0.0019228 | 0.049257 | 0.033969 | 0.0012162 | 0 | 4.1313e-05 | 4.1313e-05 | 0 | 0.03492 | 0.03492 | 0 | 0.03492
[53 empty] | 0.0084492 | 0.12657 | 0 | 0.12657 | 0.017791 | [5 empty] | 0.0084492 | 0.12657 | 0 | 0.12657 | 0.017791 | [11 empty] | WLDFR | HFTD - Distribution - Tier 3 - 3QU CoRE ¦ 1QU LoRE | Red Flag Warning - Small Fires | 2045 | 0 | 0.095486 | 0.044306 | 0.0019228 | 0.049257 | 0.033969 | 0.0012162 | 0 | 4.1313e-05 | 4.1313e-05 | 0 | 0.03492 | 0.03492 | 0 | 0.03492
[53 empty] | 0.0084492 | 0.12657 | 0 | 0.12657 | 0.016627 | [5 empty] | 0 | 0 | 0 | 0 | 0 | [11 empty] | WLDFR | HFTD - Distribution - Tier 3 - 3QU CoRE ¦ 1QU LoRE | Red Flag Warning - Small Fires | 2046 | 0 | 0.095486 | 0.044306 | 0.0019228 | 0.049257 | 0.033969 | 0.0012162 | 0 | 4.1313e-05 | 4.1313e-05 | 0 | 0.03492 | 0.03492 | 0 | 0.03492
[53 empty] | 0 | 0 | 0 | 0 | 0 | [5 empty] | 0 | 0 | 0 | 0 | 0 | [11 empty] | WLDFR | HFTD - Distribution - Tier 3 - 3QU CoRE ¦ 1QU LoRE | Red Flag Warning - Small Fires | 2047 | 0 | 0.095486 | 0.044306 | 0.0019228 | 0.049257 | 0.033969 | 0.0012162 | 0 | 4.1313e-05 | 4.1313e-05 | 0 | 0.03492 | 0.03492 | 0 | 0.03492
[53 empty] | 0 | 0 | 0 | 0 | 0 | [5 empty] | 0.006791 | 0.092788 | 0 | 0.092788 | 0.092788 | [11 empty] | WLDFR | HFTD - Distribution - Tier 3 - 3QU CoRE ¦ 1QU LoRE | Red Flag Warning - Small Fires | 2048 | 0 | 0.10007 | 0.04626 | 0.0020076 | 0.051804 | 0.035726 | 0.0012162 | 0 | 4.345e-05 | 4.345e-05 | 0 | 0.036636 | 0.036636 | 0 | 0.036636
[53 empty] | 0.006791 | 0.092788 | 0 | 0.092788 | 0.086718 | [5 empty] | 0.006791 | 0.092788 | 0 | 0.092788 | 0.086718 | [11 empty] | WLDFR | HFTD - Distribution - Tier 3 - 3QU CoRE ¦ 1QU LoRE | Red Flag Warning - Small Fires | 2049 | 0 | 0.10007 | 0.04626 | 0.0020076 | 0.051804 | 0.035726 | 0.0012162 | 0 | 4.345e-05 | 4.345e-05 | 0 | 0.036636 | 0.036636 | 0 | 0.036636
[53 empty] | 0.006791 | 0.09619 | 0 | 0.09619 | 0.084016 | [5 empty] | 0.006791 | 0.09619 | 0 | 0.09619 | 0.084016 | [11 empty] | WLDFR | HFTD - Distribution - Tier 3 - 3QU CoRE ¦ 1QU LoRE | Red Flag Warning - Small Fires | 2050 | 0 | 0.10007 | 0.04626 | 0.0020076 | 0.051804 | 0.035726 | 0.0012162 | 0 | 4.345e-05 | 4.345e-05 | 0 | 0.036636 | 0.036636 | 0 | 0.036636
[53 empty] | 0.006791 | 0.09619 | 0 | 0.09619 | 0.07852 | [5 empty] | 0.006791 | 0.09619 | 0 | 0.09619 | 0.07852 | [11 empty] | WLDFR | HFTD - Distribution - Tier 3 - 3QU CoRE ¦ 1QU LoRE | Red Flag Warning - Small Fires | 2051 | 0 | 0.10007 | 0.04626 | 0.0020076 | 0.051804 | 0.035726 | 0.0012162 | 0 | 4.345e-05 | 4.345e-05 | 0 | 0.036636 | 0.036636 | 0 | 0.036636
[53 empty] | 0.006791 | 0.09619 | 0 | 0.09619 | 0.073383 | [5 empty] | 0.006791 | 0.09619 | 0 | 0.09619 | 0.073383 | [11 empty] | WLDFR | HFTD - Distribution - Tier 3 - 3QU CoRE ¦ 1QU LoRE | Red Flag Warning - Small Fires | 2052 | 0 | 0.10007 | 0.04626 | 0.0020076 | 0.051804 | 0.035726 | 0.0012162 | 0 | 4.345e-05 | 4.345e-05 | 0 | 0.036636 | 0.036636 | 0 | 0.036636
[53 empty] | 0.006791 | 0.09619 | 0 | 0.09619 | 0.068582 | [5 empty] | 0.006791 | 0.09619 | 0 | 0.09619 | 0.068582 | [11 empty] | WLDFR | HFTD - Distribution - Tier 3 - 3QU CoRE ¦ 1QU LoRE | Red Flag Warning - Small Fires | 2053 | 0 | 0.10489 | 0.048274 | 0.002095 | 0.054525 | 0.037602 | 0.0012162 | 0 | 4.5732e-05 | 4.5732e-05 | 0 | 0.038464 | 0.038464 | 0 | 0.038464
[53 empty] | 0.006791 | 0.09619 | 0 | 0.09619 | 0.064096 | [5 empty] | 0.006791 | 0.09619 | 0 | 0.09619 | 0.064096 | [11 empty] | WLDFR | HFTD - Distribution - Tier 3 - 3QU CoRE ¦ 1QU LoRE | Red Flag Warning - Small Fires | 2054 | 0 | 0.10489 | 0.048274 | 0.002095 | 0.054525 | 0.037602 | 0.0012162 | 0 | 4.5732e-05 | 4.5732e-05 | 0 | 0.038464 | 0.038464 | 0 | 0.038464
[53 empty] | 0.006791 | 0.10048 | 0 | 0.10048 | 0.062572 | [5 empty] | 0.006791 | 0.10048 | 0 | 0.10048 | 0.062572 | [11 empty] | WLDFR | HFTD - Distribution - Tier 3 - 3QU CoRE ¦ 1QU LoRE | Red Flag Warning - Small Fires | 2055 | 0 | 0.10489 | 0.048274 | 0.002095 | 0.054525 | 0.037602 | 0.0012162 | 0 | 4.5732e-05 | 4.5732e-05 | 0 | 0.038464 | 0.038464 | 0 | 0.038464
[53 empty] | 0.006791 | 0.10048 | 0 | 0.10048 | 0.058479 | [5 empty] | 0.006791 | 0.10048 | 0 | 0.10048 | 0.058479 | [11 empty] | WLDFR | HFTD - Distribution - Tier 3 - 3QU CoRE ¦ 1QU LoRE | Seismic - Non-Red Flag Warning - Catastrophic Fires | 2026 | 0 | 21835.9781 | 428.6023 | 13939.561 | 7467.8148 | 5149.9993 | 2.2412e-10 | 0 | 1.1542e-06 | 1.1542e-06 | 0 | 0.038464 | 0.038464 | 0 | 0.038464
[53 empty] | 0.006791 | 0.10048 | 0 | 0.10048 | 0.054653 | [5 empty] | 0.006791 | 0.10048 | 0 | 0.10048 | 0.054653 | [11 empty] | WLDFR | HFTD - Distribution - Tier 3 - 3QU CoRE ¦ 1QU LoRE | Seismic - Non-Red Flag Warning - Catastrophic Fires | 2027 | 0 | 21835.9781 | 428.6023 | 13939.561 | 7467.8148 | 5149.9993 | 2.2412e-10 | 0 | 1.1542e-06 | 1.1542e-06 | 0 | 0.038464 | 0.038464 | 0 | 0.038464
[53 empty] | 0.006791 | 0.10048 | 0 | 0.10048 | 0.051078 | [5 empty] | 0.006791 | 0.10048 | 0 | 0.10048 | 0.051078 | [11 empty] | WLDFR | HFTD - Distribution - Tier 3 - 3QU CoRE ¦ 1QU LoRE | Seismic - Non-Red Flag Warning - Catastrophic Fires | 2028 | 0 | 22783.187 | 453.261 | 14531.3357 | 7798.5904 | 5378.1107 | 2.2412e-10 | 0 | 1.2053e-06 | 1.2053e-06 | 0 | 0.040379 | 0.040379 | 0 | 0.040379
[53 empty] | 0.006791 | 0.10048 | 0 | 0.10048 | 0.047736 | [5 empty] | 0.006791 | 0.10048 | 0 | 0.10048 | 0.047736 | [11 empty] | WLDFR | HFTD - Distribution - Tier 3 - 3QU CoRE ¦ 1QU LoRE | Seismic - Non-Red Flag Warning - Catastrophic Fires | 2029 | 0 | 22783.187 | 453.261 | 14531.3357 | 7798.5904 | 5378.1107 | 2.2412e-10 | 0 | 1.2053e-06 | 1.2053e-06 | 0 | 0.040379 | 0.040379 | 0 | 0.040379
[53 empty] | 0.006791 | 0.10524 | 0 | 0.10524 | 0.046729 | [5 empty] | 0.006791 | 0.10524 | 0 | 0.10524 | 0.046729 | [11 empty] | WLDFR | HFTD - Distribution - Tier 3 - 3QU CoRE ¦ 1QU LoRE | Seismic - Non-Red Flag Warning - Catastrophic Fires | 2030 | 0 | 22783.187 | 453.261 | 14531.3357 | 7798.5904 | 5378.1107 | 2.2412e-10 | 0 | 1.2053e-06 | 1.2053e-06 | 0 | 0.040379 | 0.040379 | 0 | 0.040379
[53 empty] | 0.006791 | 0.10524 | 0 | 0.10524 | 0.043672 | [5 empty] | 0.006791 | 0.10524 | 0 | 0.10524 | 0.043672 | [11 empty] | WLDFR | HFTD - Distribution - Tier 3 - 3QU CoRE ¦ 1QU LoRE | Seismic - Non-Red Flag Warning - Catastrophic Fires | 2031 | 0 | 22783.187 | 453.261 | 14531.3357 | 7798.5904 | 5378.1107 | 2.2412e-10 | 0 | 1.2053e-06 | 1.2053e-06 | 0 | 0.040379 | 0.040379 | 0 | 0.040379
[53 empty] | 0.006791 | 0.10524 | 0 | 0.10524 | 0.040815 | [5 empty] | 0.006791 | 0.10524 | 0 | 0.10524 | 0.040815 | [11 empty] | WLDFR | HFTD - Distribution - Tier 3 - 3QU CoRE ¦ 1QU LoRE | Seismic - Non-Red Flag Warning - Catastrophic Fires | 2032 | 0 | 22783.187 | 453.261 | 14531.3357 | 7798.5904 | 5378.1107 | 2.2412e-10 | 0 | 1.2053e-06 | 1.2053e-06 | 0 | 0 | 0.040379 | 0 | 0.040379
[53 empty] | 0.006791 | 0.10524 | 0 | 0.10524 | 0.038145 | [5 empty] | 0.006791 | 0.10524 | 0 | 0.10524 | 0.038145 | [11 empty] | WLDFR | HFTD - Distribution - Tier 3 - 3QU CoRE ¦ 1QU LoRE | Seismic - Non-Red Flag Warning - Catastrophic Fires | 2033 | 0 | 23835.2641 | 480.9649 | 15187.7294 | 8166.5698 | 5631.8789 | 2.2412e-10 | 0 | 1.2622e-06 | 1.2622e-06 | 0 | 0.0026223 | 0 | 0 | 0
[53 empty] | 0.006791 | 0.10524 | 0 | 0.10524 | 0.035649 | [5 empty] | 0.006791 | 0.10524 | 0 | 0.10524 | 0.035649 | [11 empty] | WLDFR | HFTD - Distribution - Tier 3 - 3QU CoRE ¦ 1QU LoRE | Seismic - Non-Red Flag Warning - Catastrophic Fires | 2034 | 0 | 23835.2641 | 480.9649 | 15187.7294 | 8166.5698 | 5631.8789 | 2.2412e-10 | 0 | 1.2622e-06 | 1.2622e-06 | 0 | 0.0027181 | 0.0027181 | 0 | 0.0027181
[53 empty] | 0.006791 | 0.11042 | 0 | 0.11042 | 0.034955 | [5 empty] | 0.006791 | 0.11042 | 0 | 0.11042 | 0.034955 | [11 empty] | WLDFR | HFTD - Distribution - Tier 3 - 3QU CoRE ¦ 1QU LoRE | Seismic - Non-Red Flag Warning - Catastrophic Fires | 2035 | 0 | 23835.2641 | 480.9649 | 15187.7294 | 8166.5698 | 5631.8789 | 2.2412e-10 | 0 | 1.2622e-06 | 1.2622e-06 | 0 | 0.0027181 | 0.0027181 | 0 | 0.0027181
[53 empty] | 0.006791 | 0.11042 | 0 | 0.11042 | 0.032669 | [5 empty] | 0.006791 | 0.11042 | 0 | 0.11042 | 0.032669 | [11 empty] | WLDFR | HFTD - Distribution - Tier 3 - 3QU CoRE ¦ 1QU LoRE | Seismic - Non-Red Flag Warning - Catastrophic Fires | 2036 | 0 | 23835.2641 | 480.9649 | 15187.7294 | 8166.5698 | 5631.8789 | 2.2412e-10 | 0 | 1.2622e-06 | 1.2622e-06 | 0 | 0.0027181 | 0.0027181 | 0 | 0.0027181
[53 empty] | 0.006791 | 0.11042 | 0 | 0.11042 | 0.030531 | [5 empty] | 0.006791 | 0.11042 | 0 | 0.11042 | 0.030531 | [11 empty] | WLDFR | HFTD - Distribution - Tier 3 - 3QU CoRE ¦ 1QU LoRE | Seismic - Non-Red Flag Warning - Catastrophic Fires | 2037 | 0 | 23835.2641 | 480.9649 | 15187.7294 | 8166.5698 | 5631.8789 | 2.2412e-10 | 0 | 1.2622e-06 | 1.2622e-06 | 0 | 0.0027181 | 0.0027181 | 0 | 0.0027181
[53 empty] | 0.006791 | 0.11042 | 0 | 0.11042 | 0.028534 | [5 empty] | 0.006791 | 0.11042 | 0 | 0.11042 | 0.028534 | [11 empty] | WLDFR | HFTD - Distribution - Tier 3 - 3QU CoRE ¦ 1QU LoRE | Seismic - Non-Red Flag Warning - Catastrophic Fires | 2038 | 0 | 24976.6418 | 511.3745 | 15898.8237 | 8566.4437 | 5907.6423 | 2.2412e-10 | 0 | 1.324e-06 | 1.324e-06 | 0 | 0.0027181 | 0.0027181 | 0 | 0.0027181
[53 empty] | 0.006791 | 0.11042 | 0 | 0.11042 | 0.026667 | [5 empty] | 0.006791 | 0.11042 | 0 | 0.11042 | 0.026667 | [11 empty] | WLDFR | HFTD - Distribution - Tier 3 - 3QU CoRE ¦ 1QU LoRE | Seismic - Non-Red Flag Warning - Catastrophic Fires | 2039 | 0 | 24976.6418 | 511.3745 | 15898.8237 | 8566.4437 | 5907.6423 | 2.2412e-10 | 0 | 1.324e-06 | 1.324e-06 | 0 | 0.0028387 | 0.0028387 | 0 | 0.0028387
[53 empty] | 0.006791 | 0.11593 | 0 | 0.11593 | 0.026167 | [5 empty] | 0.006791 | 0.11593 | 0 | 0.11593 | 0.026167 | [11 empty] | WLDFR | HFTD - Distribution - Tier 3 - 3QU CoRE ¦ 1QU LoRE | Seismic - Non-Red Flag Warning - Catastrophic Fires | 2040 | 0 | 24976.6418 | 511.3745 | 15898.8237 | 8566.4437 | 5907.6423 | 2.2412e-10 | 0 | 1.324e-06 | 1.324e-06 | 0 | 0.0028387 | 0.0028387 | 0 | 0.0028387
[53 empty] | 0.006791 | 0.11593 | 0 | 0.11593 | 0.024455 | [5 empty] | 0.006791 | 0.11593 | 0 | 0.11593 | 0.024455 | [11 empty] | WLDFR | HFTD - Distribution - Tier 3 - 3QU CoRE ¦ 1QU LoRE | Seismic - Non-Red Flag Warning - Catastrophic Fires | 2041 | 0 | 24976.6418 | 511.3745 | 15898.8237 | 8566.4437 | 5907.6423 | 2.2412e-10 | 0 | 1.324e-06 | 1.324e-06 | 0 | 0.0028387 | 0.0028387 | 0 | 0.0028387
[53 empty] | 0.006791 | 0.11593 | 0 | 0.11593 | 0.022855 | [5 empty] | 0.006791 | 0.11593 | 0 | 0.11593 | 0.022855 | [11 empty] | WLDFR | HFTD - Distribution - Tier 3 - 3QU CoRE ¦ 1QU LoRE | Seismic - Non-Red Flag Warning - Catastrophic Fires | 2042 | 0 | 24976.6418 | 511.3745 | 15898.8237 | 8566.4437 | 5907.6423 | 2.2412e-10 | 0 | 1.324e-06 | 1.324e-06 | 0 | 0.0028387 | 0.0028387 | 0 | 0.0028387
[53 empty] | 0.006791 | 0.11593 | 0 | 0.11593 | 0.02136 | [5 empty] | 0.006791 | 0.11593 | 0 | 0.11593 | 0.02136 | [11 empty] | WLDFR | HFTD - Distribution - Tier 3 - 3QU CoRE ¦ 1QU LoRE | Seismic - Non-Red Flag Warning - Catastrophic Fires | 2043 | 0 | 26191.7278 | 544.1291 | 16654.7414 | 8992.8573 | 6201.7082 | 2.2412e-10 | 0 | 1.3899e-06 | 1.3899e-06 | 0 | 0.0028387 | 0.0028387 | 0 | 0.0028387
[53 empty] | 0.006791 | 0.11593 | 0 | 0.11593 | 0.019963 | [5 empty] | 0.006791 | 0.11593 | 0 | 0.11593 | 0.019963 | [11 empty] | WLDFR | HFTD - Distribution - Tier 3 - 3QU CoRE ¦ 1QU LoRE | Seismic - Non-Red Flag Warning - Catastrophic Fires | 2044 | 0 | 26191.7278 | 544.1291 | 16654.7414 | 8992.8573 | 6201.7082 | 2.2412e-10 | 0 | 1.3899e-06 | 1.3899e-06 | 0 | 0.0029727 | 0.0029727 | 0 | 0.0029727
[53 empty] | 0.006791 | 0.12171 | 0 | 0.12171 | 0.019587 | [5 empty] | 0.006791 | 0.12171 | 0 | 0.12171 | 0.019587 | [11 empty] | WLDFR | HFTD - Distribution - Tier 3 - 3QU CoRE ¦ 1QU LoRE | Seismic - Non-Red Flag Warning - Catastrophic Fires | 2045 | 0 | 26191.7278 | 544.1291 | 16654.7414 | 8992.8573 | 6201.7082 | 2.2412e-10 | 0 | 1.3899e-06 | 1.3899e-06 | 0 | 0.0029727 | 0.0029727 | 0 | 0.0029727
[53 empty] | 0.006791 | 0.12171 | 0 | 0.12171 | 0.018306 | [5 empty] | 0.006791 | 0.12171 | 0 | 0.12171 | 0.018306 | [11 empty] | WLDFR | HFTD - Distribution - Tier 3 - 3QU CoRE ¦ 1QU LoRE | Seismic - Non-Red Flag Warning - Catastrophic Fires | 2046 | 0 | 26191.7278 | 544.1291 | 16654.7414 | 8992.8573 | 6201.7082 | 2.2412e-10 | 0 | 1.3899e-06 | 1.3899e-06 | 0 | 0.0029727 | 0.0029727 | 0 | 0.0029727
[53 empty] | 0.006791 | 0.12171 | 0 | 0.12171 | 0.017108 | [5 empty] | 0.006791 | 0.12171 | 0 | 0.12171 | 0.017108 | [11 empty] | WLDFR | HFTD - Distribution - Tier 3 - 3QU CoRE ¦ 1QU LoRE | Seismic - Non-Red Flag Warning - Catastrophic Fires | 2047 | 0 | 26191.7278 | 544.1291 | 16654.7414 | 8992.8573 | 6201.7082 | 2.2412e-10 | 0 | 1.3899e-06 | 1.3899e-06 | 0 | 0.0029727 | 0.0029727 | 0 | 0.0029727
[53 empty] | 0.006791 | 0.12171 | 0 | 0.12171 | 0.015989 | [5 empty] | 0 | 0 | 0 | 0 | 0 | [11 empty] | WLDFR | HFTD - Distribution - Tier 3 - 3QU CoRE ¦ 1QU LoRE | Seismic - Non-Red Flag Warning - Catastrophic Fires | 2048 | 0 | 27464.7227 | 578.8407 | 17445.538 | 9440.3441 | 6510.3067 | 2.2412e-10 | 0 | 1.4591e-06 | 1.4591e-06 | 0 | 0.0029727 | 0.0029727 | 0 | 0.0029727
[53 empty] | 0 | 0 | 0 | 0 | 0 | [5 empty] | 0 | 0 | 0 | 0 | 0 | [11 empty] | WLDFR | HFTD - Distribution - Tier 3 - 3QU CoRE ¦ 1QU LoRE | Seismic - Non-Red Flag Warning - Catastrophic Fires | 2049 | 0 | 27464.7227 | 578.8407 | 17445.538 | 9440.3441 | 6510.3067 | 2.2412e-10 | 0 | 1.4591e-06 | 1.4591e-06 | 0 | 0.0031179 | 0.0031179 | 0 | 0.0031179
[53 empty] | 0 | 0 | 0 | 0 | 0 | [5 empty] | 0.0039636 | 4.57 | 0 | 4.57 | 4.57 | [11 empty] | WLDFR | HFTD - Distribution - Tier 3 - 3QU CoRE ¦ 1QU LoRE | Seismic - Non-Red Flag Warning - Catastrophic Fires | 2050 | 0 | 27464.7227 | 578.8407 | 17445.538 | 9440.3441 | 6510.3067 | 2.2412e-10 | 0 | 1.4591e-06 | 1.4591e-06 | 0 | 0.0031179 | 0.0031179 | 0 | 0.0031179
[53 empty] | 0.0039636 | 4.57 | 0 | 4.57 | 4.2711 | [5 empty] | 0.0039636 | 4.57 | 0 | 4.57 | 4.2711 | [11 empty] | WLDFR | HFTD - Distribution - Tier 3 - 3QU CoRE ¦ 1QU LoRE | Seismic - Non-Red Flag Warning - Catastrophic Fires | 2051 | 0 | 27464.7227 | 578.8407 | 17445.538 | 9440.3441 | 6510.3067 | 2.2412e-10 | 0 | 1.4591e-06 | 1.4591e-06 | 0 | 0.0031179 | 0.0031179 | 0 | 0.0031179
[53 empty] | 0.0039636 | 4.7375 | 0 | 4.7375 | 4.1379 | [5 empty] | 0.0039636 | 4.7375 | 0 | 4.7375 | 4.1379 | [11 empty] | WLDFR | HFTD - Distribution - Tier 3 - 3QU CoRE ¦ 1QU LoRE | Seismic - Non-Red Flag Warning - Catastrophic Fires | 2052 | 0 | 27464.7227 | 578.8407 | 17445.538 | 9440.3441 | 6510.3067 | 2.2412e-10 | 0 | 1.4591e-06 | 1.4591e-06 | 0 | 0.0031179 | 0.0031179 | 0 | 0.0031179
[53 empty] | 0.0039636 | 4.7375 | 0 | 4.7375 | 3.8672 | [5 empty] | 0.0039636 | 4.7375 | 0 | 4.7375 | 3.8672 | [11 empty] | WLDFR | HFTD - Distribution - Tier 3 - 3QU CoRE ¦ 1QU LoRE | Seismic - Non-Red Flag Warning - Catastrophic Fires | 2053 | 0 | 28779.6694 | 615.0952 | 18261.2327 | 9903.3415 | 6829.6018 | 2.2412e-10 | 0 | 1.5307e-06 | 1.5307e-06 | 0 | 0.0031179 | 0.0031179 | 0 | 0.0031179
[53 empty] | 0.0039636 | 4.7375 | 0 | 4.7375 | 3.6142 | [5 empty] | 0.0039636 | 4.7375 | 0 | 4.7375 | 3.6142 | [11 empty] | WLDFR | HFTD - Distribution - Tier 3 - 3QU CoRE ¦ 1QU LoRE | Seismic - Non-Red Flag Warning - Catastrophic Fires | 2054 | 0 | 28779.6694 | 615.0952 | 18261.2327 | 9903.3415 | 6829.6018 | 2.2412e-10 | 0 | 1.5307e-06 | 1.5307e-06 | 0 | 0.0032726 | 0.0032726 | 0 | 0.0032726
[53 empty] | 0.0039636 | 4.7375 | 0 | 4.7375 | 3.3778 | [5 empty] | 0.0039636 | 4.7375 | 0 | 4.7375 | 3.3778 | [11 empty] | WLDFR | HFTD - Distribution - Tier 3 - 3QU CoRE ¦ 1QU LoRE | Seismic - Non-Red Flag Warning - Catastrophic Fires | 2055 | 0 | 28779.6694 | 615.0952 | 18261.2327 | 9903.3415 | 6829.6018 | 2.2412e-10 | 0 | 1.5307e-06 | 1.5307e-06 | 0 | 0.0032726 | 0.0032726 | 0 | 0.0032726
[53 empty] | 0.0039636 | 4.7375 | 0 | 4.7375 | 3.1568 | [5 empty] | 0.0039636 | 4.7375 | 0 | 4.7375 | 3.1568 | [11 empty] | WLDFR | HFTD - Distribution - Tier 3 - 3QU CoRE ¦ 1QU LoRE | Seismic - Red Flag Warning - Catastrophic Fires | 2026 | 0 | 21835.9781 | 428.6023 | 13939.561 | 7467.8148 | 5149.9993 | 9.664e-09 | 0 | 4.977e-05 | 4.977e-05 | 0 | 0.0032726 | 0.0032726 | 0 | 0.0032726
[53 empty] | 0.0039636 | 4.9485 | 0 | 4.9485 | 3.0817 | [5 empty] | 0.0039636 | 4.9485 | 0 | 4.9485 | 3.0817 | [11 empty] | WLDFR | HFTD - Distribution - Tier 3 - 3QU CoRE ¦ 1QU LoRE | Seismic - Red Flag Warning - Catastrophic Fires | 2027 | 0 | 21835.9781 | 428.6023 | 13939.561 | 7467.8148 | 5149.9993 | 9.664e-09 | 0 | 4.977e-05 | 4.977e-05 | 0 | 0.0032726 | 0.0032726 | 0 | 0.0032726
[53 empty] | 0.0039636 | 4.9485 | 0 | 4.9485 | 2.8801 | [5 empty] | 0.0039636 | 4.9485 | 0 | 4.9485 | 2.8801 | [11 empty] | WLDFR | HFTD - Distribution - Tier 3 - 3QU CoRE ¦ 1QU LoRE | Seismic - Red Flag Warning - Catastrophic Fires | 2028 | 0 | 22783.187 | 453.261 | 14531.3357 | 7798.5904 | 5378.1107 | 9.664e-09 | 0 | 5.1974e-05 | 5.1974e-05 | 0 | 0.0032726 | 0.0032726 | 0 | 0.0032726
[53 empty] | 0.0039636 | 4.9485 | 0 | 4.9485 | 2.6916 | [5 empty] | 0.0039636 | 4.9485 | 0 | 4.9485 | 2.6916 | [11 empty] | WLDFR | HFTD - Distribution - Tier 3 - 3QU CoRE ¦ 1QU LoRE | Seismic - Red Flag Warning - Catastrophic Fires | 2029 | 0 | 22783.187 | 453.261 | 14531.3357 | 7798.5904 | 5378.1107 | 9.664e-09 | 0 | 5.1974e-05 | 5.1974e-05 | 0 | 0.0034345 | 0.0034345 | 0 | 0.0034345
[53 empty] | 0.0039636 | 4.9485 | 0 | 4.9485 | 2.5155 | [5 empty] | 0.0039636 | 4.9485 | 0 | 4.9485 | 2.5155 | [11 empty] | WLDFR | HFTD - Distribution - Tier 3 - 3QU CoRE ¦ 1QU LoRE | Seismic - Red Flag Warning - Catastrophic Fires | 2030 | 0 | 22783.187 | 453.261 | 14531.3357 | 7798.5904 | 5378.1107 | 9.664e-09 | 0 | 5.1974e-05 | 5.1974e-05 | 0 | 0.0034345 | 0.0034345 | 0 | 0.0034345
[53 empty] | 0.0039636 | 4.9485 | 0 | 4.9485 | 2.351 | [5 empty] | 0.0039636 | 4.9485 | 0 | 4.9485 | 2.351 | [11 empty] | WLDFR | HFTD - Distribution - Tier 3 - 3QU CoRE ¦ 1QU LoRE | Seismic - Red Flag Warning - Catastrophic Fires | 2031 | 0 | 22783.187 | 453.261 | 14531.3357 | 7798.5904 | 5378.1107 | 9.664e-09 | 0 | 5.1974e-05 | 5.1974e-05 | 0 | 0.0034345 | 0.0034345 | 0 | 0.0034345
[53 empty] | 0.0039636 | 5.1829 | 0 | 5.1829 | 2.3013 | [5 empty] | 0.0039636 | 5.1829 | 0 | 5.1829 | 2.3013 | [11 empty] | WLDFR | HFTD - Distribution - Tier 3 - 3QU CoRE ¦ 1QU LoRE | Seismic - Red Flag Warning - Catastrophic Fires | 2032 | 0 | 22783.187 | 453.261 | 14531.3357 | 7798.5904 | 5378.1107 | 9.664e-09 | 0 | 5.1974e-05 | 5.1974e-05 | 0 | 0.0034345 | 0.0034345 | 0 | 0.0034345
[53 empty] | 0.0039636 | 5.1829 | 0 | 5.1829 | 2.1507 | [5 empty] | 0.0039636 | 5.1829 | 0 | 5.1829 | 2.1507 | [11 empty] | WLDFR | HFTD - Distribution - Tier 3 - 3QU CoRE ¦ 1QU LoRE | Seismic - Red Flag Warning - Catastrophic Fires | 2033 | 0 | 23835.2641 | 480.9649 | 15187.7294 | 8166.5698 | 5631.8789 | 9.664e-09 | 0 | 5.4426e-05 | 5.4426e-05 | 0 | 0 | 0.0034345 | 0 | 0.0034345
[53 empty] | 0.0039636 | 5.1829 | 0 | 5.1829 | 2.01 | [5 empty] | 0.0039636 | 5.1829 | 0 | 5.1829 | 2.01 | [11 empty] | WLDFR | HFTD - Distribution - Tier 3 - 3QU CoRE ¦ 1QU LoRE | Seismic - Red Flag Warning - Catastrophic Fires | 2034 | 0 | 23835.2641 | 480.9649 | 15187.7294 | 8166.5698 | 5631.8789 | 9.664e-09 | 0 | 5.4426e-05 | 5.4426e-05 | 0 | 6.7822e-06 | 0 | 0 | 0
[53 empty] | 0.0039636 | 5.1829 | 0 | 5.1829 | 1.8785 | [5 empty] | 0.0039636 | 5.1829 | 0 | 5.1829 | 1.8785 | [11 empty] | WLDFR | HFTD - Distribution - Tier 3 - 3QU CoRE ¦ 1QU LoRE | Seismic - Red Flag Warning - Catastrophic Fires | 2035 | 0 | 23835.2641 | 480.9649 | 15187.7294 | 8166.5698 | 5631.8789 | 9.664e-09 | 0 | 5.4426e-05 | 5.4426e-05 | 0 | 7.0857e-06 | 7.0857e-06 | 0 | 7.0857e-06
[53 empty] | 0.0039636 | 5.1829 | 0 | 5.1829 | 1.7556 | [5 empty] | 0.0039636 | 5.1829 | 0 | 5.1829 | 1.7556 | [11 empty] | WLDFR | HFTD - Distribution - Tier 3 - 3QU CoRE ¦ 1QU LoRE | Seismic - Red Flag Warning - Catastrophic Fires | 2036 | 0 | 23835.2641 | 480.9649 | 15187.7294 | 8166.5698 | 5631.8789 | 9.664e-09 | 0 | 5.4426e-05 | 5.4426e-05 | 0 | 7.0857e-06 | 7.0857e-06 | 0 | 7.0857e-06
[53 empty] | 0.0039636 | 5.4374 | 0 | 5.4374 | 1.7214 | [5 empty] | 0.0039636 | 5.4374 | 0 | 5.4374 | 1.7214 | [11 empty] | WLDFR | HFTD - Distribution - Tier 3 - 3QU CoRE ¦ 1QU LoRE | Seismic - Red Flag Warning - Catastrophic Fires | 2037 | 0 | 23835.2641 | 480.9649 | 15187.7294 | 8166.5698 | 5631.8789 | 9.664e-09 | 0 | 5.4426e-05 | 5.4426e-05 | 0 | 7.0857e-06 | 7.0857e-06 | 0 | 7.0857e-06
[53 empty] | 0.0039636 | 5.4374 | 0 | 5.4374 | 1.6087 | [5 empty] | 0.0039636 | 5.4374 | 0 | 5.4374 | 1.6087 | [11 empty] | WLDFR | HFTD - Distribution - Tier 3 - 3QU CoRE ¦ 1QU LoRE | Seismic - Red Flag Warning - Catastrophic Fires | 2038 | 0 | 24976.6418 | 511.3745 | 15898.8237 | 8566.4437 | 5907.6423 | 9.664e-09 | 0 | 5.7091e-05 | 5.7091e-05 | 0 | 7.0857e-06 | 7.0857e-06 | 0 | 7.0857e-06
[53 empty] | 0.0039636 | 5.4374 | 0 | 5.4374 | 1.5035 | [5 empty] | 0.0039636 | 5.4374 | 0 | 5.4374 | 1.5035 | [11 empty] | WLDFR | HFTD - Distribution - Tier 3 - 3QU CoRE ¦ 1QU LoRE | Seismic - Red Flag Warning - Catastrophic Fires | 2039 | 0 | 24976.6418 | 511.3745 | 15898.8237 | 8566.4437 | 5907.6423 | 9.664e-09 | 0 | 5.7091e-05 | 5.7091e-05 | 0 | 7.0857e-06 | 7.0857e-06 | 0 | 7.0857e-06
[53 empty] | 0.0039636 | 5.4374 | 0 | 5.4374 | 1.4051 | [5 empty] | 0.0039636 | 5.4374 | 0 | 5.4374 | 1.4051 | [11 empty] | WLDFR | HFTD - Distribution - Tier 3 - 3QU CoRE ¦ 1QU LoRE | Seismic - Red Flag Warning - Catastrophic Fires | 2040 | 0 | 24976.6418 | 511.3745 | 15898.8237 | 8566.4437 | 5907.6423 | 9.664e-09 | 0 | 5.7091e-05 | 5.7091e-05 | 0 | 7.4765e-06 | 7.4765e-06 | 0 | 7.4765e-06
[53 empty] | 0.0039636 | 5.4374 | 0 | 5.4374 | 1.3132 | [5 empty] | 0.0039636 | 5.4374 | 0 | 5.4374 | 1.3132 | [11 empty] | WLDFR | HFTD - Distribution - Tier 3 - 3QU CoRE ¦ 1QU LoRE | Seismic - Red Flag Warning - Catastrophic Fires | 2041 | 0 | 24976.6418 | 511.3745 | 15898.8237 | 8566.4437 | 5907.6423 | 9.664e-09 | 0 | 5.7091e-05 | 5.7091e-05 | 0 | 7.4765e-06 | 7.4765e-06 | 0 | 7.4765e-06
[53 empty] | 0.0039636 | 5.7085 | 0 | 5.7085 | 1.2885 | [5 empty] | 0.0039636 | 5.7085 | 0 | 5.7085 | 1.2885 | [11 empty] | WLDFR | HFTD - Distribution - Tier 3 - 3QU CoRE ¦ 1QU LoRE | Seismic - Red Flag Warning - Catastrophic Fires | 2042 | 0 | 24976.6418 | 511.3745 | 15898.8237 | 8566.4437 | 5907.6423 | 9.664e-09 | 0 | 5.7091e-05 | 5.7091e-05 | 0 | 7.4765e-06 | 7.4765e-06 | 0 | 7.4765e-06
[53 empty] | 0.0039636 | 5.7085 | 0 | 5.7085 | 1.2042 | [5 empty] | 0.0039636 | 5.7085 | 0 | 5.7085 | 1.2042 | [11 empty] | WLDFR | HFTD - Distribution - Tier 3 - 3QU CoRE ¦ 1QU LoRE | Seismic - Red Flag Warning - Catastrophic Fires | 2043 | 0 | 26191.7278 | 544.1291 | 16654.7414 | 8992.8573 | 6201.7082 | 9.664e-09 | 0 | 5.9933e-05 | 5.9933e-05 | 0 | 7.4765e-06 | 7.4765e-06 | 0 | 7.4765e-06
[53 empty] | 0.0039636 | 5.7085 | 0 | 5.7085 | 1.1254 | [5 empty] | 0.0039636 | 5.7085 | 0 | 5.7085 | 1.1254 | [11 empty] | WLDFR | HFTD - Distribution - Tier 3 - 3QU CoRE ¦ 1QU LoRE | Seismic - Red Flag Warning - Catastrophic Fires | 2044 | 0 | 26191.7278 | 544.1291 | 16654.7414 | 8992.8573 | 6201.7082 | 9.664e-09 | 0 | 5.9933e-05 | 5.9933e-05 | 0 | 7.4765e-06 | 7.4765e-06 | 0 | 7.4765e-06
[53 empty] | 0.0039636 | 5.7085 | 0 | 5.7085 | 1.0518 | [5 empty] | 0.0039636 | 5.7085 | 0 | 5.7085 | 1.0518 | [11 empty] | WLDFR | HFTD - Distribution - Tier 3 - 3QU CoRE ¦ 1QU LoRE | Seismic - Red Flag Warning - Catastrophic Fires | 2045 | 0 | 26191.7278 | 544.1291 | 16654.7414 | 8992.8573 | 6201.7082 | 9.664e-09 | 0 | 5.9933e-05 | 5.9933e-05 | 0 | 7.921e-06 | 7.921e-06 | 0 | 7.921e-06
[53 empty] | 0.0039636 | 5.7085 | 0 | 5.7085 | 0.98298 | [5 empty] | 0.0039636 | 5.7085 | 0 | 5.7085 | 0.98298 | [11 empty] | WLDFR | HFTD - Distribution - Tier 3 - 3QU CoRE ¦ 1QU LoRE | Seismic - Red Flag Warning - Catastrophic Fires | 2046 | 0 | 26191.7278 | 544.1291 | 16654.7414 | 8992.8573 | 6201.7082 | 9.664e-09 | 0 | 5.9933e-05 | 5.9933e-05 | 0 | 7.921e-06 | 7.921e-06 | 0 | 7.921e-06
[53 empty] | 0.0039636 | 5.9927 | 0 | 5.9927 | 0.9644 | [5 empty] | 0.0039636 | 5.9927 | 0 | 5.9927 | 0.9644 | [11 empty] | WLDFR | HFTD - Distribution - Tier 3 - 3QU CoRE ¦ 1QU LoRE | Seismic - Red Flag Warning - Catastrophic Fires | 2047 | 0 | 26191.7278 | 544.1291 | 16654.7414 | 8992.8573 | 6201.7082 | 9.664e-09 | 0 | 5.9933e-05 | 5.9933e-05 | 0 | 7.921e-06 | 7.921e-06 | 0 | 7.921e-06
[53 empty] | 0.0039636 | 5.9927 | 0 | 5.9927 | 0.90131 | [5 empty] | 0.0039636 | 5.9927 | 0 | 5.9927 | 0.90131 | [11 empty] | WLDFR | HFTD - Distribution - Tier 3 - 3QU CoRE ¦ 1QU LoRE | Seismic - Red Flag Warning - Catastrophic Fires | 2048 | 0 | 27464.7227 | 578.8407 | 17445.538 | 9440.3441 | 6510.3067 | 9.664e-09 | 0 | 6.2916e-05 | 6.2916e-05 | 0 | 7.921e-06 | 7.921e-06 | 0 | 7.921e-06
[53 empty] | 0.0039636 | 5.9927 | 0 | 5.9927 | 0.84234 | [5 empty] | 0.0039636 | 5.9927 | 0 | 5.9927 | 0.84234 | [11 empty] | WLDFR | HFTD - Distribution - Tier 3 - 3QU CoRE ¦ 1QU LoRE | Seismic - Red Flag Warning - Catastrophic Fires | 2049 | 0 | 27464.7227 | 578.8407 | 17445.538 | 9440.3441 | 6510.3067 | 9.664e-09 | 0 | 6.2916e-05 | 6.2916e-05 | 0 | 7.921e-06 | 7.921e-06 | 0 | 7.921e-06
[53 empty] | 0.0039636 | 5.9927 | 0 | 5.9927 | 0.78724 | [5 empty] | 0 | 0 | 0 | 0 | 0 | [11 empty] | WLDFR | HFTD - Distribution - Tier 3 - 3QU CoRE ¦ 1QU LoRE | Seismic - Red Flag Warning - Catastrophic Fires | 2050 | 0 | 27464.7227 | 578.8407 | 17445.538 | 9440.3441 | 6510.3067 | 9.664e-09 | 0 | 6.2916e-05 | 6.2916e-05 | 0 | 8.4158e-06 | 8.4158e-06 | 0 | 8.4158e-06
[53 empty] | 0 | 0 | 0 | 0 | 0 | [5 empty] | 0 | 0 | 0 | 0 | 0 | [11 empty] | WLDFR | HFTD - Distribution - Tier 3 - 3QU CoRE ¦ 1QU LoRE | Seismic - Red Flag Warning - Catastrophic Fires | 2051 | 0 | 27464.7227 | 578.8407 | 17445.538 | 9440.3441 | 6510.3067 | 9.664e-09 | 0 | 6.2916e-05 | 6.2916e-05 | 0 | 8.4158e-06 | 8.4158e-06 | 0 | 8.4158e-06
[53 empty] | 0 | 0 | 0 | 0 | 0 | [5 empty] | 0.0027677 | 2.8369 | 0 | 2.8369 | 2.8369 | [11 empty] | WLDFR | HFTD - Distribution - Tier 3 - 3QU CoRE ¦ 1QU LoRE | Seismic - Red Flag Warning - Catastrophic Fires | 2052 | 0 | 27464.7227 | 578.8407 | 17445.538 | 9440.3441 | 6510.3067 | 9.664e-09 | 0 | 6.2916e-05 | 6.2916e-05 | 0 | 8.4158e-06 | 8.4158e-06 | 0 | 8.4158e-06
[53 empty] | 0.0027677 | 2.8369 | 0 | 2.8369 | 2.6513 | [5 empty] | 0.0027677 | 2.8369 | 0 | 2.8369 | 2.6513 | [11 empty] | WLDFR | HFTD - Distribution - Tier 3 - 3QU CoRE ¦ 1QU LoRE | Seismic - Red Flag Warning - Catastrophic Fires | 2053 | 0 | 28779.6694 | 615.0952 | 18261.2327 | 9903.3415 | 6829.6018 | 9.664e-09 | 0 | 6.6001e-05 | 6.6001e-05 | 0 | 8.4158e-06 | 8.4158e-06 | 0 | 8.4158e-06
[53 empty] | 0.0027677 | 2.9409 | 0 | 2.9409 | 2.5687 | [5 empty] | 0.0027677 | 2.9409 | 0 | 2.9409 | 2.5687 | [11 empty] | WLDFR | HFTD - Distribution - Tier 3 - 3QU CoRE ¦ 1QU LoRE | Seismic - Red Flag Warning - Catastrophic Fires | 2054 | 0 | 28779.6694 | 615.0952 | 18261.2327 | 9903.3415 | 6829.6018 | 9.664e-09 | 0 | 6.6001e-05 | 6.6001e-05 | 0 | 8.4158e-06 | 8.4158e-06 | 0 | 8.4158e-06
[53 empty] | 0.0027677 | 2.9409 | 0 | 2.9409 | 2.4006 | [5 empty] | 0.0027677 | 2.9409 | 0 | 2.9409 | 2.4006 | [11 empty] | WLDFR | HFTD - Distribution - Tier 3 - 3QU CoRE ¦ 1QU LoRE | Seismic - Red Flag Warning - Catastrophic Fires | 2055 | 0 | 28779.6694 | 615.0952 | 18261.2327 | 9903.3415 | 6829.6018 | 9.664e-09 | 0 | 6.6001e-05 | 6.6001e-05 | 0 | 8.9569e-06 | 8.9569e-06 | 0 | 8.9569e-06
[53 empty] | 0.0027677 | 2.9409 | 0 | 2.9409 | 2.2436 | [5 empty] | 0.0027677 | 2.9409 | 0 | 2.9409 | 2.2436 | [11 empty] | WLDFR | HFTD - Distribution - Tier 3 - 3QU CoRE ¦ 2QU LoRE | Non-Red Flag Warning - Catastrophic Fires | 2026 | 0 | 14664.6376 | 233.2301 | 8896.516 | 5534.8915 | 3817.0051 | 1.2967e-06 | 0 | 0.0049493 | 0.0049493 | 0 | 8.9569e-06 | 8.9569e-06 | 0 | 8.9569e-06
[53 empty] | 0.0027677 | 2.9409 | 0 | 2.9409 | 2.0968 | [5 empty] | 0.0027677 | 2.9409 | 0 | 2.9409 | 2.0968 | [11 empty] | WLDFR | HFTD - Distribution - Tier 3 - 3QU CoRE ¦ 2QU LoRE | Non-Red Flag Warning - Catastrophic Fires | 2027 | 0 | 14664.6376 | 233.2301 | 8896.516 | 5534.8915 | 3817.0051 | 1.2967e-06 | 0 | 0.0049493 | 0.0049493 | 0 | 8.9569e-06 | 8.9569e-06 | 0 | 8.9569e-06
[53 empty] | 0.0027677 | 2.9409 | 0 | 2.9409 | 1.9596 | [5 empty] | 0.0027677 | 2.9409 | 0 | 2.9409 | 1.9596 | [11 empty] | WLDFR | HFTD - Distribution - Tier 3 - 3QU CoRE ¦ 2QU LoRE | Non-Red Flag Warning - Catastrophic Fires | 2028 | 0 | 15317.9909 | 247.273 | 9287.6491 | 5783.0689 | 3988.1546 | 1.2967e-06 | 0 | 0.0051712 | 0.0051712 | 0 | 8.9569e-06 | 8.9569e-06 | 0 | 8.9569e-06
[53 empty] | 0.0027677 | 3.0719 | 0 | 3.0719 | 1.913 | [5 empty] | 0.0027677 | 3.0719 | 0 | 3.0719 | 1.913 | [11 empty] | WLDFR | HFTD - Distribution - Tier 3 - 3QU CoRE ¦ 2QU LoRE | Non-Red Flag Warning - Catastrophic Fires | 2029 | 0 | 15317.9909 | 247.273 | 9287.6491 | 5783.0689 | 3988.1546 | 1.2967e-06 | 0 | 0.0051712 | 0.0051712 | 0 | 8.9569e-06 | 8.9569e-06 | 0 | 8.9569e-06
[53 empty] | 0.0027677 | 3.0719 | 0 | 3.0719 | 1.7879 | [5 empty] | 0.0027677 | 3.0719 | 0 | 3.0719 | 1.7879 | [11 empty] | WLDFR | HFTD - Distribution - Tier 3 - 3QU CoRE ¦ 2QU LoRE | Non-Red Flag Warning - Catastrophic Fires | 2030 | 0 | 15317.9909 | 247.273 | 9287.6491 | 5783.0689 | 3988.1546 | 1.2967e-06 | 0 | 0.0051712 | 0.0051712 | 0 | 9.5398e-06 | 9.5398e-06 | 0 | 9.5398e-06
[53 empty] | 0.0027677 | 3.0719 | 0 | 3.0719 | 1.6709 | [5 empty] | 0.0027677 | 3.0719 | 0 | 3.0719 | 1.6709 | [11 empty] | WLDFR | HFTD - Distribution - Tier 3 - 3QU CoRE ¦ 2QU LoRE | Non-Red Flag Warning - Catastrophic Fires | 2031 | 0 | 15317.9909 | 247.273 | 9287.6491 | 5783.0689 | 3988.1546 | 1.2967e-06 | 0 | 0.0051712 | 0.0051712 | 0 | 9.5398e-06 | 9.5398e-06 | 0 | 9.5398e-06
[53 empty] | 0.0027677 | 3.0719 | 0 | 3.0719 | 1.5616 | [5 empty] | 0.0027677 | 3.0719 | 0 | 3.0719 | 1.5616 | [11 empty] | WLDFR | HFTD - Distribution - Tier 3 - 3QU CoRE ¦ 2QU LoRE | Non-Red Flag Warning - Catastrophic Fires | 2032 | 0 | 15317.9909 | 247.273 | 9287.6491 | 5783.0689 | 3988.1546 | 1.2967e-06 | 0 | 0.0051712 | 0.0051712 | 0 | 9.5398e-06 | 9.5398e-06 | 0 | 9.5398e-06
[53 empty] | 0.0027677 | 3.0719 | 0 | 3.0719 | 1.4594 | [5 empty] | 0.0027677 | 3.0719 | 0 | 3.0719 | 1.4594 | [11 empty] | WLDFR | HFTD - Distribution - Tier 3 - 3QU CoRE ¦ 2QU LoRE | Non-Red Flag Warning - Catastrophic Fires | 2033 | 0 | 16044.1264 | 263.1074 | 9721.74 | 6059.2791 | 4178.6364 | 1.2967e-06 | 0 | 0.0054182 | 0.0054182 | 0 | 9.5398e-06 | 9.5398e-06 | 0 | 9.5398e-06
[53 empty] | 0.0027677 | 3.2174 | 0 | 3.2174 | 1.4286 | [5 empty] | 0.0027677 | 3.2174 | 0 | 3.2174 | 1.4286 | [11 empty] | WLDFR | HFTD - Distribution - Tier 3 - 3QU CoRE ¦ 2QU LoRE | Non-Red Flag Warning - Catastrophic Fires | 2034 | 0 | 16044.1264 | 263.1074 | 9721.74 | 6059.2791 | 4178.6364 | 1.2967e-06 | 0 | 0.0054182 | 0.0054182 | 0 | 0 | 9.5398e-06 | 0 | 9.5398e-06
[53 empty] | 0.0027677 | 3.2174 | 0 | 3.2174 | 1.3351 | [5 empty] | 0.0027677 | 3.2174 | 0 | 3.2174 | 1.3351 | [11 empty] | WLDFR | HFTD - Distribution - Tier 3 - 3QU CoRE ¦ 2QU LoRE | Non-Red Flag Warning - Catastrophic Fires | 2035 | 0 | 16044.1264 | 263.1074 | 9721.74 | 6059.2791 | 4178.6364 | 1.2967e-06 | 0 | 0.0054182 | 0.0054182 | 0 | 9.6898e-07 | 0 | 0 | 0
[53 empty] | 0.0027677 | 3.2174 | 0 | 3.2174 | 1.2478 | [5 empty] | 0.0027677 | 3.2174 | 0 | 3.2174 | 1.2478 | [11 empty] | WLDFR | HFTD - Distribution - Tier 3 - 3QU CoRE ¦ 2QU LoRE | Non-Red Flag Warning - Catastrophic Fires | 2036 | 0 | 16044.1264 | 263.1074 | 9721.74 | 6059.2791 | 4178.6364 | 1.2967e-06 | 0 | 0.0054182 | 0.0054182 | 0 | 1.0002e-06 | 1.0002e-06 | 0 | 1.0002e-06
[53 empty] | 0.0027677 | 3.2174 | 0 | 3.2174 | 1.1661 | [5 empty] | 0.0027677 | 3.2174 | 0 | 3.2174 | 1.1661 | [11 empty] | WLDFR | HFTD - Distribution - Tier 3 - 3QU CoRE ¦ 2QU LoRE | Non-Red Flag Warning - Catastrophic Fires | 2037 | 0 | 16044.1264 | 263.1074 | 9721.74 | 6059.2791 | 4178.6364 | 1.2967e-06 | 0 | 0.0054182 | 0.0054182 | 0 | 1.0002e-06 | 1.0002e-06 | 0 | 1.0002e-06
[53 empty] | 0.0027677 | 3.2174 | 0 | 3.2174 | 1.0899 | [5 empty] | 0.0027677 | 3.2174 | 0 | 3.2174 | 1.0899 | [11 empty] | WLDFR | HFTD - Distribution - Tier 3 - 3QU CoRE ¦ 2QU LoRE | Non-Red Flag Warning - Catastrophic Fires | 2038 | 0 | 16832.3912 | 280.5544 | 10192.2718 | 6359.5651 | 4385.7214 | 1.2967e-06 | 0 | 0.0056868 | 0.0056868 | 0 | 1.0002e-06 | 1.0002e-06 | 0 | 1.0002e-06
[53 empty] | 0.0027677 | 3.3755 | 0 | 3.3755 | 1.0686 | [5 empty] | 0.0027677 | 3.3755 | 0 | 3.3755 | 1.0686 | [11 empty] | WLDFR | HFTD - Distribution - Tier 3 - 3QU CoRE ¦ 2QU LoRE | Non-Red Flag Warning - Catastrophic Fires | 2039 | 0 | 16832.3912 | 280.5544 | 10192.2718 | 6359.5651 | 4385.7214 | 1.2967e-06 | 0 | 0.0056868 | 0.0056868 | 0 | 1.0002e-06 | 1.0002e-06 | 0 | 1.0002e-06
[53 empty] | 0.0027677 | 3.3755 | 0 | 3.3755 | 0.99867 | [5 empty] | 0.0027677 | 3.3755 | 0 | 3.3755 | 0.99867 | [11 empty] | WLDFR | HFTD - Distribution - Tier 3 - 3QU CoRE ¦ 2QU LoRE | Non-Red Flag Warning - Catastrophic Fires | 2040 | 0 | 16832.3912 | 280.5544 | 10192.2718 | 6359.5651 | 4385.7214 | 1.2967e-06 | 0 | 0.0056868 | 0.0056868 | 0 | 1.0002e-06 | 1.0002e-06 | 0 | 1.0002e-06
[53 empty] | 0.0027677 | 3.3755 | 0 | 3.3755 | 0.93334 | [5 empty] | 0.0027677 | 3.3755 | 0 | 3.3755 | 0.93334 | [11 empty] | WLDFR | HFTD - Distribution - Tier 3 - 3QU CoRE ¦ 2QU LoRE | Non-Red Flag Warning - Catastrophic Fires | 2041 | 0 | 16832.3912 | 280.5544 | 10192.2718 | 6359.5651 | 4385.7214 | 1.2967e-06 | 0 | 0.0056868 | 0.0056868 | 0 | 1.04e-06 | 1.04e-06 | 0 | 1.04e-06
[53 empty] | 0.0027677 | 3.3755 | 0 | 3.3755 | 0.87228 | [5 empty] | 0.0027677 | 3.3755 | 0 | 3.3755 | 0.87228 | [11 empty] | WLDFR | HFTD - Distribution - Tier 3 - 3QU CoRE ¦ 2QU LoRE | Non-Red Flag Warning - Catastrophic Fires | 2042 | 0 | 16832.3912 | 280.5544 | 10192.2718 | 6359.5651 | 4385.7214 | 1.2967e-06 | 0 | 0.0056868 | 0.0056868 | 0 | 1.04e-06 | 1.04e-06 | 0 | 1.04e-06
[53 empty] | 0.0027677 | 3.3755 | 0 | 3.3755 | 0.81522 | [5 empty] | 0.0027677 | 3.3755 | 0 | 3.3755 | 0.81522 | [11 empty] | WLDFR | HFTD - Distribution - Tier 3 - 3QU CoRE ¦ 2QU LoRE | Non-Red Flag Warning - Catastrophic Fires | 2043 | 0 | 17672.0852 | 299.42 | 10692.7362 | 6679.929 | 4606.6527 | 1.2967e-06 | 0 | 0.0059732 | 0.0059732 | 0 | 1.04e-06 | 1.04e-06 | 0 | 1.04e-06
[53 empty] | 0.0027677 | 3.5438 | 0 | 3.5438 | 0.79987 | [5 empty] | 0.0027677 | 3.5438 | 0 | 3.5438 | 0.79987 | [11 empty] | WLDFR | HFTD - Distribution - Tier 3 - 3QU CoRE ¦ 2QU LoRE | Non-Red Flag Warning - Catastrophic Fires | 2044 | 0 | 17672.0852 | 299.42 | 10692.7362 | 6679.929 | 4606.6527 | 1.2967e-06 | 0 | 0.0059732 | 0.0059732 | 0 | 1.04e-06 | 1.04e-06 | 0 | 1.04e-06
[53 empty] | 0.0027677 | 3.5438 | 0 | 3.5438 | 0.74754 | [5 empty] | 0.0027677 | 3.5438 | 0 | 3.5438 | 0.74754 | [11 empty] | WLDFR | HFTD - Distribution - Tier 3 - 3QU CoRE ¦ 2QU LoRE | Non-Red Flag Warning - Catastrophic Fires | 2045 | 0 | 17672.0852 | 299.42 | 10692.7362 | 6679.929 | 4606.6527 | 1.2967e-06 | 0 | 0.0059732 | 0.0059732 | 0 | 1.04e-06 | 1.04e-06 | 0 | 1.04e-06
[53 empty] | 0.0027677 | 3.5438 | 0 | 3.5438 | 0.69864 | [5 empty] | 0.0027677 | 3.5438 | 0 | 3.5438 | 0.69864 | [11 empty] | WLDFR | HFTD - Distribution - Tier 3 - 3QU CoRE ¦ 2QU LoRE | Non-Red Flag Warning - Catastrophic Fires | 2046 | 0 | 17672.0852 | 299.42 | 10692.7362 | 6679.929 | 4606.6527 | 1.2967e-06 | 0 | 0.0059732 | 0.0059732 | 0 | 1.0848e-06 | 1.0848e-06 | 0 | 1.0848e-06
[53 empty] | 0.0027677 | 3.5438 | 0 | 3.5438 | 0.65293 | [5 empty] | 0.0027677 | 3.5438 | 0 | 3.5438 | 0.65293 | [11 empty] | WLDFR | HFTD - Distribution - Tier 3 - 3QU CoRE ¦ 2QU LoRE | Non-Red Flag Warning - Catastrophic Fires | 2047 | 0 | 17672.0852 | 299.42 | 10692.7362 | 6679.929 | 4606.6527 | 1.2967e-06 | 0 | 0.0059732 | 0.0059732 | 0 | 1.0848e-06 | 1.0848e-06 | 0 | 1.0848e-06
[53 empty] | 0.0027677 | 3.5438 | 0 | 3.5438 | 0.61022 | [5 empty] | 0.0027677 | 3.5438 | 0 | 3.5438 | 0.61022 | [11 empty] | WLDFR | HFTD - Distribution - Tier 3 - 3QU CoRE ¦ 2QU LoRE | Non-Red Flag Warning - Catastrophic Fires | 2048 | 0 | 18552.3348 | 319.4911 | 11216.5626 | 7016.281 | 4838.6098 | 1.2967e-06 | 0 | 0.006274 | 0.006274 | 0 | 1.0848e-06 | 1.0848e-06 | 0 | 1.0848e-06
[53 empty] | 0.0027677 | 3.7202 | 0 | 3.7202 | 0.59869 | [5 empty] | 0.0027677 | 3.7202 | 0 | 3.7202 | 0.59869 | [11 empty] | WLDFR | HFTD - Distribution - Tier 3 - 3QU CoRE ¦ 2QU LoRE | Non-Red Flag Warning - Catastrophic Fires | 2049 | 0 | 18552.3348 | 319.4911 | 11216.5626 | 7016.281 | 4838.6098 | 1.2967e-06 | 0 | 0.006274 | 0.006274 | 0 | 1.0848e-06 | 1.0848e-06 | 0 | 1.0848e-06
[53 empty] | 0.0027677 | 3.7202 | 0 | 3.7202 | 0.55952 | [5 empty] | 0.0027677 | 3.7202 | 0 | 3.7202 | 0.55952 | [11 empty] | WLDFR | HFTD - Distribution - Tier 3 - 3QU CoRE ¦ 2QU LoRE | Non-Red Flag Warning - Catastrophic Fires | 2050 | 0 | 18552.3348 | 319.4911 | 11216.5626 | 7016.281 | 4838.6098 | 1.2967e-06 | 0 | 0.006274 | 0.006274 | 0 | 1.0848e-06 | 1.0848e-06 | 0 | 1.0848e-06
[53 empty] | 0.0027677 | 3.7202 | 0 | 3.7202 | 0.52292 | [5 empty] | 0.0027677 | 3.7202 | 0 | 3.7202 | 0.52292 | [11 empty] | WLDFR | HFTD - Distribution - Tier 3 - 3QU CoRE ¦ 2QU LoRE | Non-Red Flag Warning - Catastrophic Fires | 2051 | 0 | 18552.3348 | 319.4911 | 11216.5626 | 7016.281 | 4838.6098 | 1.2967e-06 | 0 | 0.006274 | 0.006274 | 0 | 1.1342e-06 | 1.1342e-06 | 0 | 1.1342e-06
[53 empty] | 0.0027677 | 3.7202 | 0 | 3.7202 | 0.48871 | [5 empty] | 0 | 0 | 0 | 0 | 0 | [11 empty] | WLDFR | HFTD - Distribution - Tier 3 - 3QU CoRE ¦ 2QU LoRE | Non-Red Flag Warning - Catastrophic Fires | 2052 | 0 | 18552.3348 | 319.4911 | 11216.5626 | 7016.281 | 4838.6098 | 1.2967e-06 | 0 | 0.006274 | 0.006274 | 0 | 1.1342e-06 | 1.1342e-06 | 0 | 1.1342e-06
[53 empty] | 0 | 0 | 0 | 0 | 0 | [5 empty] | 0 | 0 | 0 | 0 | 0 | [11 empty] | WLDFR | HFTD - Distribution - Tier 3 - 3QU CoRE ¦ 2QU LoRE | Non-Red Flag Warning - Catastrophic Fires | 2053 | 0 | 19462.1283 | 340.5356 | 11757.1413 | 7364.4514 | 5078.7171 | 1.2967e-06 | 0 | 0.0065853 | 0.0065853 | 0 | 1.1342e-06 | 1.1342e-06 | 0 | 1.1342e-06
[53 empty] | 0 | 0 | 0 | 0 | 0 | [5 empty] | 0.00070541 | 0.69302 | 0 | 0.69302 | 0.69302 | [11 empty] | WLDFR | HFTD - Distribution - Tier 3 - 3QU CoRE ¦ 2QU LoRE | Non-Red Flag Warning - Catastrophic Fires | 2054 | 0 | 19462.1283 | 340.5356 | 11757.1413 | 7364.4514 | 5078.7171 | 1.2967e-06 | 0 | 0.0065853 | 0.0065853 | 0 | 1.1342e-06 | 1.1342e-06 | 0 | 1.1342e-06
[53 empty] | 0.00070541 | 0.69302 | 0 | 0.69302 | 0.64768 | [5 empty] | 0.00070541 | 0.69302 | 0 | 0.69302 | 0.64768 | [11 empty] | WLDFR | HFTD - Distribution - Tier 3 - 3QU CoRE ¦ 2QU LoRE | Non-Red Flag Warning - Catastrophic Fires | 2055 | 0 | 19462.1283 | 340.5356 | 11757.1413 | 7364.4514 | 5078.7171 | 1.2967e-06 | 0 | 0.0065853 | 0.0065853 | 0 | 1.1342e-06 | 1.1342e-06 | 0 | 1.1342e-06
[53 empty] | 0.00070541 | 0.71842 | 0 | 0.71842 | 0.62749 | [5 empty] | 0.00070541 | 0.71842 | 0 | 0.71842 | 0.62749 | [11 empty] | WLDFR | HFTD - Distribution - Tier 3 - 3QU CoRE ¦ 2QU LoRE | Non-Red Flag Warning - Large Fires | 2026 | 0 | 5.475 | 0.71896 | 3.0715 | 1.6846 | 1.1617 | 1.7823e-05 | 0 | 2.0706e-05 | 2.0706e-05 | 0 | 1.1877e-06 | 1.1877e-06 | 0 | 1.1877e-06
[53 empty] | 0.00070541 | 0.71842 | 0 | 0.71842 | 0.58644 | [5 empty] | 0.00070541 | 0.71842 | 0 | 0.71842 | 0.58644 | [11 empty] | WLDFR | HFTD - Distribution - Tier 3 - 3QU CoRE ¦ 2QU LoRE | Non-Red Flag Warning - Large Fires | 2027 | 0 | 5.475 | 0.71896 | 3.0715 | 1.6846 | 1.1617 | 1.7823e-05 | 0 | 2.0706e-05 | 2.0706e-05 | 0 | 1.1877e-06 | 1.1877e-06 | 0 | 1.1877e-06
[53 empty] | 0.00070541 | 0.71842 | 0 | 0.71842 | 0.54808 | [5 empty] | 0.00070541 | 0.71842 | 0 | 0.71842 | 0.54808 | [11 empty] | WLDFR | HFTD - Distribution - Tier 3 - 3QU CoRE ¦ 2QU LoRE | Non-Red Flag Warning - Large Fires | 2028 | 0 | 5.777 | 0.74734 | 3.238 | 1.7917 | 1.2356 | 1.7823e-05 | 0 | 2.2023e-05 | 2.2023e-05 | 0 | 1.1877e-06 | 1.1877e-06 | 0 | 1.1877e-06
[53 empty] | 0.00070541 | 0.71842 | 0 | 0.71842 | 0.51222 | [5 empty] | 0.00070541 | 0.71842 | 0 | 0.71842 | 0.51222 | [11 empty] | WLDFR | HFTD - Distribution - Tier 3 - 3QU CoRE ¦ 2QU LoRE | Non-Red Flag Warning - Large Fires | 2029 | 0 | 5.777 | 0.74734 | 3.238 | 1.7917 | 1.2356 | 1.7823e-05 | 0 | 2.2023e-05 | 2.2023e-05 | 0 | 1.1877e-06 | 1.1877e-06 | 0 | 1.1877e-06
[53 empty] | 0.00070541 | 0.71842 | 0 | 0.71842 | 0.47871 | [5 empty] | 0.00070541 | 0.71842 | 0 | 0.71842 | 0.47871 | [11 empty] | WLDFR | HFTD - Distribution - Tier 3 - 3QU CoRE ¦ 2QU LoRE | Non-Red Flag Warning - Large Fires | 2030 | 0 | 5.777 | 0.74734 | 3.238 | 1.7917 | 1.2356 | 1.7823e-05 | 0 | 2.2023e-05 | 2.2023e-05 | 0 | 1.1877e-06 | 1.1877e-06 | 0 | 1.1877e-06
[53 empty] | 0.00070541 | 0.75041 | 0 | 0.75041 | 0.46732 | [5 empty] | 0.00070541 | 0.75041 | 0 | 0.75041 | 0.46732 | [11 empty] | WLDFR | HFTD - Distribution - Tier 3 - 3QU CoRE ¦ 2QU LoRE | Non-Red Flag Warning - Large Fires | 2031 | 0 | 5.777 | 0.74734 | 3.238 | 1.7917 | 1.2356 | 1.7823e-05 | 0 | 2.2023e-05 | 2.2023e-05 | 0 | 1.2448e-06 | 1.2448e-06 | 0 | 1.2448e-06
[53 empty] | 0.00070541 | 0.75041 | 0 | 0.75041 | 0.43675 | [5 empty] | 0.00070541 | 0.75041 | 0 | 0.75041 | 0.43675 | [11 empty] | WLDFR | HFTD - Distribution - Tier 3 - 3QU CoRE ¦ 2QU LoRE | Non-Red Flag Warning - Large Fires | 2032 | 0 | 5.777 | 0.74734 | 3.238 | 1.7917 | 1.2356 | 1.7823e-05 | 0 | 2.2023e-05 | 2.2023e-05 | 0 | 1.2448e-06 | 1.2448e-06 | 0 | 1.2448e-06
[53 empty] | 0.00070541 | 0.75041 | 0 | 0.75041 | 0.40818 | [5 empty] | 0.00070541 | 0.75041 | 0 | 0.75041 | 0.40818 | [11 empty] | WLDFR | HFTD - Distribution - Tier 3 - 3QU CoRE ¦ 2QU LoRE | Non-Red Flag Warning - Large Fires | 2033 | 0 | 6.1205 | 0.77885 | 3.4265 | 1.9151 | 1.3207 | 1.7823e-05 | 0 | 2.354e-05 | 2.354e-05 | 0 | 1.2448e-06 | 1.2448e-06 | 0 | 1.2448e-06
[53 empty] | 0.00070541 | 0.75041 | 0 | 0.75041 | 0.38147 | [5 empty] | 0.00070541 | 0.75041 | 0 | 0.75041 | 0.38147 | [11 empty] | WLDFR | HFTD - Distribution - Tier 3 - 3QU CoRE ¦ 2QU LoRE | Non-Red Flag Warning - Large Fires | 2034 | 0 | 6.1205 | 0.77885 | 3.4265 | 1.9151 | 1.3207 | 1.7823e-05 | 0 | 2.354e-05 | 2.354e-05 | 0 | 1.2448e-06 | 1.2448e-06 | 0 | 1.2448e-06
[53 empty] | 0.00070541 | 0.75041 | 0 | 0.75041 | 0.35652 | [5 empty] | 0.00070541 | 0.75041 | 0 | 0.75041 | 0.35652 | [11 empty] | WLDFR | HFTD - Distribution - Tier 3 - 3QU CoRE ¦ 2QU LoRE | Non-Red Flag Warning - Large Fires | 2035 | 0 | 6.1205 | 0.77885 | 3.4265 | 1.9151 | 1.3207 | 1.7823e-05 | 0 | 2.354e-05 | 2.354e-05 | 0 | 0 | 1.2448e-06 | 0 | 1.2448e-06
[53 empty] | 0.00070541 | 0.78597 | 0 | 0.78597 | 0.34898 | [5 empty] | 0.00070541 | 0.78597 | 0 | 0.78597 | 0.34898 | [11 empty] | WLDFR | HFTD - Distribution - Tier 3 - 3QU CoRE ¦ 2QU LoRE | Non-Red Flag Warning - Large Fires | 2036 | 0 | 6.1205 | 0.77885 | 3.4265 | 1.9151 | 1.3207 | 1.7823e-05 | 0 | 2.354e-05 | 2.354e-05 | 0 | 0.00040391 | 0 | 0 | 0
[53 empty] | 0.00070541 | 0.78597 | 0 | 0.78597 | 0.32615 | [5 empty] | 0.00070541 | 0.78597 | 0 | 0.78597 | 0.32615 | [11 empty] | WLDFR | HFTD - Distribution - Tier 3 - 3QU CoRE ¦ 2QU LoRE | Non-Red Flag Warning - Large Fires | 2037 | 0 | 6.1205 | 0.77885 | 3.4265 | 1.9151 | 1.3207 | 1.7823e-05 | 0 | 2.354e-05 | 2.354e-05 | 0 | 0.00041871 | 0.00041871 | 0 | 0.00041871
[53 empty] | 0.00070541 | 0.78597 | 0 | 0.78597 | 0.30481 | [5 empty] | 0.00070541 | 0.78597 | 0 | 0.78597 | 0.30481 | [11 empty] | WLDFR | HFTD - Distribution - Tier 3 - 3QU CoRE ¦ 2QU LoRE | Non-Red Flag Warning - Large Fires | 2038 | 0 | 6.5028 | 0.81304 | 3.6355 | 2.0543 | 1.4167 | 1.7823e-05 | 0 | 2.525e-05 | 2.525e-05 | 0 | 0.00041871 | 0.00041871 | 0 | 0.00041871
[53 empty] | 0.00070541 | 0.78597 | 0 | 0.78597 | 0.28487 | [5 empty] | 0.00070541 | 0.78597 | 0 | 0.78597 | 0.28487 | [11 empty] | WLDFR | HFTD - Distribution - Tier 3 - 3QU CoRE ¦ 2QU LoRE | Non-Red Flag Warning - Large Fires | 2039 | 0 | 6.5028 | 0.81304 | 3.6355 | 2.0543 | 1.4167 | 1.7823e-05 | 0 | 2.525e-05 | 2.525e-05 | 0 | 0.00041871 | 0.00041871 | 0 | 0.00041871
[53 empty] | 0.00070541 | 0.78597 | 0 | 0.78597 | 0.26624 | [5 empty] | 0.00070541 | 0.78597 | 0 | 0.78597 | 0.26624 | [11 empty] | WLDFR | HFTD - Distribution - Tier 3 - 3QU CoRE ¦ 2QU LoRE | Non-Red Flag Warning - Large Fires | 2040 | 0 | 6.5028 | 0.81304 | 3.6355 | 2.0543 | 1.4167 | 1.7823e-05 | 0 | 2.525e-05 | 2.525e-05 | 0 | 0.00041871 | 0.00041871 | 0 | 0.00041871
[53 empty] | 0.00070541 | 0.82457 | 0 | 0.82457 | 0.26104 | [5 empty] | 0.00070541 | 0.82457 | 0 | 0.82457 | 0.26104 | [11 empty] | WLDFR | HFTD - Distribution - Tier 3 - 3QU CoRE ¦ 2QU LoRE | Non-Red Flag Warning - Large Fires | 2041 | 0 | 6.5028 | 0.81304 | 3.6355 | 2.0543 | 1.4167 | 1.7823e-05 | 0 | 2.525e-05 | 2.525e-05 | 0 | 0.00041871 | 0.00041871 | 0 | 0.00041871
[53 empty] | 0.00070541 | 0.82457 | 0 | 0.82457 | 0.24396 | [5 empty] | 0.00070541 | 0.82457 | 0 | 0.82457 | 0.24396 | [11 empty] | WLDFR | HFTD - Distribution - Tier 3 - 3QU CoRE ¦ 2QU LoRE | Non-Red Flag Warning - Large Fires | 2042 | 0 | 6.5028 | 0.81304 | 3.6355 | 2.0543 | 1.4167 | 1.7823e-05 | 0 | 2.525e-05 | 2.525e-05 | 0 | 0.00043737 | 0.00043737 | 0 | 0.00043737
[53 empty] | 0.00070541 | 0.82457 | 0 | 0.82457 | 0.228 | [5 empty] | 0.00070541 | 0.82457 | 0 | 0.82457 | 0.228 | [11 empty] | WLDFR | HFTD - Distribution - Tier 3 - 3QU CoRE ¦ 2QU LoRE | Non-Red Flag Warning - Large Fires | 2043 | 0 | 6.9209 | 0.84944 | 3.8632 | 2.2083 | 1.5229 | 1.7823e-05 | 0 | 2.7143e-05 | 2.7143e-05 | 0 | 0.00043737 | 0.00043737 | 0 | 0.00043737
[53 empty] | 0.00070541 | 0.82457 | 0 | 0.82457 | 0.21309 | [5 empty] | 0.00070541 | 0.82457 | 0 | 0.82457 | 0.21309 | [11 empty] | WLDFR | HFTD - Distribution - Tier 3 - 3QU CoRE ¦ 2QU LoRE | Non-Red Flag Warning - Large Fires | 2044 | 0 | 6.9209 | 0.84944 | 3.8632 | 2.2083 | 1.5229 | 1.7823e-05 | 0 | 2.7143e-05 | 2.7143e-05 | 0 | 0.00043737 | 0.00043737 | 0 | 0.00043737
[53 empty] | 0.00070541 | 0.82457 | 0 | 0.82457 | 0.19915 | [5 empty] | 0.00070541 | 0.82457 | 0 | 0.82457 | 0.19915 | [11 empty] | WLDFR | HFTD - Distribution - Tier 3 - 3QU CoRE ¦ 2QU LoRE | Non-Red Flag Warning - Large Fires | 2045 | 0 | 6.9209 | 0.84944 | 3.8632 | 2.2083 | 1.5229 | 1.7823e-05 | 0 | 2.7143e-05 | 2.7143e-05 | 0 | 0.00043737 | 0.00043737 | 0 | 0.00043737
[53 empty] | 0.00070541 | 0.86569 | 0 | 0.86569 | 0.1954 | [5 empty] | 0.00070541 | 0.86569 | 0 | 0.86569 | 0.1954 | [11 empty] | WLDFR | HFTD - Distribution - Tier 3 - 3QU CoRE ¦ 2QU LoRE | Non-Red Flag Warning - Large Fires | 2046 | 0 | 6.9209 | 0.84944 | 3.8632 | 2.2083 | 1.5229 | 1.7823e-05 | 0 | 2.7143e-05 | 2.7143e-05 | 0 | 0.00043737 | 0.00043737 | 0 | 0.00043737
[53 empty] | 0.00070541 | 0.86569 | 0 | 0.86569 | 0.18261 | [5 empty] | 0.00070541 | 0.86569 | 0 | 0.86569 | 0.18261 | [11 empty] | WLDFR | HFTD - Distribution - Tier 3 - 3QU CoRE ¦ 2QU LoRE | Non-Red Flag Warning - Large Fires | 2047 | 0 | 6.9209 | 0.84944 | 3.8632 | 2.2083 | 1.5229 | 1.7823e-05 | 0 | 2.7143e-05 | 2.7143e-05 | 0 | 0.0004581 | 0.0004581 | 0 | 0.0004581
[53 empty] | 0.00070541 | 0.86569 | 0 | 0.86569 | 0.17067 | [5 empty] | 0.00070541 | 0.86569 | 0 | 0.86569 | 0.17067 | [11 empty] | WLDFR | HFTD - Distribution - Tier 3 - 3QU CoRE ¦ 2QU LoRE | Non-Red Flag Warning - Large Fires | 2048 | 0 | 7.3713 | 0.88759 | 4.1075 | 2.3763 | 1.6388 | 1.7823e-05 | 0 | 2.9208e-05 | 2.9208e-05 | 0 | 0.0004581 | 0.0004581 | 0 | 0.0004581
[53 empty] | 0.00070541 | 0.86569 | 0 | 0.86569 | 0.1595 | [5 empty] | 0.00070541 | 0.86569 | 0 | 0.86569 | 0.1595 | [11 empty] | WLDFR | HFTD - Distribution - Tier 3 - 3QU CoRE ¦ 2QU LoRE | Non-Red Flag Warning - Large Fires | 2049 | 0 | 7.3713 | 0.88759 | 4.1075 | 2.3763 | 1.6388 | 1.7823e-05 | 0 | 2.9208e-05 | 2.9208e-05 | 0 | 0.0004581 | 0.0004581 | 0 | 0.0004581
[53 empty] | 0.00070541 | 0.86569 | 0 | 0.86569 | 0.14907 | [5 empty] | 0.00070541 | 0.86569 | 0 | 0.86569 | 0.14907 | [11 empty] | WLDFR | HFTD - Distribution - Tier 3 - 3QU CoRE ¦ 2QU LoRE | Non-Red Flag Warning - Large Fires | 2050 | 0 | 7.3713 | 0.88759 | 4.1075 | 2.3763 | 1.6388 | 1.7823e-05 | 0 | 2.9208e-05 | 2.9208e-05 | 0 | 0.0004581 | 0.0004581 | 0 | 0.0004581
[53 empty] | 0.00070541 | 0.90879 | 0 | 0.90879 | 0.14625 | [5 empty] | 0.00070541 | 0.90879 | 0 | 0.90879 | 0.14625 | [11 empty] | WLDFR | HFTD - Distribution - Tier 3 - 3QU CoRE ¦ 2QU LoRE | Non-Red Flag Warning - Large Fires | 2051 | 0 | 7.3713 | 0.88759 | 4.1075 | 2.3763 | 1.6388 | 1.7823e-05 | 0 | 2.9208e-05 | 2.9208e-05 | 0 | 0.0004581 | 0.0004581 | 0 | 0.0004581
[53 empty] | 0.00070541 | 0.90879 | 0 | 0.90879 | 0.13668 | [5 empty] | 0.00070541 | 0.90879 | 0 | 0.90879 | 0.13668 | [11 empty] | WLDFR | HFTD - Distribution - Tier 3 - 3QU CoRE ¦ 2QU LoRE | Non-Red Flag Warning - Large Fires | 2052 | 0 | 7.3713 | 0.88759 | 4.1075 | 2.3763 | 1.6388 | 1.7823e-05 | 0 | 2.9208e-05 | 2.9208e-05 | 0 | 0.00048061 | 0.00048061 | 0 | 0.00048061
[53 empty] | 0.00070541 | 0.90879 | 0 | 0.90879 | 0.12774 | [5 empty] | 0.00070541 | 0.90879 | 0 | 0.90879 | 0.12774 | [11 empty] | WLDFR | HFTD - Distribution - Tier 3 - 3QU CoRE ¦ 2QU LoRE | Non-Red Flag Warning - Large Fires | 2053 | 0 | 7.8503 | 0.92702 | 4.3664 | 2.5569 | 1.7633 | 1.7823e-05 | 0 | 3.1427e-05 | 3.1427e-05 | 0 | 0.00048061 | 0.00048061 | 0 | 0.00048061
[53 empty] | 0.00070541 | 0.90879 | 0 | 0.90879 | 0.11939 | [5 empty] | 0 | 0 | 0 | 0 | 0 | [11 empty] | WLDFR | HFTD - Distribution - Tier 3 - 3QU CoRE ¦ 2QU LoRE | Non-Red Flag Warning - Large Fires | 2054 | 0 | 7.8503 | 0.92702 | 4.3664 | 2.5569 | 1.7633 | 1.7823e-05 | 0 | 3.1427e-05 | 3.1427e-05 | 0 | 0.00048061 | 0.00048061 | 0 | 0.00048061
[53 empty] | 0 | 0 | 0 | 0 | 0 | [5 empty] | 0 | 0 | 0 | 0 | 0 | [11 empty] | WLDFR | HFTD - Distribution - Tier 3 - 3QU CoRE ¦ 2QU LoRE | Non-Red Flag Warning - Large Fires | 2055 | 0 | 7.8503 | 0.92702 | 4.3664 | 2.5569 | 1.7633 | 1.7823e-05 | 0 | 3.1427e-05 | 3.1427e-05 | 0 | 0.00048061 | 0.00048061 | 0 | 0.00048061
[53 empty] | 0 | 0 | 0 | 0 | 0 | [5 empty] | 0.0020004 | 1.6875 | 0 | 1.6875 | 1.6875 | [11 empty] | WLDFR | HFTD - Distribution - Tier 3 - 3QU CoRE ¦ 2QU LoRE | Non-Red Flag Warning - Small Fires | 2026 | 0 | 0.080408 | 0.03759 | 0.0016314 | 0.041187 | 0.028403 | 0.0054209 | 0 | 0.00015397 | 0.00015397 | 0 | 0.00048061 | 0.00048061 | 0 | 0.00048061
[53 empty] | 0.0020004 | 1.6875 | 0 | 1.6875 | 1.5771 | [5 empty] | 0.0020004 | 1.6875 | 0 | 1.6875 | 1.5771 | [11 empty] | WLDFR | HFTD - Distribution - Tier 3 - 3QU CoRE ¦ 2QU LoRE | Non-Red Flag Warning - Small Fires | 2027 | 0 | 0.080408 | 0.03759 | 0.0016314 | 0.041187 | 0.028403 | 0.0054209 | 0 | 0.00015397 | 0.00015397 | 0 | 0.00050458 | 0.00050458 | 0 | 0.00050458
[53 empty] | 0.0020004 | 1.7494 | 0 | 1.7494 | 1.528 | [5 empty] | 0.0020004 | 1.7494 | 0 | 1.7494 | 1.528 | [11 empty] | WLDFR | HFTD - Distribution - Tier 3 - 3QU CoRE ¦ 2QU LoRE | Non-Red Flag Warning - Small Fires | 2028 | 0 | 0.083606 | 0.039055 | 0.001695 | 0.042856 | 0.029555 | 0.0054209 | 0 | 0.00016021 | 0.00016021 | 0 | 0.00050458 | 0.00050458 | 0 | 0.00050458
[53 empty] | 0.0020004 | 1.7494 | 0 | 1.7494 | 1.428 | [5 empty] | 0.0020004 | 1.7494 | 0 | 1.7494 | 1.428 | [11 empty] | WLDFR | HFTD - Distribution - Tier 3 - 3QU CoRE ¦ 2QU LoRE | Non-Red Flag Warning - Small Fires | 2029 | 0 | 0.083606 | 0.039055 | 0.001695 | 0.042856 | 0.029555 | 0.0054209 | 0 | 0.00016021 | 0.00016021 | 0 | 0.00050458 | 0.00050458 | 0 | 0.00050458
[53 empty] | 0.0020004 | 1.7494 | 0 | 1.7494 | 1.3346 | [5 empty] | 0.0020004 | 1.7494 | 0 | 1.7494 | 1.3346 | [11 empty] | WLDFR | HFTD - Distribution - Tier 3 - 3QU CoRE ¦ 2QU LoRE | Non-Red Flag Warning - Small Fires | 2030 | 0 | 0.083606 | 0.039055 | 0.001695 | 0.042856 | 0.029555 | 0.0054209 | 0 | 0.00016021 | 0.00016021 | 0 | 0.00050458 | 0.00050458 | 0 | 0.00050458
[53 empty] | 0.0020004 | 1.7494 | 0 | 1.7494 | 1.2473 | [5 empty] | 0.0020004 | 1.7494 | 0 | 1.7494 | 1.2473 | [11 empty] | WLDFR | HFTD - Distribution - Tier 3 - 3QU CoRE ¦ 2QU LoRE | Non-Red Flag Warning - Small Fires | 2031 | 0 | 0.083606 | 0.039055 | 0.001695 | 0.042856 | 0.029555 | 0.0054209 | 0 | 0.00016021 | 0.00016021 | 0 | 0.00050458 | 0.00050458 | 0 | 0.00050458
[53 empty] | 0.0020004 | 1.7494 | 0 | 1.7494 | 1.1657 | [5 empty] | 0.0020004 | 1.7494 | 0 | 1.7494 | 1.1657 | [11 empty] | WLDFR | HFTD - Distribution - Tier 3 - 3QU CoRE ¦ 2QU LoRE | Non-Red Flag Warning - Small Fires | 2032 | 0 | 0.083606 | 0.039055 | 0.001695 | 0.042856 | 0.029555 | 0.0054209 | 0 | 0.00016021 | 0.00016021 | 0 | 0.00052972 | 0.00052972 | 0 | 0.00052972
[53 empty] | 0.0020004 | 1.8273 | 0 | 1.8273 | 1.1379 | [5 empty] | 0.0020004 | 1.8273 | 0 | 1.8273 | 1.1379 | [11 empty] | WLDFR | HFTD - Distribution - Tier 3 - 3QU CoRE ¦ 2QU LoRE | Non-Red Flag Warning - Small Fires | 2033 | 0 | 0.087211 | 0.040679 | 0.0017655 | 0.044766 | 0.030872 | 0.0054209 | 0 | 0.00016735 | 0.00016735 | 0 | 0.00052972 | 0.00052972 | 0 | 0.00052972
[53 empty] | 0.0020004 | 1.8273 | 0 | 1.8273 | 1.0635 | [5 empty] | 0.0020004 | 1.8273 | 0 | 1.8273 | 1.0635 | [11 empty] | WLDFR | HFTD - Distribution - Tier 3 - 3QU CoRE ¦ 2QU LoRE | Non-Red Flag Warning - Small Fires | 2034 | 0 | 0.087211 | 0.040679 | 0.0017655 | 0.044766 | 0.030872 | 0.0054209 | 0 | 0.00016735 | 0.00016735 | 0 | 0.00052972 | 0.00052972 | 0 | 0.00052972
[53 empty] | 0.0020004 | 1.8273 | 0 | 1.8273 | 0.99392 | [5 empty] | 0.0020004 | 1.8273 | 0 | 1.8273 | 0.99392 | [11 empty] | WLDFR | HFTD - Distribution - Tier 3 - 3QU CoRE ¦ 2QU LoRE | Non-Red Flag Warning - Small Fires | 2035 | 0 | 0.087211 | 0.040679 | 0.0017655 | 0.044766 | 0.030872 | 0.0054209 | 0 | 0.00016735 | 0.00016735 | 0 | 0.00052972 | 0.00052972 | 0 | 0.00052972
[53 empty] | 0.0020004 | 1.8273 | 0 | 1.8273 | 0.92889 | [5 empty] | 0.0020004 | 1.8273 | 0 | 1.8273 | 0.92889 | [11 empty] | WLDFR | HFTD - Distribution - Tier 3 - 3QU CoRE ¦ 2QU LoRE | Non-Red Flag Warning - Small Fires | 2036 | 0 | 0.087211 | 0.040679 | 0.0017655 | 0.044766 | 0.030872 | 0.0054209 | 0 | 0.00016735 | 0.00016735 | 0 | 0 | 0.00052972 | 0 | 0.00052972
[53 empty] | 0.0020004 | 1.8273 | 0 | 1.8273 | 0.86812 | [5 empty] | 0.0020004 | 1.8273 | 0 | 1.8273 | 0.86812 | [11 empty] | WLDFR | HFTD - Distribution - Tier 3 - 3QU CoRE ¦ 2QU LoRE | Non-Red Flag Warning - Small Fires | 2037 | 0 | 0.087211 | 0.040679 | 0.0017655 | 0.044766 | 0.030872 | 0.0054209 | 0 | 0.00016735 | 0.00016735 | 0 | 0.00053876 | 0 | 0 | 0
[53 empty] | 0.0020004 | 1.9139 | 0 | 1.9139 | 0.84978 | [5 empty] | 0.0020004 | 1.9139 | 0 | 1.9139 | 0.84978 | [11 empty] | WLDFR | HFTD - Distribution - Tier 3 - 3QU CoRE ¦ 2QU LoRE | Non-Red Flag Warning - Small Fires | 2038 | 0 | 0.091184 | 0.042438 | 0.0018418 | 0.046905 | 0.032347 | 0.0054209 | 0 | 0.00017535 | 0.00017535 | 0 | 0.00055844 | 0.00055844 | 0 | 0.00055844
[53 empty] | 0.0020004 | 1.9139 | 0 | 1.9139 | 0.79418 | [5 empty] | 0.0020004 | 1.9139 | 0 | 1.9139 | 0.79418 | [11 empty] | WLDFR | HFTD - Distribution - Tier 3 - 3QU CoRE ¦ 2QU LoRE | Non-Red Flag Warning - Small Fires | 2039 | 0 | 0.091184 | 0.042438 | 0.0018418 | 0.046905 | 0.032347 | 0.0054209 | 0 | 0.00017535 | 0.00017535 | 0 | 0.00055844 | 0.00055844 | 0 | 0.00055844
[53 empty] | 0.0020004 | 1.9139 | 0 | 1.9139 | 0.74223 | [5 empty] | 0.0020004 | 1.9139 | 0 | 1.9139 | 0.74223 | [11 empty] | WLDFR | HFTD - Distribution - Tier 3 - 3QU CoRE ¦ 2QU LoRE | Non-Red Flag Warning - Small Fires | 2040 | 0 | 0.091184 | 0.042438 | 0.0018418 | 0.046905 | 0.032347 | 0.0054209 | 0 | 0.00017535 | 0.00017535 | 0 | 0.00055844 | 0.00055844 | 0 | 0.00055844
[53 empty] | 0.0020004 | 1.9139 | 0 | 1.9139 | 0.69367 | [5 empty] | 0.0020004 | 1.9139 | 0 | 1.9139 | 0.69367 | [11 empty] | WLDFR | HFTD - Distribution - Tier 3 - 3QU CoRE ¦ 2QU LoRE | Non-Red Flag Warning - Small Fires | 2041 | 0 | 0.091184 | 0.042438 | 0.0018418 | 0.046905 | 0.032347 | 0.0054209 | 0 | 0.00017535 | 0.00017535 | 0 | 0.00055844 | 0.00055844 | 0 | 0.00055844
[53 empty] | 0.0020004 | 1.9139 | 0 | 1.9139 | 0.64829 | [5 empty] | 0.0020004 | 1.9139 | 0 | 1.9139 | 0.64829 | [11 empty] | WLDFR | HFTD - Distribution - Tier 3 - 3QU CoRE ¦ 2QU LoRE | Non-Red Flag Warning - Small Fires | 2042 | 0 | 0.091184 | 0.042438 | 0.0018418 | 0.046905 | 0.032347 | 0.0054209 | 0 | 0.00017535 | 0.00017535 | 0 | 0.00055844 | 0.00055844 | 0 | 0.00055844
[53 empty] | 0.0020004 | 2.0078 | 0 | 2.0078 | 0.63563 | [5 empty] | 0.0020004 | 2.0078 | 0 | 2.0078 | 0.63563 | [11 empty] | WLDFR | HFTD - Distribution - Tier 3 - 3QU CoRE ¦ 2QU LoRE | Non-Red Flag Warning - Small Fires | 2043 | 0 | 0.095486 | 0.044306 | 0.0019228 | 0.049257 | 0.033969 | 0.0054209 | 0 | 0.00018414 | 0.00018414 | 0 | 0.00058322 | 0.00058322 | 0 | 0.00058322
[53 empty] | 0.0020004 | 2.0078 | 0 | 2.0078 | 0.59405 | [5 empty] | 0.0020004 | 2.0078 | 0 | 2.0078 | 0.59405 | [11 empty] | WLDFR | HFTD - Distribution - Tier 3 - 3QU CoRE ¦ 2QU LoRE | Non-Red Flag Warning - Small Fires | 2044 | 0 | 0.095486 | 0.044306 | 0.0019228 | 0.049257 | 0.033969 | 0.0054209 | 0 | 0.00018414 | 0.00018414 | 0 | 0.00058322 | 0.00058322 | 0 | 0.00058322
[53 empty] | 0.0020004 | 2.0078 | 0 | 2.0078 | 0.55519 | [5 empty] | 0.0020004 | 2.0078 | 0 | 2.0078 | 0.55519 | [11 empty] | WLDFR | HFTD - Distribution - Tier 3 - 3QU CoRE ¦ 2QU LoRE | Non-Red Flag Warning - Small Fires | 2045 | 0 | 0.095486 | 0.044306 | 0.0019228 | 0.049257 | 0.033969 | 0.0054209 | 0 | 0.00018414 | 0.00018414 | 0 | 0.00058322 | 0.00058322 | 0 | 0.00058322
[53 empty] | 0.0020004 | 2.0078 | 0 | 2.0078 | 0.51887 | [5 empty] | 0.0020004 | 2.0078 | 0 | 2.0078 | 0.51887 | [11 empty] | WLDFR | HFTD - Distribution - Tier 3 - 3QU CoRE ¦ 2QU LoRE | Non-Red Flag Warning - Small Fires | 2046 | 0 | 0.095486 | 0.044306 | 0.0019228 | 0.049257 | 0.033969 | 0.0054209 | 0 | 0.00018414 | 0.00018414 | 0 | 0.00058322 | 0.00058322 | 0 | 0.00058322
[53 empty] | 0.0020004 | 2.0078 | 0 | 2.0078 | 0.48492 | [5 empty] | 0.0020004 | 2.0078 | 0 | 2.0078 | 0.48492 | [11 empty] | WLDFR | HFTD - Distribution - Tier 3 - 3QU CoRE ¦ 2QU LoRE | Non-Red Flag Warning - Small Fires | 2047 | 0 | 0.095486 | 0.044306 | 0.0019228 | 0.049257 | 0.033969 | 0.0054209 | 0 | 0.00018414 | 0.00018414 | 0 | 0.00058322 | 0.00058322 | 0 | 0.00058322
[53 empty] | 0.0020004 | 2.108 | 0 | 2.108 | 0.47579 | [5 empty] | 0.0020004 | 2.108 | 0 | 2.108 | 0.47579 | [11 empty] | WLDFR | HFTD - Distribution - Tier 3 - 3QU CoRE ¦ 2QU LoRE | Non-Red Flag Warning - Small Fires | 2048 | 0 | 0.10007 | 0.04626 | 0.0020076 | 0.051804 | 0.035726 | 0.0054209 | 0 | 0.00019366 | 0.00019366 | 0 | 0.00061074 | 0.00061074 | 0 | 0.00061074
[53 empty] | 0.0020004 | 2.108 | 0 | 2.108 | 0.44467 | [5 empty] | 0.0020004 | 2.108 | 0 | 2.108 | 0.44467 | [11 empty] | WLDFR | HFTD - Distribution - Tier 3 - 3QU CoRE ¦ 2QU LoRE | Non-Red Flag Warning - Small Fires | 2049 | 0 | 0.10007 | 0.04626 | 0.0020076 | 0.051804 | 0.035726 | 0.0054209 | 0 | 0.00019366 | 0.00019366 | 0 | 0.00061074 | 0.00061074 | 0 | 0.00061074
[53 empty] | 0.0020004 | 2.108 | 0 | 2.108 | 0.41558 | [5 empty] | 0.0020004 | 2.108 | 0 | 2.108 | 0.41558 | [11 empty] | WLDFR | HFTD - Distribution - Tier 3 - 3QU CoRE ¦ 2QU LoRE | Non-Red Flag Warning - Small Fires | 2050 | 0 | 0.10007 | 0.04626 | 0.0020076 | 0.051804 | 0.035726 | 0.0054209 | 0 | 0.00019366 | 0.00019366 | 0 | 0.00061074 | 0.00061074 | 0 | 0.00061074
[53 empty] | 0.0020004 | 2.108 | 0 | 2.108 | 0.38839 | [5 empty] | 0.0020004 | 2.108 | 0 | 2.108 | 0.38839 | [11 empty] | WLDFR | HFTD - Distribution - Tier 3 - 3QU CoRE ¦ 2QU LoRE | Non-Red Flag Warning - Small Fires | 2051 | 0 | 0.10007 | 0.04626 | 0.0020076 | 0.051804 | 0.035726 | 0.0054209 | 0 | 0.00019366 | 0.00019366 | 0 | 0.00061074 | 0.00061074 | 0 | 0.00061074
[53 empty] | 0.0020004 | 2.108 | 0 | 2.108 | 0.36298 | [5 empty] | 0.0020004 | 2.108 | 0 | 2.108 | 0.36298 | [11 empty] | WLDFR | HFTD - Distribution - Tier 3 - 3QU CoRE ¦ 2QU LoRE | Non-Red Flag Warning - Small Fires | 2052 | 0 | 0.10007 | 0.04626 | 0.0020076 | 0.051804 | 0.035726 | 0.0054209 | 0 | 0.00019366 | 0.00019366 | 0 | 0.00061074 | 0.00061074 | 0 | 0.00061074
[53 empty] | 0.0020004 | 2.2129 | 0 | 2.2129 | 0.35612 | [5 empty] | 0.0020004 | 2.2129 | 0 | 2.2129 | 0.35612 | [11 empty] | WLDFR | HFTD - Distribution - Tier 3 - 3QU CoRE ¦ 2QU LoRE | Non-Red Flag Warning - Small Fires | 2053 | 0 | 0.10489 | 0.048274 | 0.002095 | 0.054525 | 0.037602 | 0.0054209 | 0 | 0.00020383 | 0.00020383 | 0 | 0.00064059 | 0.00064059 | 0 | 0.00064059
[53 empty] | 0.0020004 | 2.2129 | 0 | 2.2129 | 0.33282 | [5 empty] | 0.0020004 | 2.2129 | 0 | 2.2129 | 0.33282 | [11 empty] | WLDFR | HFTD - Distribution - Tier 3 - 3QU CoRE ¦ 2QU LoRE | Non-Red Flag Warning - Small Fires | 2054 | 0 | 0.10489 | 0.048274 | 0.002095 | 0.054525 | 0.037602 | 0.0054209 | 0 | 0.00020383 | 0.00020383 | 0 | 0.00064059 | 0.00064059 | 0 | 0.00064059
[53 empty] | 0.0020004 | 2.2129 | 0 | 2.2129 | 0.31105 | [5 empty] | 0.0020004 | 2.2129 | 0 | 2.2129 | 0.31105 | [11 empty] | WLDFR | HFTD - Distribution - Tier 3 - 3QU CoRE ¦ 2QU LoRE | Non-Red Flag Warning - Small Fires | 2055 | 0 | 0.10489 | 0.048274 | 0.002095 | 0.054525 | 0.037602 | 0.0054209 | 0 | 0.00020383 | 0.00020383 | 0 | 0.00064059 | 0.00064059 | 0 | 0.00064059
[53 empty] | 0.0020004 | 2.2129 | 0 | 2.2129 | 0.2907 | [5 empty] | 0 | 0 | 0 | 0 | 0 | [11 empty] | WLDFR | HFTD - Distribution - Tier 3 - 3QU CoRE ¦ 2QU LoRE | Red Flag Warning - Catastrophic Fires | 2026 | 0 | 14664.6376 | 233.2301 | 8896.516 | 5534.8915 | 3817.0051 | 3.9726e-05 | 0 | 0.15163 | 0.15163 | 0 | 0.00064059 | 0.00064059 | 0 | 0.00064059
[53 empty] | 0 | 0 | 0 | 0 | 0 | [5 empty] | 0 | 0 | 0 | 0 | 0 | [11 empty] | WLDFR | HFTD - Distribution - Tier 3 - 3QU CoRE ¦ 2QU LoRE | Red Flag Warning - Catastrophic Fires | 2027 | 0 | 14664.6376 | 233.2301 | 8896.516 | 5534.8915 | 3817.0051 | 3.9726e-05 | 0 | 0.15163 | 0.15163 | 0 | 0.00064059 | 0.00064059 | 0 | 0.00064059
[53 empty] | 0 | 0 | 0 | 0 | 0 | [5 empty] | 0.00025639 | 0.15893 | 0 | 0.15893 | 0.15893 | [11 empty] | WLDFR | HFTD - Distribution - Tier 3 - 3QU CoRE ¦ 2QU LoRE | Red Flag Warning - Catastrophic Fires | 2028 | 0 | 15317.9909 | 247.273 | 9287.6491 | 5783.0689 | 3988.1546 | 3.9726e-05 | 0 | 0.15843 | 0.15843 | 0 | 0.00067236 | 0.00067236 | 0 | 0.00067236
[53 empty] | 0.00025639 | 0.15893 | 0 | 0.15893 | 0.14853 | [5 empty] | 0.00025639 | 0.15893 | 0 | 0.15893 | 0.14853 | [11 empty] | WLDFR | HFTD - Distribution - Tier 3 - 3QU CoRE ¦ 2QU LoRE | Red Flag Warning - Catastrophic Fires | 2029 | 0 | 15317.9909 | 247.273 | 9287.6491 | 5783.0689 | 3988.1546 | 3.9726e-05 | 0 | 0.15843 | 0.15843 | 0 | 0.00067236 | 0.00067236 | 0 | 0.00067236
[53 empty] | 0.00025639 | 0.16475 | 0 | 0.16475 | 0.1439 | [5 empty] | 0.00025639 | 0.16475 | 0 | 0.16475 | 0.1439 | [11 empty] | WLDFR | HFTD - Distribution - Tier 3 - 3QU CoRE ¦ 2QU LoRE | Red Flag Warning - Catastrophic Fires | 2030 | 0 | 15317.9909 | 247.273 | 9287.6491 | 5783.0689 | 3988.1546 | 3.9726e-05 | 0 | 0.15843 | 0.15843 | 0 | 0.00067236 | 0.00067236 | 0 | 0.00067236
[53 empty] | 0.00025639 | 0.16475 | 0 | 0.16475 | 0.13449 | [5 empty] | 0.00025639 | 0.16475 | 0 | 0.16475 | 0.13449 | [11 empty] | WLDFR | HFTD - Distribution - Tier 3 - 3QU CoRE ¦ 2QU LoRE | Red Flag Warning - Catastrophic Fires | 2031 | 0 | 15317.9909 | 247.273 | 9287.6491 | 5783.0689 | 3988.1546 | 3.9726e-05 | 0 | 0.15843 | 0.15843 | 0 | 0.00067236 | 0.00067236 | 0 | 0.00067236
[53 empty] | 0.00025639 | 0.16475 | 0 | 0.16475 | 0.12569 | [5 empty] | 0.00025639 | 0.16475 | 0 | 0.16475 | 0.12569 | [11 empty] | WLDFR | HFTD - Distribution - Tier 3 - 3QU CoRE ¦ 2QU LoRE | Red Flag Warning - Catastrophic Fires | 2032 | 0 | 15317.9909 | 247.273 | 9287.6491 | 5783.0689 | 3988.1546 | 3.9726e-05 | 0 | 0.15843 | 0.15843 | 0 | 0.00067236 | 0.00067236 | 0 | 0.00067236
[53 empty] | 0.00025639 | 0.16475 | 0 | 0.16475 | 0.11747 | [5 empty] | 0.00025639 | 0.16475 | 0 | 0.16475 | 0.11747 | [11 empty] | WLDFR | HFTD - Distribution - Tier 3 - 3QU CoRE ¦ 2QU LoRE | Red Flag Warning - Catastrophic Fires | 2033 | 0 | 16044.1264 | 263.1074 | 9721.74 | 6059.2791 | 4178.6364 | 3.9726e-05 | 0 | 0.166 | 0.166 | 0 | 0.00070563 | 0.00070563 | 0 | 0.00070563
[53 empty] | 0.00025639 | 0.16475 | 0 | 0.16475 | 0.10978 | [5 empty] | 0.00025639 | 0.16475 | 0 | 0.16475 | 0.10978 | [11 empty] | WLDFR | HFTD - Distribution - Tier 3 - 3QU CoRE ¦ 2QU LoRE | Red Flag Warning - Catastrophic Fires | 2034 | 0 | 16044.1264 | 263.1074 | 9721.74 | 6059.2791 | 4178.6364 | 3.9726e-05 | 0 | 0.166 | 0.166 | 0 | 0.00070563 | 0.00070563 | 0 | 0.00070563
[53 empty] | 0.00025639 | 0.17209 | 0 | 0.17209 | 0.10717 | [5 empty] | 0.00025639 | 0.17209 | 0 | 0.17209 | 0.10717 | [11 empty] | WLDFR | HFTD - Distribution - Tier 3 - 3QU CoRE ¦ 2QU LoRE | Red Flag Warning - Catastrophic Fires | 2035 | 0 | 16044.1264 | 263.1074 | 9721.74 | 6059.2791 | 4178.6364 | 3.9726e-05 | 0 | 0.166 | 0.166 | 0 | 0.00070563 | 0.00070563 | 0 | 0.00070563
[53 empty] | 0.00025639 | 0.17209 | 0 | 0.17209 | 0.10016 | [5 empty] | 0.00025639 | 0.17209 | 0 | 0.17209 | 0.10016 | [11 empty] | WLDFR | HFTD - Distribution - Tier 3 - 3QU CoRE ¦ 2QU LoRE | Red Flag Warning - Catastrophic Fires | 2036 | 0 | 16044.1264 | 263.1074 | 9721.74 | 6059.2791 | 4178.6364 | 3.9726e-05 | 0 | 0.166 | 0.166 | 0 | 0.00070563 | 0.00070563 | 0 | 0.00070563
[53 empty] | 0.00025639 | 0.17209 | 0 | 0.17209 | 0.093605 | [5 empty] | 0.00025639 | 0.17209 | 0 | 0.17209 | 0.093605 | [11 empty] | WLDFR | HFTD - Distribution - Tier 3 - 3QU CoRE ¦ 2QU LoRE | Red Flag Warning - Catastrophic Fires | 2037 | 0 | 16044.1264 | 263.1074 | 9721.74 | 6059.2791 | 4178.6364 | 3.9726e-05 | 0 | 0.166 | 0.166 | 0 | 0 | 0.00070563 | 0 | 0.00070563
[53 empty] | 0.00025639 | 0.17209 | 0 | 0.17209 | 0.087482 | [5 empty] | 0.00025639 | 0.17209 | 0 | 0.17209 | 0.087482 | [11 empty] | WLDFR | HFTD - Distribution - Tier 3 - 3QU CoRE ¦ 2QU LoRE | Red Flag Warning - Catastrophic Fires | 2038 | 0 | 16832.3912 | 280.5544 | 10192.2718 | 6359.5651 | 4385.7214 | 3.9726e-05 | 0 | 0.17423 | 0.17423 | 0 | 3.7152e-06 | 0 | 0 | 0
[53 empty] | 0.00025639 | 0.17209 | 0 | 0.17209 | 0.081758 | [5 empty] | 0.00025639 | 0.17209 | 0 | 0.17209 | 0.081758 | [11 empty] | WLDFR | HFTD - Distribution - Tier 3 - 3QU CoRE ¦ 2QU LoRE | Red Flag Warning - Catastrophic Fires | 2039 | 0 | 16832.3912 | 280.5544 | 10192.2718 | 6359.5651 | 4385.7214 | 3.9726e-05 | 0 | 0.17423 | 0.17423 | 0 | 3.8814e-06 | 3.8814e-06 | 0 | 3.8814e-06
[53 empty] | 0.00025639 | 0.18024 | 0 | 0.18024 | 0.08003 | [5 empty] | 0.00025639 | 0.18024 | 0 | 0.18024 | 0.08003 | [11 empty] | WLDFR | HFTD - Distribution - Tier 3 - 3QU CoRE ¦ 2QU LoRE | Red Flag Warning - Catastrophic Fires | 2040 | 0 | 16832.3912 | 280.5544 | 10192.2718 | 6359.5651 | 4385.7214 | 3.9726e-05 | 0 | 0.17423 | 0.17423 | 0 | 3.8814e-06 | 3.8814e-06 | 0 | 3.8814e-06
[53 empty] | 0.00025639 | 0.18024 | 0 | 0.18024 | 0.074795 | [5 empty] | 0.00025639 | 0.18024 | 0 | 0.18024 | 0.074795 | [11 empty] | WLDFR | HFTD - Distribution - Tier 3 - 3QU CoRE ¦ 2QU LoRE | Red Flag Warning - Catastrophic Fires | 2041 | 0 | 16832.3912 | 280.5544 | 10192.2718 | 6359.5651 | 4385.7214 | 3.9726e-05 | 0 | 0.17423 | 0.17423 | 0 | 3.8814e-06 | 3.8814e-06 | 0 | 3.8814e-06
[53 empty] | 0.00025639 | 0.18024 | 0 | 0.18024 | 0.069902 | [5 empty] | 0.00025639 | 0.18024 | 0 | 0.18024 | 0.069902 | [11 empty] | WLDFR | HFTD - Distribution - Tier 3 - 3QU CoRE ¦ 2QU LoRE | Red Flag Warning - Catastrophic Fires | 2042 | 0 | 16832.3912 | 280.5544 | 10192.2718 | 6359.5651 | 4385.7214 | 3.9726e-05 | 0 | 0.17423 | 0.17423 | 0 | 3.8814e-06 | 3.8814e-06 | 0 | 3.8814e-06
[53 empty] | 0.00025639 | 0.18024 | 0 | 0.18024 | 0.065329 | [5 empty] | 0.00025639 | 0.18024 | 0 | 0.18024 | 0.065329 | [11 empty] | WLDFR | HFTD - Distribution - Tier 3 - 3QU CoRE ¦ 2QU LoRE | Red Flag Warning - Catastrophic Fires | 2043 | 0 | 17672.0852 | 299.42 | 10692.7362 | 6679.929 | 4606.6527 | 3.9726e-05 | 0 | 0.183 | 0.183 | 0 | 3.8814e-06 | 3.8814e-06 | 0 | 3.8814e-06
[53 empty] | 0.00025639 | 0.18024 | 0 | 0.18024 | 0.061055 | [5 empty] | 0.00025639 | 0.18024 | 0 | 0.18024 | 0.061055 | [11 empty] | WLDFR | HFTD - Distribution - Tier 3 - 3QU CoRE ¦ 2QU LoRE | Red Flag Warning - Catastrophic Fires | 2044 | 0 | 17672.0852 | 299.42 | 10692.7362 | 6679.929 | 4606.6527 | 3.9726e-05 | 0 | 0.183 | 0.183 | 0 | 4.0955e-06 | 4.0955e-06 | 0 | 4.0955e-06
[53 empty] | 0.00025639 | 0.1891 | 0 | 0.1891 | 0.059863 | [5 empty] | 0.00025639 | 0.1891 | 0 | 0.1891 | 0.059863 | [11 empty] | WLDFR | HFTD - Distribution - Tier 3 - 3QU CoRE ¦ 2QU LoRE | Red Flag Warning - Catastrophic Fires | 2045 | 0 | 17672.0852 | 299.42 | 10692.7362 | 6679.929 | 4606.6527 | 3.9726e-05 | 0 | 0.183 | 0.183 | 0 | 4.0955e-06 | 4.0955e-06 | 0 | 4.0955e-06
[53 empty] | 0.00025639 | 0.1891 | 0 | 0.1891 | 0.055946 | [5 empty] | 0.00025639 | 0.1891 | 0 | 0.1891 | 0.055946 | [11 empty] | WLDFR | HFTD - Distribution - Tier 3 - 3QU CoRE ¦ 2QU LoRE | Red Flag Warning - Catastrophic Fires | 2046 | 0 | 17672.0852 | 299.42 | 10692.7362 | 6679.929 | 4606.6527 | 3.9726e-05 | 0 | 0.183 | 0.183 | 0 | 4.0955e-06 | 4.0955e-06 | 0 | 4.0955e-06
[53 empty] | 0.00025639 | 0.1891 | 0 | 0.1891 | 0.052286 | [5 empty] | 0.00025639 | 0.1891 | 0 | 0.1891 | 0.052286 | [11 empty] | WLDFR | HFTD - Distribution - Tier 3 - 3QU CoRE ¦ 2QU LoRE | Red Flag Warning - Catastrophic Fires | 2047 | 0 | 17672.0852 | 299.42 | 10692.7362 | 6679.929 | 4606.6527 | 3.9726e-05 | 0 | 0.183 | 0.183 | 0 | 4.0955e-06 | 4.0955e-06 | 0 | 4.0955e-06
[53 empty] | 0.00025639 | 0.1891 | 0 | 0.1891 | 0.048866 | [5 empty] | 0.00025639 | 0.1891 | 0 | 0.1891 | 0.048866 | [11 empty] | WLDFR | HFTD - Distribution - Tier 3 - 3QU CoRE ¦ 2QU LoRE | Red Flag Warning - Catastrophic Fires | 2048 | 0 | 18552.3348 | 319.4911 | 11216.5626 | 7016.281 | 4838.6098 | 3.9726e-05 | 0 | 0.19222 | 0.19222 | 0 | 4.0955e-06 | 4.0955e-06 | 0 | 4.0955e-06
[53 empty] | 0.00025639 | 0.1891 | 0 | 0.1891 | 0.045669 | [5 empty] | 0.00025639 | 0.1891 | 0 | 0.1891 | 0.045669 | [11 empty] | WLDFR | HFTD - Distribution - Tier 3 - 3QU CoRE ¦ 2QU LoRE | Red Flag Warning - Catastrophic Fires | 2049 | 0 | 18552.3348 | 319.4911 | 11216.5626 | 7016.281 | 4838.6098 | 3.9726e-05 | 0 | 0.19222 | 0.19222 | 0 | 4.339e-06 | 4.339e-06 | 0 | 4.339e-06
[53 empty] | 0.00025639 | 0.19852 | 0 | 0.19852 | 0.044809 | [5 empty] | 0.00025639 | 0.19852 | 0 | 0.19852 | 0.044809 | [11 empty] | WLDFR | HFTD - Distribution - Tier 3 - 3QU CoRE ¦ 2QU LoRE | Red Flag Warning - Catastrophic Fires | 2050 | 0 | 18552.3348 | 319.4911 | 11216.5626 | 7016.281 | 4838.6098 | 3.9726e-05 | 0 | 0.19222 | 0.19222 | 0 | 4.339e-06 | 4.339e-06 | 0 | 4.339e-06
[53 empty] | 0.00025639 | 0.19852 | 0 | 0.19852 | 0.041878 | [5 empty] | 0.00025639 | 0.19852 | 0 | 0.19852 | 0.041878 | [11 empty] | WLDFR | HFTD - Distribution - Tier 3 - 3QU CoRE ¦ 2QU LoRE | Red Flag Warning - Catastrophic Fires | 2051 | 0 | 18552.3348 | 319.4911 | 11216.5626 | 7016.281 | 4838.6098 | 3.9726e-05 | 0 | 0.19222 | 0.19222 | 0 | 4.339e-06 | 4.339e-06 | 0 | 4.339e-06
[53 empty] | 0.00025639 | 0.19852 | 0 | 0.19852 | 0.039138 | [5 empty] | 0.00025639 | 0.19852 | 0 | 0.19852 | 0.039138 | [11 empty] | WLDFR | HFTD - Distribution - Tier 3 - 3QU CoRE ¦ 2QU LoRE | Red Flag Warning - Catastrophic Fires | 2052 | 0 | 18552.3348 | 319.4911 | 11216.5626 | 7016.281 | 4838.6098 | 3.9726e-05 | 0 | 0.19222 | 0.19222 | 0 | 4.339e-06 | 4.339e-06 | 0 | 4.339e-06
[53 empty] | 0.00025639 | 0.19852 | 0 | 0.19852 | 0.036578 | [5 empty] | 0.00025639 | 0.19852 | 0 | 0.19852 | 0.036578 | [11 empty] | WLDFR | HFTD - Distribution - Tier 3 - 3QU CoRE ¦ 2QU LoRE | Red Flag Warning - Catastrophic Fires | 2053 | 0 | 19462.1283 | 340.5356 | 11757.1413 | 7364.4514 | 5078.7171 | 3.9726e-05 | 0 | 0.20176 | 0.20176 | 0 | 4.339e-06 | 4.339e-06 | 0 | 4.339e-06
[53 empty] | 0.00025639 | 0.19852 | 0 | 0.19852 | 0.034185 | [5 empty] | 0.00025639 | 0.19852 | 0 | 0.19852 | 0.034185 | [11 empty] | WLDFR | HFTD - Distribution - Tier 3 - 3QU CoRE ¦ 2QU LoRE | Red Flag Warning - Catastrophic Fires | 2054 | 0 | 19462.1283 | 340.5356 | 11757.1413 | 7364.4514 | 5078.7171 | 3.9726e-05 | 0 | 0.20176 | 0.20176 | 0 | 4.61e-06 | 4.61e-06 | 0 | 4.61e-06
[53 empty] | 0.00025639 | 0.20841 | 0 | 0.20841 | 0.033539 | [5 empty] | 0.00025639 | 0.20841 | 0 | 0.20841 | 0.033539 | [11 empty] | WLDFR | HFTD - Distribution - Tier 3 - 3QU CoRE ¦ 2QU LoRE | Red Flag Warning - Catastrophic Fires | 2055 | 0 | 19462.1283 | 340.5356 | 11757.1413 | 7364.4514 | 5078.7171 | 3.9726e-05 | 0 | 0.20176 | 0.20176 | 0 | 4.61e-06 | 4.61e-06 | 0 | 4.61e-06
[53 empty] | 0.00025639 | 0.20841 | 0 | 0.20841 | 0.031345 | [5 empty] | 0.00025639 | 0.20841 | 0 | 0.20841 | 0.031345 | [11 empty] | WLDFR | HFTD - Distribution - Tier 3 - 3QU CoRE ¦ 2QU LoRE | Red Flag Warning - Large Fires | 2026 | 0 | 5.475 | 0.71896 | 3.0715 | 1.6846 | 1.1617 | 3.7084e-05 | 0 | 4.3081e-05 | 4.3081e-05 | 0 | 4.61e-06 | 4.61e-06 | 0 | 4.61e-06
[53 empty] | 0.00025639 | 0.20841 | 0 | 0.20841 | 0.029294 | [5 empty] | 0.00025639 | 0.20841 | 0 | 0.20841 | 0.029294 | [11 empty] | WLDFR | HFTD - Distribution - Tier 3 - 3QU CoRE ¦ 2QU LoRE | Red Flag Warning - Large Fires | 2027 | 0 | 5.475 | 0.71896 | 3.0715 | 1.6846 | 1.1617 | 3.7084e-05 | 0 | 4.3081e-05 | 4.3081e-05 | 0 | 4.61e-06 | 4.61e-06 | 0 | 4.61e-06
[53 empty] | 0.00025639 | 0.20841 | 0 | 0.20841 | 0.027378 | [5 empty] | 0 | 0 | 0 | 0 | 0 | [11 empty] | WLDFR | HFTD - Distribution - Tier 3 - 3QU CoRE ¦ 2QU LoRE | Red Flag Warning - Large Fires | 2028 | 0 | 5.777 | 0.74734 | 3.238 | 1.7917 | 1.2356 | 3.7084e-05 | 0 | 4.5822e-05 | 4.5822e-05 | 0 | 4.61e-06 | 4.61e-06 | 0 | 4.61e-06
[53 empty] | 0 | 0 | 0 | 0 | 0 | [5 empty] | 0 | 0 | 0 | 0 | 0 | [11 empty] | WLDFR | HFTD - Distribution - Tier 3 - 3QU CoRE ¦ 2QU LoRE | Red Flag Warning - Large Fires | 2029 | 0 | 5.777 | 0.74734 | 3.238 | 1.7917 | 1.2356 | 3.7084e-05 | 0 | 4.5822e-05 | 4.5822e-05 | 0 | 4.9064e-06 | 4.9064e-06 | 0 | 4.9064e-06
[53 empty] | 0 | 0 | 0 | 0 | 0 | [5 empty] | 0.0091334 | 4.8397 | 0 | 4.8397 | 4.8397 | [11 empty] | WLDFR | HFTD - Distribution - Tier 3 - 3QU CoRE ¦ 2QU LoRE | Red Flag Warning - Large Fires | 2030 | 0 | 5.777 | 0.74734 | 3.238 | 1.7917 | 1.2356 | 3.7084e-05 | 0 | 4.5822e-05 | 4.5822e-05 | 0 | 4.9064e-06 | 4.9064e-06 | 0 | 4.9064e-06
[53 empty] | 0.0091334 | 4.8397 | 0 | 4.8397 | 4.5231 | [5 empty] | 0.0091334 | 4.8397 | 0 | 4.8397 | 4.5231 | [11 empty] | WLDFR | HFTD - Distribution - Tier 3 - 3QU CoRE ¦ 2QU LoRE | Red Flag Warning - Large Fires | 2031 | 0 | 5.777 | 0.74734 | 3.238 | 1.7917 | 1.2356 | 3.7084e-05 | 0 | 4.5822e-05 | 4.5822e-05 | 0 | 4.9064e-06 | 4.9064e-06 | 0 | 4.9064e-06
[53 empty] | 0.0091334 | 5.0171 | 0 | 5.0171 | 4.3821 | [5 empty] | 0.0091334 | 5.0171 | 0 | 5.0171 | 4.3821 | [11 empty] | WLDFR | HFTD - Distribution - Tier 3 - 3QU CoRE ¦ 2QU LoRE | Red Flag Warning - Large Fires | 2032 | 0 | 5.777 | 0.74734 | 3.238 | 1.7917 | 1.2356 | 3.7084e-05 | 0 | 4.5822e-05 | 4.5822e-05 | 0 | 4.9064e-06 | 4.9064e-06 | 0 | 4.9064e-06
[53 empty] | 0.0091334 | 5.0171 | 0 | 5.0171 | 4.0954 | [5 empty] | 0.0091334 | 5.0171 | 0 | 5.0171 | 4.0954 | [11 empty] | WLDFR | HFTD - Distribution - Tier 3 - 3QU CoRE ¦ 2QU LoRE | Red Flag Warning - Large Fires | 2033 | 0 | 6.1205 | 0.77885 | 3.4265 | 1.9151 | 1.3207 | 3.7084e-05 | 0 | 4.8978e-05 | 4.8978e-05 | 0 | 4.9064e-06 | 4.9064e-06 | 0 | 4.9064e-06
[53 empty] | 0.0091334 | 5.0171 | 0 | 5.0171 | 3.8275 | [5 empty] | 0.0091334 | 5.0171 | 0 | 5.0171 | 3.8275 | [11 empty] | WLDFR | HFTD - Distribution - Tier 3 - 3QU CoRE ¦ 2QU LoRE | Red Flag Warning - Large Fires | 2034 | 0 | 6.1205 | 0.77885 | 3.4265 | 1.9151 | 1.3207 | 3.7084e-05 | 0 | 4.8978e-05 | 4.8978e-05 | 0 | 5.2257e-06 | 5.2257e-06 | 0 | 5.2257e-06
[53 empty] | 0.0091334 | 5.0171 | 0 | 5.0171 | 3.5771 | [5 empty] | 0.0091334 | 5.0171 | 0 | 5.0171 | 3.5771 | [11 empty] | WLDFR | HFTD - Distribution - Tier 3 - 3QU CoRE ¦ 2QU LoRE | Red Flag Warning - Large Fires | 2035 | 0 | 6.1205 | 0.77885 | 3.4265 | 1.9151 | 1.3207 | 3.7084e-05 | 0 | 4.8978e-05 | 4.8978e-05 | 0 | 5.2257e-06 | 5.2257e-06 | 0 | 5.2257e-06
[53 empty] | 0.0091334 | 5.0171 | 0 | 5.0171 | 3.3431 | [5 empty] | 0.0091334 | 5.0171 | 0 | 5.0171 | 3.3431 | [11 empty] | WLDFR | HFTD - Distribution - Tier 3 - 3QU CoRE ¦ 2QU LoRE | Red Flag Warning - Large Fires | 2036 | 0 | 6.1205 | 0.77885 | 3.4265 | 1.9151 | 1.3207 | 3.7084e-05 | 0 | 4.8978e-05 | 4.8978e-05 | 0 | 5.2257e-06 | 5.2257e-06 | 0 | 5.2257e-06
[53 empty] | 0.0091334 | 5.2405 | 0 | 5.2405 | 3.2635 | [5 empty] | 0.0091334 | 5.2405 | 0 | 5.2405 | 3.2635 | [11 empty] | WLDFR | HFTD - Distribution - Tier 3 - 3QU CoRE ¦ 2QU LoRE | Red Flag Warning - Large Fires | 2037 | 0 | 6.1205 | 0.77885 | 3.4265 | 1.9151 | 1.3207 | 3.7084e-05 | 0 | 4.8978e-05 | 4.8978e-05 | 0 | 5.2257e-06 | 5.2257e-06 | 0 | 5.2257e-06
[53 empty] | 0.0091334 | 5.2405 | 0 | 5.2405 | 3.05 | [5 empty] | 0.0091334 | 5.2405 | 0 | 5.2405 | 3.05 | [11 empty] | WLDFR | HFTD - Distribution - Tier 3 - 3QU CoRE ¦ 2QU LoRE | Red Flag Warning - Large Fires | 2038 | 0 | 6.5028 | 0.81304 | 3.6355 | 2.0543 | 1.4167 | 3.7084e-05 | 0 | 5.2536e-05 | 5.2536e-05 | 0 | 0 | 5.2257e-06 | 0 | 5.2257e-06
[53 empty] | 0.0091334 | 5.2405 | 0 | 5.2405 | 2.8505 | [5 empty] | 0.0091334 | 5.2405 | 0 | 5.2405 | 2.8505 | [11 empty] | WLDFR | HFTD - Distribution - Tier 3 - 3QU CoRE ¦ 2QU LoRE | Red Flag Warning - Large Fires | 2039 | 0 | 6.5028 | 0.81304 | 3.6355 | 2.0543 | 1.4167 | 3.7084e-05 | 0 | 5.2536e-05 | 5.2536e-05 | 0 | 2.1259e-05 | 0 | 0 | 0
[53 empty] | 0.0091334 | 5.2405 | 0 | 5.2405 | 2.664 | [5 empty] | 0.0091334 | 5.2405 | 0 | 5.2405 | 2.664 | [11 empty] | WLDFR | HFTD - Distribution - Tier 3 - 3QU CoRE ¦ 2QU LoRE | Red Flag Warning - Large Fires | 2040 | 0 | 6.5028 | 0.81304 | 3.6355 | 2.0543 | 1.4167 | 3.7084e-05 | 0 | 5.2536e-05 | 5.2536e-05 | 0 | 2.1943e-05 | 2.1943e-05 | 0 | 2.1943e-05
[53 empty] | 0.0091334 | 5.2405 | 0 | 5.2405 | 2.4897 | [5 empty] | 0.0091334 | 5.2405 | 0 | 5.2405 | 2.4897 | [11 empty] | WLDFR | HFTD - Distribution - Tier 3 - 3QU CoRE ¦ 2QU LoRE | Red Flag Warning - Large Fires | 2041 | 0 | 6.5028 | 0.81304 | 3.6355 | 2.0543 | 1.4167 | 3.7084e-05 | 0 | 5.2536e-05 | 5.2536e-05 | 0 | 2.1943e-05 | 2.1943e-05 | 0 | 2.1943e-05
[53 empty] | 0.0091334 | 5.4888 | 0 | 5.4888 | 2.4371 | [5 empty] | 0.0091334 | 5.4888 | 0 | 5.4888 | 2.4371 | [11 empty] | WLDFR | HFTD - Distribution - Tier 3 - 3QU CoRE ¦ 2QU LoRE | Red Flag Warning - Large Fires | 2042 | 0 | 6.5028 | 0.81304 | 3.6355 | 2.0543 | 1.4167 | 3.7084e-05 | 0 | 5.2536e-05 | 5.2536e-05 | 0 | 2.1943e-05 | 2.1943e-05 | 0 | 2.1943e-05
[53 empty] | 0.0091334 | 5.4888 | 0 | 5.4888 | 2.2777 | [5 empty] | 0.0091334 | 5.4888 | 0 | 5.4888 | 2.2777 | [11 empty] | WLDFR | HFTD - Distribution - Tier 3 - 3QU CoRE ¦ 2QU LoRE | Red Flag Warning - Large Fires | 2043 | 0 | 6.9209 | 0.84944 | 3.8632 | 2.2083 | 1.5229 | 3.7084e-05 | 0 | 5.6475e-05 | 5.6475e-05 | 0 | 2.1943e-05 | 2.1943e-05 | 0 | 2.1943e-05
[53 empty] | 0.0091334 | 5.4888 | 0 | 5.4888 | 2.1286 | [5 empty] | 0.0091334 | 5.4888 | 0 | 5.4888 | 2.1286 | [11 empty] | WLDFR | HFTD - Distribution - Tier 3 - 3QU CoRE ¦ 2QU LoRE | Red Flag Warning - Large Fires | 2044 | 0 | 6.9209 | 0.84944 | 3.8632 | 2.2083 | 1.5229 | 3.7084e-05 | 0 | 5.6475e-05 | 5.6475e-05 | 0 | 2.1943e-05 | 2.1943e-05 | 0 | 2.1943e-05
[53 empty] | 0.0091334 | 5.4888 | 0 | 5.4888 | 1.9894 | [5 empty] | 0.0091334 | 5.4888 | 0 | 5.4888 | 1.9894 | [11 empty] | WLDFR | HFTD - Distribution - Tier 3 - 3QU CoRE ¦ 2QU LoRE | Red Flag Warning - Large Fires | 2045 | 0 | 6.9209 | 0.84944 | 3.8632 | 2.2083 | 1.5229 | 3.7084e-05 | 0 | 5.6475e-05 | 5.6475e-05 | 0 | 2.2816e-05 | 2.2816e-05 | 0 | 2.2816e-05
[53 empty] | 0.0091334 | 5.4888 | 0 | 5.4888 | 1.8592 | [5 empty] | 0.0091334 | 5.4888 | 0 | 5.4888 | 1.8592 | [11 empty] | WLDFR | HFTD - Distribution - Tier 3 - 3QU CoRE ¦ 2QU LoRE | Red Flag Warning - Large Fires | 2046 | 0 | 6.9209 | 0.84944 | 3.8632 | 2.2083 | 1.5229 | 3.7084e-05 | 0 | 5.6475e-05 | 5.6475e-05 | 0 | 2.2816e-05 | 2.2816e-05 | 0 | 2.2816e-05
[53 empty] | 0.0091334 | 5.7583 | 0 | 5.7583 | 1.8229 | [5 empty] | 0.0091334 | 5.7583 | 0 | 5.7583 | 1.8229 | [11 empty] | WLDFR | HFTD - Distribution - Tier 3 - 3QU CoRE ¦ 2QU LoRE | Red Flag Warning - Large Fires | 2047 | 0 | 6.9209 | 0.84944 | 3.8632 | 2.2083 | 1.5229 | 3.7084e-05 | 0 | 5.6475e-05 | 5.6475e-05 | 0 | 2.2816e-05 | 2.2816e-05 | 0 | 2.2816e-05
[53 empty] | 0.0091334 | 5.7583 | 0 | 5.7583 | 1.7037 | [5 empty] | 0.0091334 | 5.7583 | 0 | 5.7583 | 1.7037 | [11 empty] | WLDFR | HFTD - Distribution - Tier 3 - 3QU CoRE ¦ 2QU LoRE | Red Flag Warning - Large Fires | 2048 | 0 | 7.3713 | 0.88759 | 4.1075 | 2.3763 | 1.6388 | 3.7084e-05 | 0 | 6.0771e-05 | 6.0771e-05 | 0 | 2.2816e-05 | 2.2816e-05 | 0 | 2.2816e-05
[53 empty] | 0.0091334 | 5.7583 | 0 | 5.7583 | 1.5922 | [5 empty] | 0.0091334 | 5.7583 | 0 | 5.7583 | 1.5922 | [11 empty] | WLDFR | HFTD - Distribution - Tier 3 - 3QU CoRE ¦ 2QU LoRE | Red Flag Warning - Large Fires | 2049 | 0 | 7.3713 | 0.88759 | 4.1075 | 2.3763 | 1.6388 | 3.7084e-05 | 0 | 6.0771e-05 | 6.0771e-05 | 0 | 2.2816e-05 | 2.2816e-05 | 0 | 2.2816e-05
[53 empty] | 0.0091334 | 5.7583 | 0 | 5.7583 | 1.4881 | [5 empty] | 0.0091334 | 5.7583 | 0 | 5.7583 | 1.4881 | [11 empty] | WLDFR | HFTD - Distribution - Tier 3 - 3QU CoRE ¦ 2QU LoRE | Red Flag Warning - Large Fires | 2050 | 0 | 7.3713 | 0.88759 | 4.1075 | 2.3763 | 1.6388 | 3.7084e-05 | 0 | 6.0771e-05 | 6.0771e-05 | 0 | 2.38e-05 | 2.38e-05 | 0 | 2.38e-05
[53 empty] | 0.0091334 | 5.7583 | 0 | 5.7583 | 1.3907 | [5 empty] | 0.0091334 | 5.7583 | 0 | 5.7583 | 1.3907 | [11 empty] | WLDFR | HFTD - Distribution - Tier 3 - 3QU CoRE ¦ 2QU LoRE | Red Flag Warning - Large Fires | 2051 | 0 | 7.3713 | 0.88759 | 4.1075 | 2.3763 | 1.6388 | 3.7084e-05 | 0 | 6.0771e-05 | 6.0771e-05 | 0 | 2.38e-05 | 2.38e-05 | 0 | 2.38e-05
[53 empty] | 0.0091334 | 6.0454 | 0 | 6.0454 | 1.3645 | [5 empty] | 0.0091334 | 6.0454 | 0 | 6.0454 | 1.3645 | [11 empty] | WLDFR | HFTD - Distribution - Tier 3 - 3QU CoRE ¦ 2QU LoRE | Red Flag Warning - Large Fires | 2052 | 0 | 7.3713 | 0.88759 | 4.1075 | 2.3763 | 1.6388 | 3.7084e-05 | 0 | 6.0771e-05 | 6.0771e-05 | 0 | 2.38e-05 | 2.38e-05 | 0 | 2.38e-05
[53 empty] | 0.0091334 | 6.0454 | 0 | 6.0454 | 1.2753 | [5 empty] | 0.0091334 | 6.0454 | 0 | 6.0454 | 1.2753 | [11 empty] | WLDFR | HFTD - Distribution - Tier 3 - 3QU CoRE ¦ 2QU LoRE | Red Flag Warning - Large Fires | 2053 | 0 | 7.8503 | 0.92702 | 4.3664 | 2.5569 | 1.7633 | 3.7084e-05 | 0 | 6.5389e-05 | 6.5389e-05 | 0 | 2.38e-05 | 2.38e-05 | 0 | 2.38e-05
[53 empty] | 0.0091334 | 6.0454 | 0 | 6.0454 | 1.1918 | [5 empty] | 0.0091334 | 6.0454 | 0 | 6.0454 | 1.1918 | [11 empty] | WLDFR | HFTD - Distribution - Tier 3 - 3QU CoRE ¦ 2QU LoRE | Red Flag Warning - Large Fires | 2054 | 0 | 7.8503 | 0.92702 | 4.3664 | 2.5569 | 1.7633 | 3.7084e-05 | 0 | 6.5389e-05 | 6.5389e-05 | 0 | 2.38e-05 | 2.38e-05 | 0 | 2.38e-05
[53 empty] | 0.0091334 | 6.0454 | 0 | 6.0454 | 1.1139 | [5 empty] | 0.0091334 | 6.0454 | 0 | 6.0454 | 1.1139 | [11 empty] | WLDFR | HFTD - Distribution - Tier 3 - 3QU CoRE ¦ 2QU LoRE | Red Flag Warning - Large Fires | 2055 | 0 | 7.8503 | 0.92702 | 4.3664 | 2.5569 | 1.7633 | 3.7084e-05 | 0 | 6.5389e-05 | 6.5389e-05 | 0 | 2.4884e-05 | 2.4884e-05 | 0 | 2.4884e-05
[53 empty] | 0.0091334 | 6.0454 | 0 | 6.0454 | 1.041 | [5 empty] | 0.0091334 | 6.0454 | 0 | 6.0454 | 1.041 | [11 empty] | WLDFR | HFTD - Distribution - Tier 3 - 3QU CoRE ¦ 2QU LoRE | Red Flag Warning - Small Fires | 2026 | 0 | 0.080408 | 0.03759 | 0.0016314 | 0.041187 | 0.028403 | 0.00088728 | 0 | 2.5202e-05 | 2.5202e-05 | 0 | 2.4884e-05 | 2.4884e-05 | 0 | 2.4884e-05
[53 empty] | 0.0091334 | 6.3463 | 0 | 6.3463 | 1.0213 | [5 empty] | 0.0091334 | 6.3463 | 0 | 6.3463 | 1.0213 | [11 empty] | WLDFR | HFTD - Distribution - Tier 3 - 3QU CoRE ¦ 2QU LoRE | Red Flag Warning - Small Fires | 2027 | 0 | 0.080408 | 0.03759 | 0.0016314 | 0.041187 | 0.028403 | 0.00088728 | 0 | 2.5202e-05 | 2.5202e-05 | 0 | 2.4884e-05 | 2.4884e-05 | 0 | 2.4884e-05
[53 empty] | 0.0091334 | 6.3463 | 0 | 6.3463 | 0.9545 | [5 empty] | 0.0091334 | 6.3463 | 0 | 6.3463 | 0.9545 | [11 empty] | WLDFR | HFTD - Distribution - Tier 3 - 3QU CoRE ¦ 2QU LoRE | Red Flag Warning - Small Fires | 2028 | 0 | 0.083606 | 0.039055 | 0.001695 | 0.042856 | 0.029555 | 0.00088728 | 0 | 2.6223e-05 | 2.6223e-05 | 0 | 2.4884e-05 | 2.4884e-05 | 0 | 2.4884e-05
[53 empty] | 0.0091334 | 6.3463 | 0 | 6.3463 | 0.89205 | [5 empty] | 0.0091334 | 6.3463 | 0 | 6.3463 | 0.89205 | [11 empty] | WLDFR | HFTD - Distribution - Tier 3 - 3QU CoRE ¦ 2QU LoRE | Red Flag Warning - Small Fires | 2029 | 0 | 0.083606 | 0.039055 | 0.001695 | 0.042856 | 0.029555 | 0.00088728 | 0 | 2.6223e-05 | 2.6223e-05 | 0 | 2.4884e-05 | 2.4884e-05 | 0 | 2.4884e-05
[53 empty] | 0.0091334 | 6.3463 | 0 | 6.3463 | 0.83369 | [5 empty] | 0 | 0 | 0 | 0 | 0 | [11 empty] | WLDFR | HFTD - Distribution - Tier 3 - 3QU CoRE ¦ 2QU LoRE | Red Flag Warning - Small Fires | 2030 | 0 | 0.083606 | 0.039055 | 0.001695 | 0.042856 | 0.029555 | 0.00088728 | 0 | 2.6223e-05 | 2.6223e-05 | 0 | 2.6058e-05 | 2.6058e-05 | 0 | 2.6058e-05
[53 empty] | 0 | 0 | 0 | 0 | 0 | [5 empty] | 0 | 0 | 0 | 0 | 0 | [11 empty] | WLDFR | HFTD - Distribution - Tier 3 - 3QU CoRE ¦ 2QU LoRE | Red Flag Warning - Small Fires | 2031 | 0 | 0.083606 | 0.039055 | 0.001695 | 0.042856 | 0.029555 | 0.00088728 | 0 | 2.6223e-05 | 2.6223e-05 | 0 | 2.6058e-05 | 2.6058e-05 | 0 | 2.6058e-05
[53 empty] | 0 | 0 | 0 | 0 | 0 | [5 empty] | 0.0034161 | 1.9231 | 0 | 1.9231 | 1.9231 | [11 empty] | WLDFR | HFTD - Distribution - Tier 3 - 3QU CoRE ¦ 2QU LoRE | Red Flag Warning - Small Fires | 2032 | 0 | 0.083606 | 0.039055 | 0.001695 | 0.042856 | 0.029555 | 0.00088728 | 0 | 2.6223e-05 | 2.6223e-05 | 0 | 2.6058e-05 | 2.6058e-05 | 0 | 2.6058e-05
[53 empty] | 0.0034161 | 1.9231 | 0 | 1.9231 | 1.7973 | [5 empty] | 0.0034161 | 1.9231 | 0 | 1.9231 | 1.7973 | [11 empty] | WLDFR | HFTD - Distribution - Tier 3 - 3QU CoRE ¦ 2QU LoRE | Red Flag Warning - Small Fires | 2033 | 0 | 0.087211 | 0.040679 | 0.0017655 | 0.044766 | 0.030872 | 0.00088728 | 0 | 2.7392e-05 | 2.7392e-05 | 0 | 2.6058e-05 | 2.6058e-05 | 0 | 2.6058e-05
[53 empty] | 0.0034161 | 1.9936 | 0 | 1.9936 | 1.7412 | [5 empty] | 0.0034161 | 1.9936 | 0 | 1.9936 | 1.7412 | [11 empty] | WLDFR | HFTD - Distribution - Tier 3 - 3QU CoRE ¦ 2QU LoRE | Red Flag Warning - Small Fires | 2034 | 0 | 0.087211 | 0.040679 | 0.0017655 | 0.044766 | 0.030872 | 0.00088728 | 0 | 2.7392e-05 | 2.7392e-05 | 0 | 2.6058e-05 | 2.6058e-05 | 0 | 2.6058e-05
[53 empty] | 0.0034161 | 1.9936 | 0 | 1.9936 | 1.6273 | [5 empty] | 0.0034161 | 1.9936 | 0 | 1.9936 | 1.6273 | [11 empty] | WLDFR | HFTD - Distribution - Tier 3 - 3QU CoRE ¦ 2QU LoRE | Red Flag Warning - Small Fires | 2035 | 0 | 0.087211 | 0.040679 | 0.0017655 | 0.044766 | 0.030872 | 0.00088728 | 0 | 2.7392e-05 | 2.7392e-05 | 0 | 2.7309e-05 | 2.7309e-05 | 0 | 2.7309e-05
[53 empty] | 0.0034161 | 1.9936 | 0 | 1.9936 | 1.5209 | [5 empty] | 0.0034161 | 1.9936 | 0 | 1.9936 | 1.5209 | [11 empty] | WLDFR | HFTD - Distribution - Tier 3 - 3QU CoRE ¦ 2QU LoRE | Red Flag Warning - Small Fires | 2036 | 0 | 0.087211 | 0.040679 | 0.0017655 | 0.044766 | 0.030872 | 0.00088728 | 0 | 2.7392e-05 | 2.7392e-05 | 0 | 2.7309e-05 | 2.7309e-05 | 0 | 2.7309e-05
[53 empty] | 0.0034161 | 1.9936 | 0 | 1.9936 | 1.4214 | [5 empty] | 0.0034161 | 1.9936 | 0 | 1.9936 | 1.4214 | [11 empty] | WLDFR | HFTD - Distribution - Tier 3 - 3QU CoRE ¦ 2QU LoRE | Red Flag Warning - Small Fires | 2037 | 0 | 0.087211 | 0.040679 | 0.0017655 | 0.044766 | 0.030872 | 0.00088728 | 0 | 2.7392e-05 | 2.7392e-05 | 0 | 2.7309e-05 | 2.7309e-05 | 0 | 2.7309e-05
[53 empty] | 0.0034161 | 1.9936 | 0 | 1.9936 | 1.3284 | [5 empty] | 0.0034161 | 1.9936 | 0 | 1.9936 | 1.3284 | [11 empty] | WLDFR | HFTD - Distribution - Tier 3 - 3QU CoRE ¦ 2QU LoRE | Red Flag Warning - Small Fires | 2038 | 0 | 0.091184 | 0.042438 | 0.0018418 | 0.046905 | 0.032347 | 0.00088728 | 0 | 2.8701e-05 | 2.8701e-05 | 0 | 2.7309e-05 | 2.7309e-05 | 0 | 2.7309e-05
[53 empty] | 0.0034161 | 2.0823 | 0 | 2.0823 | 1.2968 | [5 empty] | 0.0034161 | 2.0823 | 0 | 2.0823 | 1.2968 | [11 empty] | WLDFR | HFTD - Distribution - Tier 3 - 3QU CoRE ¦ 2QU LoRE | Red Flag Warning - Small Fires | 2039 | 0 | 0.091184 | 0.042438 | 0.0018418 | 0.046905 | 0.032347 | 0.00088728 | 0 | 2.8701e-05 | 2.8701e-05 | 0 | 0 | 2.7309e-05 | 0 | 2.7309e-05
[53 empty] | 0.0034161 | 2.0823 | 0 | 2.0823 | 1.2119 | [5 empty] | 0.0034161 | 2.0823 | 0 | 2.0823 | 1.2119 | [11 empty] | WLDFR | HFTD - Distribution - Tier 3 - 3QU CoRE ¦ 2QU LoRE | Red Flag Warning - Small Fires | 2040 | 0 | 0.091184 | 0.042438 | 0.0018418 | 0.046905 | 0.032347 | 0.00088728 | 0 | 2.8701e-05 | 2.8701e-05 | 0 | 0.031192 | 0 | 0 | 0
[53 empty] | 0.0034161 | 2.0823 | 0 | 2.0823 | 1.1327 | [5 empty] | 0.0034161 | 2.0823 | 0 | 2.0823 | 1.1327 | [11 empty] | WLDFR | HFTD - Distribution - Tier 3 - 3QU CoRE ¦ 2QU LoRE | Red Flag Warning - Small Fires | 2041 | 0 | 0.091184 | 0.042438 | 0.0018418 | 0.046905 | 0.032347 | 0.00088728 | 0 | 2.8701e-05 | 2.8701e-05 | 0 | 0.032335 | 0.032335 | 0 | 0.032335
[53 empty] | 0.0034161 | 2.0823 | 0 | 2.0823 | 1.0586 | [5 empty] | 0.0034161 | 2.0823 | 0 | 2.0823 | 1.0586 | [11 empty] | WLDFR | HFTD - Distribution - Tier 3 - 3QU CoRE ¦ 2QU LoRE | Red Flag Warning - Small Fires | 2042 | 0 | 0.091184 | 0.042438 | 0.0018418 | 0.046905 | 0.032347 | 0.00088728 | 0 | 2.8701e-05 | 2.8701e-05 | 0 | 0.032335 | 0.032335 | 0 | 0.032335
[53 empty] | 0.0034161 | 2.0823 | 0 | 2.0823 | 0.98931 | [5 empty] | 0.0034161 | 2.0823 | 0 | 2.0823 | 0.98931 | [11 empty] | WLDFR | HFTD - Distribution - Tier 3 - 3QU CoRE ¦ 2QU LoRE | Red Flag Warning - Small Fires | 2043 | 0 | 0.095486 | 0.044306 | 0.0019228 | 0.049257 | 0.033969 | 0.00088728 | 0 | 3.014e-05 | 3.014e-05 | 0 | 0.032335 | 0.032335 | 0 | 0.032335
[53 empty] | 0.0034161 | 2.181 | 0 | 2.181 | 0.9684 | [5 empty] | 0.0034161 | 2.181 | 0 | 2.181 | 0.9684 | [11 empty] | WLDFR | HFTD - Distribution - Tier 3 - 3QU CoRE ¦ 2QU LoRE | Red Flag Warning - Small Fires | 2044 | 0 | 0.095486 | 0.044306 | 0.0019228 | 0.049257 | 0.033969 | 0.00088728 | 0 | 3.014e-05 | 3.014e-05 | 0 | 0.032335 | 0.032335 | 0 | 0.032335
[53 empty] | 0.0034161 | 2.181 | 0 | 2.181 | 0.90504 | [5 empty] | 0.0034161 | 2.181 | 0 | 2.181 | 0.90504 | [11 empty] | WLDFR | HFTD - Distribution - Tier 3 - 3QU CoRE ¦ 2QU LoRE | Red Flag Warning - Small Fires | 2045 | 0 | 0.095486 | 0.044306 | 0.0019228 | 0.049257 | 0.033969 | 0.00088728 | 0 | 3.014e-05 | 3.014e-05 | 0 | 0.032335 | 0.032335 | 0 | 0.032335
[53 empty] | 0.0034161 | 2.181 | 0 | 2.181 | 0.84583 | [5 empty] | 0.0034161 | 2.181 | 0 | 2.181 | 0.84583 | [11 empty] | WLDFR | HFTD - Distribution - Tier 3 - 3QU CoRE ¦ 2QU LoRE | Red Flag Warning - Small Fires | 2046 | 0 | 0.095486 | 0.044306 | 0.0019228 | 0.049257 | 0.033969 | 0.00088728 | 0 | 3.014e-05 | 3.014e-05 | 0 | 0.033776 | 0.033776 | 0 | 0.033776
[53 empty] | 0.0034161 | 2.181 | 0 | 2.181 | 0.7905 | [5 empty] | 0.0034161 | 2.181 | 0 | 2.181 | 0.7905 | [11 empty] | WLDFR | HFTD - Distribution - Tier 3 - 3QU CoRE ¦ 2QU LoRE | Red Flag Warning - Small Fires | 2047 | 0 | 0.095486 | 0.044306 | 0.0019228 | 0.049257 | 0.033969 | 0.00088728 | 0 | 3.014e-05 | 3.014e-05 | 0 | 0.033776 | 0.033776 | 0 | 0.033776
[53 empty] | 0.0034161 | 2.181 | 0 | 2.181 | 0.73878 | [5 empty] | 0.0034161 | 2.181 | 0 | 2.181 | 0.73878 | [11 empty] | WLDFR | HFTD - Distribution - Tier 3 - 3QU CoRE ¦ 2QU LoRE | Red Flag Warning - Small Fires | 2048 | 0 | 0.10007 | 0.04626 | 0.0020076 | 0.051804 | 0.035726 | 0.00088728 | 0 | 3.1699e-05 | 3.1699e-05 | 0 | 0.033776 | 0.033776 | 0 | 0.033776
[53 empty] | 0.0034161 | 2.2881 | 0 | 2.2881 | 0.72436 | [5 empty] | 0.0034161 | 2.2881 | 0 | 2.2881 | 0.72436 | [11 empty] | WLDFR | HFTD - Distribution - Tier 3 - 3QU CoRE ¦ 2QU LoRE | Red Flag Warning - Small Fires | 2049 | 0 | 0.10007 | 0.04626 | 0.0020076 | 0.051804 | 0.035726 | 0.00088728 | 0 | 3.1699e-05 | 3.1699e-05 | 0 | 0.033776 | 0.033776 | 0 | 0.033776
[53 empty] | 0.0034161 | 2.2881 | 0 | 2.2881 | 0.67697 | [5 empty] | 0.0034161 | 2.2881 | 0 | 2.2881 | 0.67697 | [11 empty] | WLDFR | HFTD - Distribution - Tier 3 - 3QU CoRE ¦ 2QU LoRE | Red Flag Warning - Small Fires | 2050 | 0 | 0.10007 | 0.04626 | 0.0020076 | 0.051804 | 0.035726 | 0.00088728 | 0 | 3.1699e-05 | 3.1699e-05 | 0 | 0.033776 | 0.033776 | 0 | 0.033776
[53 empty] | 0.0034161 | 2.2881 | 0 | 2.2881 | 0.63268 | [5 empty] | 0.0034161 | 2.2881 | 0 | 2.2881 | 0.63268 | [11 empty] | WLDFR | HFTD - Distribution - Tier 3 - 3QU CoRE ¦ 2QU LoRE | Red Flag Warning - Small Fires | 2051 | 0 | 0.10007 | 0.04626 | 0.0020076 | 0.051804 | 0.035726 | 0.00088728 | 0 | 3.1699e-05 | 3.1699e-05 | 0 | 0.035377 | 0.035377 | 0 | 0.035377
[53 empty] | 0.0034161 | 2.2881 | 0 | 2.2881 | 0.59129 | [5 empty] | 0.0034161 | 2.2881 | 0 | 2.2881 | 0.59129 | [11 empty] | WLDFR | HFTD - Distribution - Tier 3 - 3QU CoRE ¦ 2QU LoRE | Red Flag Warning - Small Fires | 2052 | 0 | 0.10007 | 0.04626 | 0.0020076 | 0.051804 | 0.035726 | 0.00088728 | 0 | 3.1699e-05 | 3.1699e-05 | 0 | 0.035377 | 0.035377 | 0 | 0.035377
[53 empty] | 0.0034161 | 2.2881 | 0 | 2.2881 | 0.55261 | [5 empty] | 0.0034161 | 2.2881 | 0 | 2.2881 | 0.55261 | [11 empty] | WLDFR | HFTD - Distribution - Tier 3 - 3QU CoRE ¦ 2QU LoRE | Red Flag Warning - Small Fires | 2053 | 0 | 0.10489 | 0.048274 | 0.002095 | 0.054525 | 0.037602 | 0.00088728 | 0 | 3.3363e-05 | 3.3363e-05 | 0 | 0.035377 | 0.035377 | 0 | 0.035377
[53 empty] | 0.0034161 | 2.4022 | 0 | 2.4022 | 0.54221 | [5 empty] | 0.0034161 | 2.4022 | 0 | 2.4022 | 0.54221 | [11 empty] | WLDFR | HFTD - Distribution - Tier 3 - 3QU CoRE ¦ 2QU LoRE | Red Flag Warning - Small Fires | 2054 | 0 | 0.10489 | 0.048274 | 0.002095 | 0.054525 | 0.037602 | 0.00088728 | 0 | 3.3363e-05 | 3.3363e-05 | 0 | 0.035377 | 0.035377 | 0 | 0.035377
[53 empty] | 0.0034161 | 2.4022 | 0 | 2.4022 | 0.50674 | [5 empty] | 0.0034161 | 2.4022 | 0 | 2.4022 | 0.50674 | [11 empty] | WLDFR | HFTD - Distribution - Tier 3 - 3QU CoRE ¦ 2QU LoRE | Red Flag Warning - Small Fires | 2055 | 0 | 0.10489 | 0.048274 | 0.002095 | 0.054525 | 0.037602 | 0.00088728 | 0 | 3.3363e-05 | 3.3363e-05 | 0 | 0.035377 | 0.035377 | 0 | 0.035377
[53 empty] | 0.0034161 | 2.4022 | 0 | 2.4022 | 0.47359 | [5 empty] | 0.0034161 | 2.4022 | 0 | 2.4022 | 0.47359 | [11 empty] | WLDFR | HFTD - Distribution - Tier 3 - 3QU CoRE ¦ 2QU LoRE | Seismic - Non-Red Flag Warning - Catastrophic Fires | 2026 | 0 | 21835.9781 | 428.6023 | 13939.561 | 7467.8148 | 5149.9993 | 1.1207e-10 | 0 | 5.7718e-07 | 5.7718e-07 | 0 | 0.037115 | 0.037115 | 0 | 0.037115
[53 empty] | 0.0034161 | 2.4022 | 0 | 2.4022 | 0.4426 | [5 empty] | 0.0034161 | 2.4022 | 0 | 2.4022 | 0.4426 | [11 empty] | WLDFR | HFTD - Distribution - Tier 3 - 3QU CoRE ¦ 2QU LoRE | Seismic - Non-Red Flag Warning - Catastrophic Fires | 2027 | 0 | 21835.9781 | 428.6023 | 13939.561 | 7467.8148 | 5149.9993 | 1.1207e-10 | 0 | 5.7718e-07 | 5.7718e-07 | 0 | 0.037115 | 0.037115 | 0 | 0.037115
[53 empty] | 0.0034161 | 2.4022 | 0 | 2.4022 | 0.41365 | [5 empty] | 0.0034161 | 2.4022 | 0 | 2.4022 | 0.41365 | [11 empty] | WLDFR | HFTD - Distribution - Tier 3 - 3QU CoRE ¦ 2QU LoRE | Seismic - Non-Red Flag Warning - Catastrophic Fires | 2028 | 0 | 22783.187 | 453.261 | 14531.3357 | 7798.5904 | 5378.1107 | 1.1207e-10 | 0 | 6.0274e-07 | 6.0274e-07 | 0 | 0.037115 | 0.037115 | 0 | 0.037115
[53 empty] | 0.0034161 | 2.5218 | 0 | 2.5218 | 0.40583 | [5 empty] | 0.0034161 | 2.5218 | 0 | 2.5218 | 0.40583 | [11 empty] | WLDFR | HFTD - Distribution - Tier 3 - 3QU CoRE ¦ 2QU LoRE | Seismic - Non-Red Flag Warning - Catastrophic Fires | 2029 | 0 | 22783.187 | 453.261 | 14531.3357 | 7798.5904 | 5378.1107 | 1.1207e-10 | 0 | 6.0274e-07 | 6.0274e-07 | 0 | 0.037115 | 0.037115 | 0 | 0.037115
[53 empty] | 0.0034161 | 2.5218 | 0 | 2.5218 | 0.37928 | [5 empty] | 0.0034161 | 2.5218 | 0 | 2.5218 | 0.37928 | [11 empty] | WLDFR | HFTD - Distribution - Tier 3 - 3QU CoRE ¦ 2QU LoRE | Seismic - Non-Red Flag Warning - Catastrophic Fires | 2030 | 0 | 22783.187 | 453.261 | 14531.3357 | 7798.5904 | 5378.1107 | 1.1207e-10 | 0 | 6.0274e-07 | 6.0274e-07 | 0 | 0.037115 | 0.037115 | 0 | 0.037115
[53 empty] | 0.0034161 | 2.5218 | 0 | 2.5218 | 0.35447 | [5 empty] | 0.0034161 | 2.5218 | 0 | 2.5218 | 0.35447 | [11 empty] | WLDFR | HFTD - Distribution - Tier 3 - 3QU CoRE ¦ 2QU LoRE | Seismic - Non-Red Flag Warning - Catastrophic Fires | 2031 | 0 | 22783.187 | 453.261 | 14531.3357 | 7798.5904 | 5378.1107 | 1.1207e-10 | 0 | 6.0274e-07 | 6.0274e-07 | 0 | 0.038966 | 0.038966 | 0 | 0.038966
[53 empty] | 0.0034161 | 2.5218 | 0 | 2.5218 | 0.33128 | [5 empty] | 0 | 0 | 0 | 0 | 0 | [11 empty] | WLDFR | HFTD - Distribution - Tier 3 - 3QU CoRE ¦ 2QU LoRE | Seismic - Non-Red Flag Warning - Catastrophic Fires | 2032 | 0 | 22783.187 | 453.261 | 14531.3357 | 7798.5904 | 5378.1107 | 1.1207e-10 | 0 | 6.0274e-07 | 6.0274e-07 | 0 | 0.038966 | 0.038966 | 0 | 0.038966
[53 empty] | 0 | 0 | 0 | 0 | 0 | [5 empty] | 0 | 0 | 0 | 0 | 0 | [11 empty] | WLDFR | HFTD - Distribution - Tier 3 - 3QU CoRE ¦ 2QU LoRE | Seismic - Non-Red Flag Warning - Catastrophic Fires | 2033 | 0 | 23835.2641 | 480.9649 | 15187.7294 | 8166.5698 | 5631.8789 | 1.1207e-10 | 0 | 6.3119e-07 | 6.3119e-07 | 0 | 0.038966 | 0.038966 | 0 | 0.038966
[53 empty] | 0 | 0 | 0 | 0 | 0 | [5 empty] | 0.004051 | 2.053 | 0 | 2.053 | 2.053 | [11 empty] | WLDFR | HFTD - Distribution - Tier 3 - 3QU CoRE ¦ 2QU LoRE | Seismic - Non-Red Flag Warning - Catastrophic Fires | 2034 | 0 | 23835.2641 | 480.9649 | 15187.7294 | 8166.5698 | 5631.8789 | 1.1207e-10 | 0 | 6.3119e-07 | 6.3119e-07 | 0 | 0.038966 | 0.038966 | 0 | 0.038966
[53 empty] | 0.004051 | 2.053 | 0 | 2.053 | 1.9187 | [5 empty] | 0.004051 | 2.053 | 0 | 2.053 | 1.9187 | [11 empty] | WLDFR | HFTD - Distribution - Tier 3 - 3QU CoRE ¦ 2QU LoRE | Seismic - Non-Red Flag Warning - Catastrophic Fires | 2035 | 0 | 23835.2641 | 480.9649 | 15187.7294 | 8166.5698 | 5631.8789 | 1.1207e-10 | 0 | 6.3119e-07 | 6.3119e-07 | 0 | 0.038966 | 0.038966 | 0 | 0.038966
[53 empty] | 0.004051 | 2.1282 | 0 | 2.1282 | 1.8589 | [5 empty] | 0.004051 | 2.1282 | 0 | 2.1282 | 1.8589 | [11 empty] | WLDFR | HFTD - Distribution - Tier 3 - 3QU CoRE ¦ 2QU LoRE | Seismic - Non-Red Flag Warning - Catastrophic Fires | 2036 | 0 | 23835.2641 | 480.9649 | 15187.7294 | 8166.5698 | 5631.8789 | 1.1207e-10 | 0 | 6.3119e-07 | 6.3119e-07 | 0 | 0.040907 | 0.040907 | 0 | 0.040907
[53 empty] | 0.004051 | 2.1282 | 0 | 2.1282 | 1.7373 | [5 empty] | 0.004051 | 2.1282 | 0 | 2.1282 | 1.7373 | [11 empty] | WLDFR | HFTD - Distribution - Tier 3 - 3QU CoRE ¦ 2QU LoRE | Seismic - Non-Red Flag Warning - Catastrophic Fires | 2037 | 0 | 23835.2641 | 480.9649 | 15187.7294 | 8166.5698 | 5631.8789 | 1.1207e-10 | 0 | 6.3119e-07 | 6.3119e-07 | 0 | 0.040907 | 0.040907 | 0 | 0.040907
[53 empty] | 0.004051 | 2.1282 | 0 | 2.1282 | 1.6236 | [5 empty] | 0.004051 | 2.1282 | 0 | 2.1282 | 1.6236 | [11 empty] | WLDFR | HFTD - Distribution - Tier 3 - 3QU CoRE ¦ 2QU LoRE | Seismic - Non-Red Flag Warning - Catastrophic Fires | 2038 | 0 | 24976.6418 | 511.3745 | 15898.8237 | 8566.4437 | 5907.6423 | 1.1207e-10 | 0 | 6.6209e-07 | 6.6209e-07 | 0 | 0.040907 | 0.040907 | 0 | 0.040907
[53 empty] | 0.004051 | 2.1282 | 0 | 2.1282 | 1.5174 | [5 empty] | 0.004051 | 2.1282 | 0 | 2.1282 | 1.5174 | [11 empty] | WLDFR | HFTD - Distribution - Tier 3 - 3QU CoRE ¦ 2QU LoRE | Seismic - Non-Red Flag Warning - Catastrophic Fires | 2039 | 0 | 24976.6418 | 511.3745 | 15898.8237 | 8566.4437 | 5907.6423 | 1.1207e-10 | 0 | 6.6209e-07 | 6.6209e-07 | 0 | 0.040907 | 0.040907 | 0 | 0.040907
[53 empty] | 0.004051 | 2.1282 | 0 | 2.1282 | 1.4181 | [5 empty] | 0.004051 | 2.1282 | 0 | 2.1282 | 1.4181 | [11 empty] | WLDFR | HFTD - Distribution - Tier 3 - 3QU CoRE ¦ 2QU LoRE | Seismic - Non-Red Flag Warning - Catastrophic Fires | 2040 | 0 | 24976.6418 | 511.3745 | 15898.8237 | 8566.4437 | 5907.6423 | 1.1207e-10 | 0 | 6.6209e-07 | 6.6209e-07 | 0 | 0 | 0.040907 | 0 | 0.040907
[53 empty] | 0.004051 | 2.223 | 0 | 2.223 | 1.3844 | [5 empty] | 0.004051 | 2.223 | 0 | 2.223 | 1.3844 | [11 empty] | WLDFR | HFTD - Distribution - Tier 3 - 3QU CoRE ¦ 2QU LoRE | Seismic - Non-Red Flag Warning - Catastrophic Fires | 2041 | 0 | 24976.6418 | 511.3745 | 15898.8237 | 8566.4437 | 5907.6423 | 1.1207e-10 | 0 | 6.6209e-07 | 6.6209e-07 | 0 | 0.0026204 | 0 | 0 | 0
[53 empty] | 0.004051 | 2.223 | 0 | 2.223 | 1.2938 | [5 empty] | 0.004051 | 2.223 | 0 | 2.223 | 1.2938 | [11 empty] | WLDFR | HFTD - Distribution - Tier 3 - 3QU CoRE ¦ 2QU LoRE | Seismic - Non-Red Flag Warning - Catastrophic Fires | 2042 | 0 | 24976.6418 | 511.3745 | 15898.8237 | 8566.4437 | 5907.6423 | 1.1207e-10 | 0 | 6.6209e-07 | 6.6209e-07 | 0 | 0.0027161 | 0.0027161 | 0 | 0.0027161
[53 empty] | 0.004051 | 2.223 | 0 | 2.223 | 1.2092 | [5 empty] | 0.004051 | 2.223 | 0 | 2.223 | 1.2092 | [11 empty] | WLDFR | HFTD - Distribution - Tier 3 - 3QU CoRE ¦ 2QU LoRE | Seismic - Non-Red Flag Warning - Catastrophic Fires | 2043 | 0 | 26191.7278 | 544.1291 | 16654.7414 | 8992.8573 | 6201.7082 | 1.1207e-10 | 0 | 6.9505e-07 | 6.9505e-07 | 0 | 0.0027161 | 0.0027161 | 0 | 0.0027161
[53 empty] | 0.004051 | 2.223 | 0 | 2.223 | 1.1301 | [5 empty] | 0.004051 | 2.223 | 0 | 2.223 | 1.1301 | [11 empty] | WLDFR | HFTD - Distribution - Tier 3 - 3QU CoRE ¦ 2QU LoRE | Seismic - Non-Red Flag Warning - Catastrophic Fires | 2044 | 0 | 26191.7278 | 544.1291 | 16654.7414 | 8992.8573 | 6201.7082 | 1.1207e-10 | 0 | 6.9505e-07 | 6.9505e-07 | 0 | 0.0027161 | 0.0027161 | 0 | 0.0027161
[53 empty] | 0.004051 | 2.223 | 0 | 2.223 | 1.0561 | [5 empty] | 0.004051 | 2.223 | 0 | 2.223 | 1.0561 | [11 empty] | WLDFR | HFTD - Distribution - Tier 3 - 3QU CoRE ¦ 2QU LoRE | Seismic - Non-Red Flag Warning - Catastrophic Fires | 2045 | 0 | 26191.7278 | 544.1291 | 16654.7414 | 8992.8573 | 6201.7082 | 1.1207e-10 | 0 | 6.9505e-07 | 6.9505e-07 | 0 | 0.0027161 | 0.0027161 | 0 | 0.0027161
[53 empty] | 0.004051 | 2.3283 | 0 | 2.3283 | 1.0338 | [5 empty] | 0.004051 | 2.3283 | 0 | 2.3283 | 1.0338 | [11 empty] | WLDFR | HFTD - Distribution - Tier 3 - 3QU CoRE ¦ 2QU LoRE | Seismic - Non-Red Flag Warning - Catastrophic Fires | 2046 | 0 | 26191.7278 | 544.1291 | 16654.7414 | 8992.8573 | 6201.7082 | 1.1207e-10 | 0 | 6.9505e-07 | 6.9505e-07 | 0 | 0.0027161 | 0.0027161 | 0 | 0.0027161
[53 empty] | 0.004051 | 2.3283 | 0 | 2.3283 | 0.96618 | [5 empty] | 0.004051 | 2.3283 | 0 | 2.3283 | 0.96618 | [11 empty] | WLDFR | HFTD - Distribution - Tier 3 - 3QU CoRE ¦ 2QU LoRE | Seismic - Non-Red Flag Warning - Catastrophic Fires | 2047 | 0 | 26191.7278 | 544.1291 | 16654.7414 | 8992.8573 | 6201.7082 | 1.1207e-10 | 0 | 6.9505e-07 | 6.9505e-07 | 0 | 0.0028366 | 0.0028366 | 0 | 0.0028366
[53 empty] | 0.004051 | 2.3283 | 0 | 2.3283 | 0.90297 | [5 empty] | 0.004051 | 2.3283 | 0 | 2.3283 | 0.90297 | [11 empty] | WLDFR | HFTD - Distribution - Tier 3 - 3QU CoRE ¦ 2QU LoRE | Seismic - Non-Red Flag Warning - Catastrophic Fires | 2048 | 0 | 27464.7227 | 578.8407 | 17445.538 | 9440.3441 | 6510.3067 | 1.1207e-10 | 0 | 7.2963e-07 | 7.2963e-07 | 0 | 0.0028366 | 0.0028366 | 0 | 0.0028366
[53 empty] | 0.004051 | 2.3283 | 0 | 2.3283 | 0.8439 | [5 empty] | 0.004051 | 2.3283 | 0 | 2.3283 | 0.8439 | [11 empty] | WLDFR | HFTD - Distribution - Tier 3 - 3QU CoRE ¦ 2QU LoRE | Seismic - Non-Red Flag Warning - Catastrophic Fires | 2049 | 0 | 27464.7227 | 578.8407 | 17445.538 | 9440.3441 | 6510.3067 | 1.1207e-10 | 0 | 7.2963e-07 | 7.2963e-07 | 0 | 0.0028366 | 0.0028366 | 0 | 0.0028366
[53 empty] | 0.004051 | 2.3283 | 0 | 2.3283 | 0.78869 | [5 empty] | 0.004051 | 2.3283 | 0 | 2.3283 | 0.78869 | [11 empty] | WLDFR | HFTD - Distribution - Tier 3 - 3QU CoRE ¦ 2QU LoRE | Seismic - Non-Red Flag Warning - Catastrophic Fires | 2050 | 0 | 27464.7227 | 578.8407 | 17445.538 | 9440.3441 | 6510.3067 | 1.1207e-10 | 0 | 7.2963e-07 | 7.2963e-07 | 0 | 0.0028366 | 0.0028366 | 0 | 0.0028366
[53 empty] | 0.004051 | 2.4427 | 0 | 2.4427 | 0.77329 | [5 empty] | 0.004051 | 2.4427 | 0 | 2.4427 | 0.77329 | [11 empty] | WLDFR | HFTD - Distribution - Tier 3 - 3QU CoRE ¦ 2QU LoRE | Seismic - Non-Red Flag Warning - Catastrophic Fires | 2051 | 0 | 27464.7227 | 578.8407 | 17445.538 | 9440.3441 | 6510.3067 | 1.1207e-10 | 0 | 7.2963e-07 | 7.2963e-07 | 0 | 0.0028366 | 0.0028366 | 0 | 0.0028366
[53 empty] | 0.004051 | 2.4427 | 0 | 2.4427 | 0.7227 | [5 empty] | 0.004051 | 2.4427 | 0 | 2.4427 | 0.7227 | [11 empty] | WLDFR | HFTD - Distribution - Tier 3 - 3QU CoRE ¦ 2QU LoRE | Seismic - Non-Red Flag Warning - Catastrophic Fires | 2052 | 0 | 27464.7227 | 578.8407 | 17445.538 | 9440.3441 | 6510.3067 | 1.1207e-10 | 0 | 7.2963e-07 | 7.2963e-07 | 0 | 0.0029705 | 0.0029705 | 0 | 0.0029705
[53 empty] | 0.004051 | 2.4427 | 0 | 2.4427 | 0.67542 | [5 empty] | 0.004051 | 2.4427 | 0 | 2.4427 | 0.67542 | [11 empty] | WLDFR | HFTD - Distribution - Tier 3 - 3QU CoRE ¦ 2QU LoRE | Seismic - Non-Red Flag Warning - Catastrophic Fires | 2053 | 0 | 28779.6694 | 615.0952 | 18261.2327 | 9903.3415 | 6829.6018 | 1.1207e-10 | 0 | 7.6542e-07 | 7.6542e-07 | 0 | 0.0029705 | 0.0029705 | 0 | 0.0029705
[53 empty] | 0.004051 | 2.4427 | 0 | 2.4427 | 0.63123 | [5 empty] | 0.004051 | 2.4427 | 0 | 2.4427 | 0.63123 | [11 empty] | WLDFR | HFTD - Distribution - Tier 3 - 3QU CoRE ¦ 2QU LoRE | Seismic - Non-Red Flag Warning - Catastrophic Fires | 2054 | 0 | 28779.6694 | 615.0952 | 18261.2327 | 9903.3415 | 6829.6018 | 1.1207e-10 | 0 | 7.6542e-07 | 7.6542e-07 | 0 | 0.0029705 | 0.0029705 | 0 | 0.0029705
[53 empty] | 0.004051 | 2.4427 | 0 | 2.4427 | 0.58994 | [5 empty] | 0.004051 | 2.4427 | 0 | 2.4427 | 0.58994 | [11 empty] | WLDFR | HFTD - Distribution - Tier 3 - 3QU CoRE ¦ 2QU LoRE | Seismic - Non-Red Flag Warning - Catastrophic Fires | 2055 | 0 | 28779.6694 | 615.0952 | 18261.2327 | 9903.3415 | 6829.6018 | 1.1207e-10 | 0 | 7.6542e-07 | 7.6542e-07 | 0 | 0.0029705 | 0.0029705 | 0 | 0.0029705
[53 empty] | 0.004051 | 2.5645 | 0 | 2.5645 | 0.57884 | [5 empty] | 0.004051 | 2.5645 | 0 | 2.5645 | 0.57884 | [11 empty] | WLDFR | HFTD - Distribution - Tier 3 - 3QU CoRE ¦ 2QU LoRE | Seismic - Red Flag Warning - Catastrophic Fires | 2026 | 0 | 21835.9781 | 428.6023 | 13939.561 | 7467.8148 | 5149.9993 | 4.8326e-09 | 0 | 2.4888e-05 | 2.4888e-05 | 0 | 0.0029705 | 0.0029705 | 0 | 0.0029705
[53 empty] | 0.004051 | 2.5645 | 0 | 2.5645 | 0.54097 | [5 empty] | 0.004051 | 2.5645 | 0 | 2.5645 | 0.54097 | [11 empty] | WLDFR | HFTD - Distribution - Tier 3 - 3QU CoRE ¦ 2QU LoRE | Seismic - Red Flag Warning - Catastrophic Fires | 2027 | 0 | 21835.9781 | 428.6023 | 13939.561 | 7467.8148 | 5149.9993 | 4.8326e-09 | 0 | 2.4888e-05 | 2.4888e-05 | 0 | 0.0031157 | 0.0031157 | 0 | 0.0031157
[53 empty] | 0.004051 | 2.5645 | 0 | 2.5645 | 0.50558 | [5 empty] | 0.004051 | 2.5645 | 0 | 2.5645 | 0.50558 | [11 empty] | WLDFR | HFTD - Distribution - Tier 3 - 3QU CoRE ¦ 2QU LoRE | Seismic - Red Flag Warning - Catastrophic Fires | 2028 | 0 | 22783.187 | 453.261 | 14531.3357 | 7798.5904 | 5378.1107 | 4.8326e-09 | 0 | 2.599e-05 | 2.599e-05 | 0 | 0.0031157 | 0.0031157 | 0 | 0.0031157
[53 empty] | 0.004051 | 2.5645 | 0 | 2.5645 | 0.4725 | [5 empty] | 0.004051 | 2.5645 | 0 | 2.5645 | 0.4725 | [11 empty] | WLDFR | HFTD - Distribution - Tier 3 - 3QU CoRE ¦ 2QU LoRE | Seismic - Red Flag Warning - Catastrophic Fires | 2029 | 0 | 22783.187 | 453.261 | 14531.3357 | 7798.5904 | 5378.1107 | 4.8326e-09 | 0 | 2.599e-05 | 2.599e-05 | 0 | 0.0031157 | 0.0031157 | 0 | 0.0031157
[53 empty] | 0.004051 | 2.5645 | 0 | 2.5645 | 0.44159 | [5 empty] | 0.004051 | 2.5645 | 0 | 2.5645 | 0.44159 | [11 empty] | WLDFR | HFTD - Distribution - Tier 3 - 3QU CoRE ¦ 2QU LoRE | Seismic - Red Flag Warning - Catastrophic Fires | 2030 | 0 | 22783.187 | 453.261 | 14531.3357 | 7798.5904 | 5378.1107 | 4.8326e-09 | 0 | 2.599e-05 | 2.599e-05 | 0 | 0.0031157 | 0.0031157 | 0 | 0.0031157
[53 empty] | 0.004051 | 2.6921 | 0 | 2.6921 | 0.43325 | [5 empty] | 0.004051 | 2.6921 | 0 | 2.6921 | 0.43325 | [11 empty] | WLDFR | HFTD - Distribution - Tier 3 - 3QU CoRE ¦ 2QU LoRE | Seismic - Red Flag Warning - Catastrophic Fires | 2031 | 0 | 22783.187 | 453.261 | 14531.3357 | 7798.5904 | 5378.1107 | 4.8326e-09 | 0 | 2.599e-05 | 2.599e-05 | 0 | 0.0031157 | 0.0031157 | 0 | 0.0031157
[53 empty] | 0.004051 | 2.6921 | 0 | 2.6921 | 0.4049 | [5 empty] | 0.004051 | 2.6921 | 0 | 2.6921 | 0.4049 | [11 empty] | WLDFR | HFTD - Distribution - Tier 3 - 3QU CoRE ¦ 2QU LoRE | Seismic - Red Flag Warning - Catastrophic Fires | 2032 | 0 | 22783.187 | 453.261 | 14531.3357 | 7798.5904 | 5378.1107 | 4.8326e-09 | 0 | 2.599e-05 | 2.599e-05 | 0 | 0.0032702 | 0.0032702 | 0 | 0.0032702
[53 empty] | 0.004051 | 2.6921 | 0 | 2.6921 | 0.37841 | [5 empty] | 0.004051 | 2.6921 | 0 | 2.6921 | 0.37841 | [11 empty] | WLDFR | HFTD - Distribution - Tier 3 - 3QU CoRE ¦ 2QU LoRE | Seismic - Red Flag Warning - Catastrophic Fires | 2033 | 0 | 23835.2641 | 480.9649 | 15187.7294 | 8166.5698 | 5631.8789 | 4.8326e-09 | 0 | 2.7216e-05 | 2.7216e-05 | 0 | 0.0032702 | 0.0032702 | 0 | 0.0032702
[53 empty] | 0.004051 | 2.6921 | 0 | 2.6921 | 0.35366 | [5 empty] | 0 | 0 | 0 | 0 | 0 | [11 empty] | WLDFR | HFTD - Distribution - Tier 3 - 3QU CoRE ¦ 2QU LoRE | Seismic - Red Flag Warning - Catastrophic Fires | 2034 | 0 | 23835.2641 | 480.9649 | 15187.7294 | 8166.5698 | 5631.8789 | 4.8326e-09 | 0 | 2.7216e-05 | 2.7216e-05 | 0 | 0.0032702 | 0.0032702 | 0 | 0.0032702
[53 empty] | 0 | 0 | 0 | 0 | 0 | [5 empty] | 0 | 0 | 0 | 0 | 0 | [11 empty] | WLDFR | HFTD - Distribution - Tier 3 - 3QU CoRE ¦ 2QU LoRE | Seismic - Red Flag Warning - Catastrophic Fires | 2035 | 0 | 23835.2641 | 480.9649 | 15187.7294 | 8166.5698 | 5631.8789 | 4.8326e-09 | 0 | 2.7216e-05 | 2.7216e-05 | 0 | 0.0032702 | 0.0032702 | 0 | 0.0032702
[53 empty] | 0 | 0 | 0 | 0 | 0 | [5 empty] | 0.0016227 | 0.80925 | 0 | 0.80925 | 0.80925 | [11 empty] | WLDFR | HFTD - Distribution - Tier 3 - 3QU CoRE ¦ 2QU LoRE | Seismic - Red Flag Warning - Catastrophic Fires | 2036 | 0 | 23835.2641 | 480.9649 | 15187.7294 | 8166.5698 | 5631.8789 | 4.8326e-09 | 0 | 2.7216e-05 | 2.7216e-05 | 0 | 0.0032702 | 0.0032702 | 0 | 0.0032702
[53 empty] | 0.0016227 | 0.80925 | 0 | 0.80925 | 0.7563 | [5 empty] | 0.0016227 | 0.80925 | 0 | 0.80925 | 0.7563 | [11 empty] | WLDFR | HFTD - Distribution - Tier 3 - 3QU CoRE ¦ 2QU LoRE | Seismic - Red Flag Warning - Catastrophic Fires | 2037 | 0 | 23835.2641 | 480.9649 | 15187.7294 | 8166.5698 | 5631.8789 | 4.8326e-09 | 0 | 2.7216e-05 | 2.7216e-05 | 0 | 0.003432 | 0.003432 | 0 | 0.003432
[53 empty] | 0.0016227 | 0.8389 | 0 | 0.8389 | 0.73273 | [5 empty] | 0.0016227 | 0.8389 | 0 | 0.8389 | 0.73273 | [11 empty] | WLDFR | HFTD - Distribution - Tier 3 - 3QU CoRE ¦ 2QU LoRE | Seismic - Red Flag Warning - Catastrophic Fires | 2038 | 0 | 24976.6418 | 511.3745 | 15898.8237 | 8566.4437 | 5907.6423 | 4.8326e-09 | 0 | 2.8549e-05 | 2.8549e-05 | 0 | 0.003432 | 0.003432 | 0 | 0.003432
[53 empty] | 0.0016227 | 0.8389 | 0 | 0.8389 | 0.68479 | [5 empty] | 0.0016227 | 0.8389 | 0 | 0.8389 | 0.68479 | [11 empty] | WLDFR | HFTD - Distribution - Tier 3 - 3QU CoRE ¦ 2QU LoRE | Seismic - Red Flag Warning - Catastrophic Fires | 2039 | 0 | 24976.6418 | 511.3745 | 15898.8237 | 8566.4437 | 5907.6423 | 4.8326e-09 | 0 | 2.8549e-05 | 2.8549e-05 | 0 | 0.003432 | 0.003432 | 0 | 0.003432
[53 empty] | 0.0016227 | 0.8389 | 0 | 0.8389 | 0.63999 | [5 empty] | 0.0016227 | 0.8389 | 0 | 0.8389 | 0.63999 | [11 empty] | WLDFR | HFTD - Distribution - Tier 3 - 3QU CoRE ¦ 2QU LoRE | Seismic - Red Flag Warning - Catastrophic Fires | 2040 | 0 | 24976.6418 | 511.3745 | 15898.8237 | 8566.4437 | 5907.6423 | 4.8326e-09 | 0 | 2.8549e-05 | 2.8549e-05 | 0 | 0.003432 | 0.003432 | 0 | 0.003432
[53 empty] | 0.0016227 | 0.8389 | 0 | 0.8389 | 0.59812 | [5 empty] | 0.0016227 | 0.8389 | 0 | 0.8389 | 0.59812 | [11 empty] | WLDFR | HFTD - Distribution - Tier 3 - 3QU CoRE ¦ 2QU LoRE | Seismic - Red Flag Warning - Catastrophic Fires | 2041 | 0 | 24976.6418 | 511.3745 | 15898.8237 | 8566.4437 | 5907.6423 | 4.8326e-09 | 0 | 2.8549e-05 | 2.8549e-05 | 0 | 0 | 0.003432 | 0 | 0.003432
[53 empty] | 0.0016227 | 0.8389 | 0 | 0.8389 | 0.55899 | [5 empty] | 0.0016227 | 0.8389 | 0 | 0.8389 | 0.55899 | [11 empty] | WLDFR | HFTD - Distribution - Tier 3 - 3QU CoRE ¦ 2QU LoRE | Seismic - Red Flag Warning - Catastrophic Fires | 2042 | 0 | 24976.6418 | 511.3745 | 15898.8237 | 8566.4437 | 5907.6423 | 4.8326e-09 | 0 | 2.8549e-05 | 2.8549e-05 | 0 | 1.0031e-05 | 0 | 0 | 0
[53 empty] | 0.0016227 | 0.87626 | 0 | 0.87626 | 0.54569 | [5 empty] | 0.0016227 | 0.87626 | 0 | 0.87626 | 0.54569 | [11 empty] | WLDFR | HFTD - Distribution - Tier 3 - 3QU CoRE ¦ 2QU LoRE | Seismic - Red Flag Warning - Catastrophic Fires | 2043 | 0 | 26191.7278 | 544.1291 | 16654.7414 | 8992.8573 | 6201.7082 | 4.8326e-09 | 0 | 2.997e-05 | 2.997e-05 | 0 | 1.048e-05 | 1.048e-05 | 0 | 1.048e-05
[53 empty] | 0.0016227 | 0.87626 | 0 | 0.87626 | 0.50999 | [5 empty] | 0.0016227 | 0.87626 | 0 | 0.87626 | 0.50999 | [11 empty] | WLDFR | HFTD - Distribution - Tier 3 - 3QU CoRE ¦ 2QU LoRE | Seismic - Red Flag Warning - Catastrophic Fires | 2044 | 0 | 26191.7278 | 544.1291 | 16654.7414 | 8992.8573 | 6201.7082 | 4.8326e-09 | 0 | 2.997e-05 | 2.997e-05 | 0 | 1.048e-05 | 1.048e-05 | 0 | 1.048e-05
[53 empty] | 0.0016227 | 0.87626 | 0 | 0.87626 | 0.47663 | [5 empty] | 0.0016227 | 0.87626 | 0 | 0.87626 | 0.47663 | [11 empty] | WLDFR | HFTD - Distribution - Tier 3 - 3QU CoRE ¦ 2QU LoRE | Seismic - Red Flag Warning - Catastrophic Fires | 2045 | 0 | 26191.7278 | 544.1291 | 16654.7414 | 8992.8573 | 6201.7082 | 4.8326e-09 | 0 | 2.997e-05 | 2.997e-05 | 0 | 1.048e-05 | 1.048e-05 | 0 | 1.048e-05
[53 empty] | 0.0016227 | 0.87626 | 0 | 0.87626 | 0.44545 | [5 empty] | 0.0016227 | 0.87626 | 0 | 0.87626 | 0.44545 | [11 empty] | WLDFR | HFTD - Distribution - Tier 3 - 3QU CoRE ¦ 2QU LoRE | Seismic - Red Flag Warning - Catastrophic Fires | 2046 | 0 | 26191.7278 | 544.1291 | 16654.7414 | 8992.8573 | 6201.7082 | 4.8326e-09 | 0 | 2.997e-05 | 2.997e-05 | 0 | 1.048e-05 | 1.048e-05 | 0 | 1.048e-05
[53 empty] | 0.0016227 | 0.87626 | 0 | 0.87626 | 0.41631 | [5 empty] | 0.0016227 | 0.87626 | 0 | 0.87626 | 0.41631 | [11 empty] | WLDFR | HFTD - Distribution - Tier 3 - 3QU CoRE ¦ 2QU LoRE | Seismic - Red Flag Warning - Catastrophic Fires | 2047 | 0 | 26191.7278 | 544.1291 | 16654.7414 | 8992.8573 | 6201.7082 | 4.8326e-09 | 0 | 2.997e-05 | 2.997e-05 | 0 | 1.048e-05 | 1.048e-05 | 0 | 1.048e-05
[53 empty] | 0.0016227 | 0.91779 | 0 | 0.91779 | 0.40751 | [5 empty] | 0.0016227 | 0.91779 | 0 | 0.91779 | 0.40751 | [11 empty] | WLDFR | HFTD - Distribution - Tier 3 - 3QU CoRE ¦ 2QU LoRE | Seismic - Red Flag Warning - Catastrophic Fires | 2048 | 0 | 27464.7227 | 578.8407 | 17445.538 | 9440.3441 | 6510.3067 | 4.8326e-09 | 0 | 3.1462e-05 | 3.1462e-05 | 0 | 1.1058e-05 | 1.1058e-05 | 0 | 1.1058e-05
[53 empty] | 0.0016227 | 0.91779 | 0 | 0.91779 | 0.38085 | [5 empty] | 0.0016227 | 0.91779 | 0 | 0.91779 | 0.38085 | [11 empty] | WLDFR | HFTD - Distribution - Tier 3 - 3QU CoRE ¦ 2QU LoRE | Seismic - Red Flag Warning - Catastrophic Fires | 2049 | 0 | 27464.7227 | 578.8407 | 17445.538 | 9440.3441 | 6510.3067 | 4.8326e-09 | 0 | 3.1462e-05 | 3.1462e-05 | 0 | 1.1058e-05 | 1.1058e-05 | 0 | 1.1058e-05
[53 empty] | 0.0016227 | 0.91779 | 0 | 0.91779 | 0.35593 | [5 empty] | 0.0016227 | 0.91779 | 0 | 0.91779 | 0.35593 | [11 empty] | WLDFR | HFTD - Distribution - Tier 3 - 3QU CoRE ¦ 2QU LoRE | Seismic - Red Flag Warning - Catastrophic Fires | 2050 | 0 | 27464.7227 | 578.8407 | 17445.538 | 9440.3441 | 6510.3067 | 4.8326e-09 | 0 | 3.1462e-05 | 3.1462e-05 | 0 | 1.1058e-05 | 1.1058e-05 | 0 | 1.1058e-05
[53 empty] | 0.0016227 | 0.91779 | 0 | 0.91779 | 0.33265 | [5 empty] | 0.0016227 | 0.91779 | 0 | 0.91779 | 0.33265 | [11 empty] | WLDFR | HFTD - Distribution - Tier 3 - 3QU CoRE ¦ 2QU LoRE | Seismic - Red Flag Warning - Catastrophic Fires | 2051 | 0 | 27464.7227 | 578.8407 | 17445.538 | 9440.3441 | 6510.3067 | 4.8326e-09 | 0 | 3.1462e-05 | 3.1462e-05 | 0 | 1.1058e-05 | 1.1058e-05 | 0 | 1.1058e-05
[53 empty] | 0.0016227 | 0.91779 | 0 | 0.91779 | 0.31089 | [5 empty] | 0.0016227 | 0.91779 | 0 | 0.91779 | 0.31089 | [11 empty] | WLDFR | HFTD - Distribution - Tier 3 - 3QU CoRE ¦ 2QU LoRE | Seismic - Red Flag Warning - Catastrophic Fires | 2052 | 0 | 27464.7227 | 578.8407 | 17445.538 | 9440.3441 | 6510.3067 | 4.8326e-09 | 0 | 3.1462e-05 | 3.1462e-05 | 0 | 1.1058e-05 | 1.1058e-05 | 0 | 1.1058e-05
[53 empty] | 0.0016227 | 0.96286 | 0 | 0.96286 | 0.30482 | [5 empty] | 0.0016227 | 0.96286 | 0 | 0.96286 | 0.30482 | [11 empty] | WLDFR | HFTD - Distribution - Tier 3 - 3QU CoRE ¦ 2QU LoRE | Seismic - Red Flag Warning - Catastrophic Fires | 2053 | 0 | 28779.6694 | 615.0952 | 18261.2327 | 9903.3415 | 6829.6018 | 4.8326e-09 | 0 | 3.3005e-05 | 3.3005e-05 | 0 | 1.1715e-05 | 1.1715e-05 | 0 | 1.1715e-05
[53 empty] | 0.0016227 | 0.96286 | 0 | 0.96286 | 0.28488 | [5 empty] | 0.0016227 | 0.96286 | 0 | 0.96286 | 0.28488 | [11 empty] | WLDFR | HFTD - Distribution - Tier 3 - 3QU CoRE ¦ 2QU LoRE | Seismic - Red Flag Warning - Catastrophic Fires | 2054 | 0 | 28779.6694 | 615.0952 | 18261.2327 | 9903.3415 | 6829.6018 | 4.8326e-09 | 0 | 3.3005e-05 | 3.3005e-05 | 0 | 1.1715e-05 | 1.1715e-05 | 0 | 1.1715e-05
[53 empty] | 0.0016227 | 0.96286 | 0 | 0.96286 | 0.26624 | [5 empty] | 0.0016227 | 0.96286 | 0 | 0.96286 | 0.26624 | [11 empty] | WLDFR | HFTD - Distribution - Tier 3 - 3QU CoRE ¦ 2QU LoRE | Seismic - Red Flag Warning - Catastrophic Fires | 2055 | 0 | 28779.6694 | 615.0952 | 18261.2327 | 9903.3415 | 6829.6018 | 4.8326e-09 | 0 | 3.3005e-05 | 3.3005e-05 | 0 | 1.1715e-05 | 1.1715e-05 | 0 | 1.1715e-05
[53 empty] | 0.0016227 | 0.96286 | 0 | 0.96286 | 0.24882 | [5 empty] | 0.0016227 | 0.96286 | 0 | 0.96286 | 0.24882 | [11 empty] | WLDFR | HFTD - Distribution - Tier 3 - 3QU CoRE ¦ 3QU LoRE | Non-Red Flag Warning - Catastrophic Fires | 2026 | 0 | 14664.6376 | 233.2301 | 8896.516 | 5534.8915 | 3817.0051 | 9.5119e-07 | 0 | 0.0036307 | 0.0036307 | 0 | 1.1715e-05 | 1.1715e-05 | 0 | 1.1715e-05
[53 empty] | 0.0016227 | 0.96286 | 0 | 0.96286 | 0.23254 | [5 empty] | 0.0016227 | 0.96286 | 0 | 0.96286 | 0.23254 | [11 empty] | WLDFR | HFTD - Distribution - Tier 3 - 3QU CoRE ¦ 3QU LoRE | Non-Red Flag Warning - Catastrophic Fires | 2027 | 0 | 14664.6376 | 233.2301 | 8896.516 | 5534.8915 | 3817.0051 | 9.5119e-07 | 0 | 0.0036307 | 0.0036307 | 0 | 1.1715e-05 | 1.1715e-05 | 0 | 1.1715e-05
[53 empty] | 0.0016227 | 1.0109 | 0 | 1.0109 | 0.22817 | [5 empty] | 0.0016227 | 1.0109 | 0 | 1.0109 | 0.22817 | [11 empty] | WLDFR | HFTD - Distribution - Tier 3 - 3QU CoRE ¦ 3QU LoRE | Non-Red Flag Warning - Catastrophic Fires | 2028 | 0 | 15317.9909 | 247.273 | 9287.6491 | 5783.0689 | 3988.1546 | 9.5119e-07 | 0 | 0.0037935 | 0.0037935 | 0 | 1.2447e-05 | 1.2447e-05 | 0 | 1.2447e-05
[53 empty] | 0.0016227 | 1.0109 | 0 | 1.0109 | 0.21324 | [5 empty] | 0.0016227 | 1.0109 | 0 | 1.0109 | 0.21324 | [11 empty] | WLDFR | HFTD - Distribution - Tier 3 - 3QU CoRE ¦ 3QU LoRE | Non-Red Flag Warning - Catastrophic Fires | 2029 | 0 | 15317.9909 | 247.273 | 9287.6491 | 5783.0689 | 3988.1546 | 9.5119e-07 | 0 | 0.0037935 | 0.0037935 | 0 | 1.2447e-05 | 1.2447e-05 | 0 | 1.2447e-05
[53 empty] | 0.0016227 | 1.0109 | 0 | 1.0109 | 0.19929 | [5 empty] | 0.0016227 | 1.0109 | 0 | 1.0109 | 0.19929 | [11 empty] | WLDFR | HFTD - Distribution - Tier 3 - 3QU CoRE ¦ 3QU LoRE | Non-Red Flag Warning - Catastrophic Fires | 2030 | 0 | 15317.9909 | 247.273 | 9287.6491 | 5783.0689 | 3988.1546 | 9.5119e-07 | 0 | 0.0037935 | 0.0037935 | 0 | 1.2447e-05 | 1.2447e-05 | 0 | 1.2447e-05
[53 empty] | 0.0016227 | 1.0109 | 0 | 1.0109 | 0.18625 | [5 empty] | 0.0016227 | 1.0109 | 0 | 1.0109 | 0.18625 | [11 empty] | WLDFR | HFTD - Distribution - Tier 3 - 3QU CoRE ¦ 3QU LoRE | Non-Red Flag Warning - Catastrophic Fires | 2031 | 0 | 15317.9909 | 247.273 | 9287.6491 | 5783.0689 | 3988.1546 | 9.5119e-07 | 0 | 0.0037935 | 0.0037935 | 0 | 1.2447e-05 | 1.2447e-05 | 0 | 1.2447e-05
[53 empty] | 0.0016227 | 1.0109 | 0 | 1.0109 | 0.17407 | [5 empty] | 0.0016227 | 1.0109 | 0 | 1.0109 | 0.17407 | [11 empty] | WLDFR | HFTD - Distribution - Tier 3 - 3QU CoRE ¦ 3QU LoRE | Non-Red Flag Warning - Catastrophic Fires | 2032 | 0 | 15317.9909 | 247.273 | 9287.6491 | 5783.0689 | 3988.1546 | 9.5119e-07 | 0 | 0.0037935 | 0.0037935 | 0 | 1.2447e-05 | 1.2447e-05 | 0 | 1.2447e-05
[53 empty] | 0.0016227 | 1.0612 | 0 | 1.0612 | 0.17078 | [5 empty] | 0.0016227 | 1.0612 | 0 | 1.0612 | 0.17078 | [11 empty] | WLDFR | HFTD - Distribution - Tier 3 - 3QU CoRE ¦ 3QU LoRE | Non-Red Flag Warning - Catastrophic Fires | 2033 | 0 | 16044.1264 | 263.1074 | 9721.74 | 6059.2791 | 4178.6364 | 9.5119e-07 | 0 | 0.0039747 | 0.0039747 | 0 | 1.3248e-05 | 1.3248e-05 | 0 | 1.3248e-05
[53 empty] | 0.0016227 | 1.0612 | 0 | 1.0612 | 0.15961 | [5 empty] | 0.0016227 | 1.0612 | 0 | 1.0612 | 0.15961 | [11 empty] | WLDFR | HFTD - Distribution - Tier 3 - 3QU CoRE ¦ 3QU LoRE | Non-Red Flag Warning - Catastrophic Fires | 2034 | 0 | 16044.1264 | 263.1074 | 9721.74 | 6059.2791 | 4178.6364 | 9.5119e-07 | 0 | 0.0039747 | 0.0039747 | 0 | 1.3248e-05 | 1.3248e-05 | 0 | 1.3248e-05
[53 empty] | 0.0016227 | 1.0612 | 0 | 1.0612 | 0.14916 | [5 empty] | 0.0016227 | 1.0612 | 0 | 1.0612 | 0.14916 | [11 empty] | WLDFR | HFTD - Distribution - Tier 3 - 3QU CoRE ¦ 3QU LoRE | Non-Red Flag Warning - Catastrophic Fires | 2035 | 0 | 16044.1264 | 263.1074 | 9721.74 | 6059.2791 | 4178.6364 | 9.5119e-07 | 0 | 0.0039747 | 0.0039747 | 0 | 1.3248e-05 | 1.3248e-05 | 0 | 1.3248e-05
[53 empty] | 0.0016227 | 1.0612 | 0 | 1.0612 | 0.13941 | [5 empty] | 0 | 0 | 0 | 0 | 0 | [11 empty] | WLDFR | HFTD - Distribution - Tier 3 - 3QU CoRE ¦ 3QU LoRE | Non-Red Flag Warning - Catastrophic Fires | 2036 | 0 | 16044.1264 | 263.1074 | 9721.74 | 6059.2791 | 4178.6364 | 9.5119e-07 | 0 | 0.0039747 | 0.0039747 | 0 | 1.3248e-05 | 1.3248e-05 | 0 | 1.3248e-05
[53 empty] | 0 | 0 | 0 | 0 | 0 | [5 empty] | 0 | 0 | 0 | 0 | 0 | [11 empty] | WLDFR | HFTD - Distribution - Tier 3 - 3QU CoRE ¦ 3QU LoRE | Non-Red Flag Warning - Catastrophic Fires | 2037 | 0 | 16044.1264 | 263.1074 | 9721.74 | 6059.2791 | 4178.6364 | 9.5119e-07 | 0 | 0.0039747 | 0.0039747 | 0 | 1.3248e-05 | 1.3248e-05 | 0 | 1.3248e-05
[53 empty] | 0 | 0 | 0 | 0 | 0 | [5 empty] | 0.00033944 | 0.21908 | 0 | 0.21908 | 0.21908 | [11 empty] | WLDFR | HFTD - Distribution - Tier 3 - 3QU CoRE ¦ 3QU LoRE | Non-Red Flag Warning - Catastrophic Fires | 2038 | 0 | 16832.3912 | 280.5544 | 10192.2718 | 6359.5651 | 4385.7214 | 9.5119e-07 | 0 | 0.0041717 | 0.0041717 | 0 | 1.411e-05 | 1.411e-05 | 0 | 1.411e-05
[53 empty] | 0.00033944 | 0.21908 | 0 | 0.21908 | 0.20474 | [5 empty] | 0.00033944 | 0.21908 | 0 | 0.21908 | 0.20474 | [11 empty] | WLDFR | HFTD - Distribution - Tier 3 - 3QU CoRE ¦ 3QU LoRE | Non-Red Flag Warning - Catastrophic Fires | 2039 | 0 | 16832.3912 | 280.5544 | 10192.2718 | 6359.5651 | 4385.7214 | 9.5119e-07 | 0 | 0.0041717 | 0.0041717 | 0 | 1.411e-05 | 1.411e-05 | 0 | 1.411e-05
[53 empty] | 0.00033944 | 0.2271 | 0 | 0.2271 | 0.19836 | [5 empty] | 0.00033944 | 0.2271 | 0 | 0.2271 | 0.19836 | [11 empty] | WLDFR | HFTD - Distribution - Tier 3 - 3QU CoRE ¦ 3QU LoRE | Non-Red Flag Warning - Catastrophic Fires | 2040 | 0 | 16832.3912 | 280.5544 | 10192.2718 | 6359.5651 | 4385.7214 | 9.5119e-07 | 0 | 0.0041717 | 0.0041717 | 0 | 1.411e-05 | 1.411e-05 | 0 | 1.411e-05
[53 empty] | 0.00033944 | 0.2271 | 0 | 0.2271 | 0.18539 | [5 empty] | 0.00033944 | 0.2271 | 0 | 0.2271 | 0.18539 | [11 empty] | WLDFR | HFTD - Distribution - Tier 3 - 3QU CoRE ¦ 3QU LoRE | Non-Red Flag Warning - Catastrophic Fires | 2041 | 0 | 16832.3912 | 280.5544 | 10192.2718 | 6359.5651 | 4385.7214 | 9.5119e-07 | 0 | 0.0041717 | 0.0041717 | 0 | 1.411e-05 | 1.411e-05 | 0 | 1.411e-05
[53 empty] | 0.00033944 | 0.2271 | 0 | 0.2271 | 0.17326 | [5 empty] | 0.00033944 | 0.2271 | 0 | 0.2271 | 0.17326 | [11 empty] | WLDFR | HFTD - Distribution - Tier 3 - 3QU CoRE ¦ 3QU LoRE | Non-Red Flag Warning - Catastrophic Fires | 2042 | 0 | 16832.3912 | 280.5544 | 10192.2718 | 6359.5651 | 4385.7214 | 9.5119e-07 | 0 | 0.0041717 | 0.0041717 | 0 | 0 | 1.411e-05 | 0 | 1.411e-05
[53 empty] | 0.00033944 | 0.2271 | 0 | 0.2271 | 0.16192 | [5 empty] | 0.00033944 | 0.2271 | 0 | 0.2271 | 0.16192 | [11 empty] | WLDFR | HFTD - Distribution - Tier 3 - 3QU CoRE ¦ 3QU LoRE | Non-Red Flag Warning - Catastrophic Fires | 2043 | 0 | 17672.0852 | 299.42 | 10692.7362 | 6679.929 | 4606.6527 | 9.5119e-07 | 0 | 0.0043818 | 0.0043818 | 0 | 3.8092e-06 | 0 | 0 | 0
[53 empty] | 0.00033944 | 0.2271 | 0 | 0.2271 | 0.15133 | [5 empty] | 0.00033944 | 0.2271 | 0 | 0.2271 | 0.15133 | [11 empty] | WLDFR | HFTD - Distribution - Tier 3 - 3QU CoRE ¦ 3QU LoRE | Non-Red Flag Warning - Catastrophic Fires | 2044 | 0 | 17672.0852 | 299.42 | 10692.7362 | 6679.929 | 4606.6527 | 9.5119e-07 | 0 | 0.0043818 | 0.0043818 | 0 | 3.9319e-06 | 3.9319e-06 | 0 | 3.9319e-06
[53 empty] | 0.00033944 | 0.23722 | 0 | 0.23722 | 0.14773 | [5 empty] | 0.00033944 | 0.23722 | 0 | 0.23722 | 0.14773 | [11 empty] | WLDFR | HFTD - Distribution - Tier 3 - 3QU CoRE ¦ 3QU LoRE | Non-Red Flag Warning - Catastrophic Fires | 2045 | 0 | 17672.0852 | 299.42 | 10692.7362 | 6679.929 | 4606.6527 | 9.5119e-07 | 0 | 0.0043818 | 0.0043818 | 0 | 3.9319e-06 | 3.9319e-06 | 0 | 3.9319e-06
[53 empty] | 0.00033944 | 0.23722 | 0 | 0.23722 | 0.13806 | [5 empty] | 0.00033944 | 0.23722 | 0 | 0.23722 | 0.13806 | [11 empty] | WLDFR | HFTD - Distribution - Tier 3 - 3QU CoRE ¦ 3QU LoRE | Non-Red Flag Warning - Catastrophic Fires | 2046 | 0 | 17672.0852 | 299.42 | 10692.7362 | 6679.929 | 4606.6527 | 9.5119e-07 | 0 | 0.0043818 | 0.0043818 | 0 | 3.9319e-06 | 3.9319e-06 | 0 | 3.9319e-06
[53 empty] | 0.00033944 | 0.23722 | 0 | 0.23722 | 0.12903 | [5 empty] | 0.00033944 | 0.23722 | 0 | 0.23722 | 0.12903 | [11 empty] | WLDFR | HFTD - Distribution - Tier 3 - 3QU CoRE ¦ 3QU LoRE | Non-Red Flag Warning - Catastrophic Fires | 2047 | 0 | 17672.0852 | 299.42 | 10692.7362 | 6679.929 | 4606.6527 | 9.5119e-07 | 0 | 0.0043818 | 0.0043818 | 0 | 3.9319e-06 | 3.9319e-06 | 0 | 3.9319e-06
[53 empty] | 0.00033944 | 0.23722 | 0 | 0.23722 | 0.12059 | [5 empty] | 0.00033944 | 0.23722 | 0 | 0.23722 | 0.12059 | [11 empty] | WLDFR | HFTD - Distribution - Tier 3 - 3QU CoRE ¦ 3QU LoRE | Non-Red Flag Warning - Catastrophic Fires | 2048 | 0 | 18552.3348 | 319.4911 | 11216.5626 | 7016.281 | 4838.6098 | 9.5119e-07 | 0 | 0.0046024 | 0.0046024 | 0 | 3.9319e-06 | 3.9319e-06 | 0 | 3.9319e-06
[53 empty] | 0.00033944 | 0.23722 | 0 | 0.23722 | 0.1127 | [5 empty] | 0.00033944 | 0.23722 | 0 | 0.23722 | 0.1127 | [11 empty] | WLDFR | HFTD - Distribution - Tier 3 - 3QU CoRE ¦ 3QU LoRE | Non-Red Flag Warning - Catastrophic Fires | 2049 | 0 | 18552.3348 | 319.4911 | 11216.5626 | 7016.281 | 4838.6098 | 9.5119e-07 | 0 | 0.0046024 | 0.0046024 | 0 | 4.0882e-06 | 4.0882e-06 | 0 | 4.0882e-06
[53 empty] | 0.00033944 | 0.24846 | 0 | 0.24846 | 0.11032 | [5 empty] | 0.00033944 | 0.24846 | 0 | 0.24846 | 0.11032 | [11 empty] | WLDFR | HFTD - Distribution - Tier 3 - 3QU CoRE ¦ 3QU LoRE | Non-Red Flag Warning - Catastrophic Fires | 2050 | 0 | 18552.3348 | 319.4911 | 11216.5626 | 7016.281 | 4838.6098 | 9.5119e-07 | 0 | 0.0046024 | 0.0046024 | 0 | 4.0882e-06 | 4.0882e-06 | 0 | 4.0882e-06
[53 empty] | 0.00033944 | 0.24846 | 0 | 0.24846 | 0.1031 | [5 empty] | 0.00033944 | 0.24846 | 0 | 0.24846 | 0.1031 | [11 empty] | WLDFR | HFTD - Distribution - Tier 3 - 3QU CoRE ¦ 3QU LoRE | Non-Red Flag Warning - Catastrophic Fires | 2051 | 0 | 18552.3348 | 319.4911 | 11216.5626 | 7016.281 | 4838.6098 | 9.5119e-07 | 0 | 0.0046024 | 0.0046024 | 0 | 4.0882e-06 | 4.0882e-06 | 0 | 4.0882e-06
[53 empty] | 0.00033944 | 0.24846 | 0 | 0.24846 | 0.096357 | [5 empty] | 0.00033944 | 0.24846 | 0 | 0.24846 | 0.096357 | [11 empty] | WLDFR | HFTD - Distribution - Tier 3 - 3QU CoRE ¦ 3QU LoRE | Non-Red Flag Warning - Catastrophic Fires | 2052 | 0 | 18552.3348 | 319.4911 | 11216.5626 | 7016.281 | 4838.6098 | 9.5119e-07 | 0 | 0.0046024 | 0.0046024 | 0 | 4.0882e-06 | 4.0882e-06 | 0 | 4.0882e-06
[53 empty] | 0.00033944 | 0.24846 | 0 | 0.24846 | 0.090053 | [5 empty] | 0.00033944 | 0.24846 | 0 | 0.24846 | 0.090053 | [11 empty] | WLDFR | HFTD - Distribution - Tier 3 - 3QU CoRE ¦ 3QU LoRE | Non-Red Flag Warning - Catastrophic Fires | 2053 | 0 | 19462.1283 | 340.5356 | 11757.1413 | 7364.4514 | 5078.7171 | 9.5119e-07 | 0 | 0.0048308 | 0.0048308 | 0 | 4.0882e-06 | 4.0882e-06 | 0 | 4.0882e-06
[53 empty] | 0.00033944 | 0.24846 | 0 | 0.24846 | 0.084162 | [5 empty] | 0.00033944 | 0.24846 | 0 | 0.24846 | 0.084162 | [11 empty] | WLDFR | HFTD - Distribution - Tier 3 - 3QU CoRE ¦ 3QU LoRE | Non-Red Flag Warning - Catastrophic Fires | 2054 | 0 | 19462.1283 | 340.5356 | 11757.1413 | 7364.4514 | 5078.7171 | 9.5119e-07 | 0 | 0.0048308 | 0.0048308 | 0 | 4.2645e-06 | 4.2645e-06 | 0 | 4.2645e-06
[53 empty] | 0.00033944 | 0.26066 | 0 | 0.26066 | 0.082519 | [5 empty] | 0.00033944 | 0.26066 | 0 | 0.26066 | 0.082519 | [11 empty] | WLDFR | HFTD - Distribution - Tier 3 - 3QU CoRE ¦ 3QU LoRE | Non-Red Flag Warning - Catastrophic Fires | 2055 | 0 | 19462.1283 | 340.5356 | 11757.1413 | 7364.4514 | 5078.7171 | 9.5119e-07 | 0 | 0.0048308 | 0.0048308 | 0 | 4.2645e-06 | 4.2645e-06 | 0 | 4.2645e-06
[53 empty] | 0.00033944 | 0.26066 | 0 | 0.26066 | 0.07712 | [5 empty] | 0.00033944 | 0.26066 | 0 | 0.26066 | 0.07712 | [11 empty] | WLDFR | HFTD - Distribution - Tier 3 - 3QU CoRE ¦ 3QU LoRE | Non-Red Flag Warning - Large Fires | 2026 | 0 | 5.475 | 0.71896 | 3.0715 | 1.6846 | 1.1617 | 1.9707e-05 | 0 | 2.2894e-05 | 2.2894e-05 | 0 | 4.2645e-06 | 4.2645e-06 | 0 | 4.2645e-06
[53 empty] | 0.00033944 | 0.26066 | 0 | 0.26066 | 0.072075 | [5 empty] | 0.00033944 | 0.26066 | 0 | 0.26066 | 0.072075 | [11 empty] | WLDFR | HFTD - Distribution - Tier 3 - 3QU CoRE ¦ 3QU LoRE | Non-Red Flag Warning - Large Fires | 2027 | 0 | 5.475 | 0.71896 | 3.0715 | 1.6846 | 1.1617 | 1.9707e-05 | 0 | 2.2894e-05 | 2.2894e-05 | 0 | 4.2645e-06 | 4.2645e-06 | 0 | 4.2645e-06
[53 empty] | 0.00033944 | 0.26066 | 0 | 0.26066 | 0.06736 | [5 empty] | 0.00033944 | 0.26066 | 0 | 0.26066 | 0.06736 | [11 empty] | WLDFR | HFTD - Distribution - Tier 3 - 3QU CoRE ¦ 3QU LoRE | Non-Red Flag Warning - Large Fires | 2028 | 0 | 5.777 | 0.74734 | 3.238 | 1.7917 | 1.2356 | 1.9707e-05 | 0 | 2.435e-05 | 2.435e-05 | 0 | 4.2645e-06 | 4.2645e-06 | 0 | 4.2645e-06
[53 empty] | 0.00033944 | 0.26066 | 0 | 0.26066 | 0.062953 | [5 empty] | 0.00033944 | 0.26066 | 0 | 0.26066 | 0.062953 | [11 empty] | WLDFR | HFTD - Distribution - Tier 3 - 3QU CoRE ¦ 3QU LoRE | Non-Red Flag Warning - Large Fires | 2029 | 0 | 5.777 | 0.74734 | 3.238 | 1.7917 | 1.2356 | 1.9707e-05 | 0 | 2.435e-05 | 2.435e-05 | 0 | 4.4588e-06 | 4.4588e-06 | 0 | 4.4588e-06
[53 empty] | 0.00033944 | 0.27366 | 0 | 0.27366 | 0.061768 | [5 empty] | 0.00033944 | 0.27366 | 0 | 0.27366 | 0.061768 | [11 empty] | WLDFR | HFTD - Distribution - Tier 3 - 3QU CoRE ¦ 3QU LoRE | Non-Red Flag Warning - Large Fires | 2030 | 0 | 5.777 | 0.74734 | 3.238 | 1.7917 | 1.2356 | 1.9707e-05 | 0 | 2.435e-05 | 2.435e-05 | 0 | 4.4588e-06 | 4.4588e-06 | 0 | 4.4588e-06
[53 empty] | 0.00033944 | 0.27366 | 0 | 0.27366 | 0.057727 | [5 empty] | 0.00033944 | 0.27366 | 0 | 0.27366 | 0.057727 | [11 empty] | WLDFR | HFTD - Distribution - Tier 3 - 3QU CoRE ¦ 3QU LoRE | Non-Red Flag Warning - Large Fires | 2031 | 0 | 5.777 | 0.74734 | 3.238 | 1.7917 | 1.2356 | 1.9707e-05 | 0 | 2.435e-05 | 2.435e-05 | 0 | 4.4588e-06 | 4.4588e-06 | 0 | 4.4588e-06
[53 empty] | 0.00033944 | 0.27366 | 0 | 0.27366 | 0.053951 | [5 empty] | 0.00033944 | 0.27366 | 0 | 0.27366 | 0.053951 | [11 empty] | WLDFR | HFTD - Distribution - Tier 3 - 3QU CoRE ¦ 3QU LoRE | Non-Red Flag Warning - Large Fires | 2032 | 0 | 5.777 | 0.74734 | 3.238 | 1.7917 | 1.2356 | 1.9707e-05 | 0 | 2.435e-05 | 2.435e-05 | 0 | 4.4588e-06 | 4.4588e-06 | 0 | 4.4588e-06
[53 empty] | 0.00033944 | 0.27366 | 0 | 0.27366 | 0.050421 | [5 empty] | 0.00033944 | 0.27366 | 0 | 0.27366 | 0.050421 | [11 empty] | WLDFR | HFTD - Distribution - Tier 3 - 3QU CoRE ¦ 3QU LoRE | Non-Red Flag Warning - Large Fires | 2033 | 0 | 6.1205 | 0.77885 | 3.4265 | 1.9151 | 1.3207 | 1.9707e-05 | 0 | 2.6028e-05 | 2.6028e-05 | 0 | 4.4588e-06 | 4.4588e-06 | 0 | 4.4588e-06
[53 empty] | 0.00033944 | 0.27366 | 0 | 0.27366 | 0.047123 | [5 empty] | 0.00033944 | 0.27366 | 0 | 0.27366 | 0.047123 | [11 empty] | WLDFR | HFTD - Distribution - Tier 3 - 3QU CoRE ¦ 3QU LoRE | Non-Red Flag Warning - Large Fires | 2034 | 0 | 6.1205 | 0.77885 | 3.4265 | 1.9151 | 1.3207 | 1.9707e-05 | 0 | 2.6028e-05 | 2.6028e-05 | 0 | 4.6691e-06 | 4.6691e-06 | 0 | 4.6691e-06
[53 empty] | 0.00033944 | 0.28728 | 0 | 0.28728 | 0.046232 | [5 empty] | 0.00033944 | 0.28728 | 0 | 0.28728 | 0.046232 | [11 empty] | WLDFR | HFTD - Distribution - Tier 3 - 3QU CoRE ¦ 3QU LoRE | Non-Red Flag Warning - Large Fires | 2035 | 0 | 6.1205 | 0.77885 | 3.4265 | 1.9151 | 1.3207 | 1.9707e-05 | 0 | 2.6028e-05 | 2.6028e-05 | 0 | 4.6691e-06 | 4.6691e-06 | 0 | 4.6691e-06
[53 empty] | 0.00033944 | 0.28728 | 0 | 0.28728 | 0.043208 | [5 empty] | 0.00033944 | 0.28728 | 0 | 0.28728 | 0.043208 | [11 empty] | WLDFR | HFTD - Distribution - Tier 3 - 3QU CoRE ¦ 3QU LoRE | Non-Red Flag Warning - Large Fires | 2036 | 0 | 6.1205 | 0.77885 | 3.4265 | 1.9151 | 1.3207 | 1.9707e-05 | 0 | 2.6028e-05 | 2.6028e-05 | 0 | 4.6691e-06 | 4.6691e-06 | 0 | 4.6691e-06
[53 empty] | 0.00033944 | 0.28728 | 0 | 0.28728 | 0.040381 | [5 empty] | 0.00033944 | 0.28728 | 0 | 0.28728 | 0.040381 | [11 empty] | WLDFR | HFTD - Distribution - Tier 3 - 3QU CoRE ¦ 3QU LoRE | Non-Red Flag Warning - Large Fires | 2037 | 0 | 6.1205 | 0.77885 | 3.4265 | 1.9151 | 1.3207 | 1.9707e-05 | 0 | 2.6028e-05 | 2.6028e-05 | 0 | 4.6691e-06 | 4.6691e-06 | 0 | 4.6691e-06
[53 empty] | 0.00033944 | 0.28728 | 0 | 0.28728 | 0.037739 | [5 empty] | 0 | 0 | 0 | 0 | 0 | [11 empty] | WLDFR | HFTD - Distribution - Tier 3 - 3QU CoRE ¦ 3QU LoRE | Non-Red Flag Warning - Large Fires | 2038 | 0 | 6.5028 | 0.81304 | 3.6355 | 2.0543 | 1.4167 | 1.9707e-05 | 0 | 2.7918e-05 | 2.7918e-05 | 0 | 4.6691e-06 | 4.6691e-06 | 0 | 4.6691e-06
[53 empty] | 0 | 0 | 0 | 0 | 0 | [5 empty] | 0 | 0 | 0 | 0 | 0 | [11 empty] | WLDFR | HFTD - Distribution - Tier 3 - 3QU CoRE ¦ 3QU LoRE | Non-Red Flag Warning - Large Fires | 2039 | 0 | 6.5028 | 0.81304 | 3.6355 | 2.0543 | 1.4167 | 1.9707e-05 | 0 | 2.7918e-05 | 2.7918e-05 | 0 | 4.8934e-06 | 4.8934e-06 | 0 | 4.8934e-06
[53 empty] | 0 | 0 | 0 | 0 | 0 | [5 empty] | 0.014613 | 3.2388 | 0 | 3.2388 | 3.2388 | [11 empty] | WLDFR | HFTD - Distribution - Tier 3 - 3QU CoRE ¦ 3QU LoRE | Non-Red Flag Warning - Large Fires | 2040 | 0 | 6.5028 | 0.81304 | 3.6355 | 2.0543 | 1.4167 | 1.9707e-05 | 0 | 2.7918e-05 | 2.7918e-05 | 0 | 4.8934e-06 | 4.8934e-06 | 0 | 4.8934e-06
[53 empty] | 0.014613 | 3.2388 | 0 | 3.2388 | 3.0269 | [5 empty] | 0.014613 | 3.2388 | 0 | 3.2388 | 3.0269 | [11 empty] | WLDFR | HFTD - Distribution - Tier 3 - 3QU CoRE ¦ 3QU LoRE | Non-Red Flag Warning - Large Fires | 2041 | 0 | 6.5028 | 0.81304 | 3.6355 | 2.0543 | 1.4167 | 1.9707e-05 | 0 | 2.7918e-05 | 2.7918e-05 | 0 | 4.8934e-06 | 4.8934e-06 | 0 | 4.8934e-06
[53 empty] | 0.014613 | 3.3574 | 0 | 3.3574 | 2.9325 | [5 empty] | 0.014613 | 3.3574 | 0 | 3.3574 | 2.9325 | [11 empty] | WLDFR | HFTD - Distribution - Tier 3 - 3QU CoRE ¦ 3QU LoRE | Non-Red Flag Warning - Large Fires | 2042 | 0 | 6.5028 | 0.81304 | 3.6355 | 2.0543 | 1.4167 | 1.9707e-05 | 0 | 2.7918e-05 | 2.7918e-05 | 0 | 4.8934e-06 | 4.8934e-06 | 0 | 4.8934e-06
[53 empty] | 0.014613 | 3.3574 | 0 | 3.3574 | 2.7407 | [5 empty] | 0.014613 | 3.3574 | 0 | 3.3574 | 2.7407 | [11 empty] | WLDFR | HFTD - Distribution - Tier 3 - 3QU CoRE ¦ 3QU LoRE | Non-Red Flag Warning - Large Fires | 2043 | 0 | 6.9209 | 0.84944 | 3.8632 | 2.2083 | 1.5229 | 1.9707e-05 | 0 | 3.0012e-05 | 3.0012e-05 | 0 | 0 | 4.8934e-06 | 0 | 4.8934e-06
[53 empty] | 0.014613 | 3.3574 | 0 | 3.3574 | 2.5614 | [5 empty] | 0.014613 | 3.3574 | 0 | 3.3574 | 2.5614 | [11 empty] | WLDFR | HFTD - Distribution - Tier 3 - 3QU CoRE ¦ 3QU LoRE | Non-Red Flag Warning - Large Fires | 2044 | 0 | 6.9209 | 0.84944 | 3.8632 | 2.2083 | 1.5229 | 1.9707e-05 | 0 | 3.0012e-05 | 3.0012e-05 | 0 | 0.0003711 | 0 | 0 | 0
[53 empty] | 0.014613 | 3.3574 | 0 | 3.3574 | 2.3938 | [5 empty] | 0.014613 | 3.3574 | 0 | 3.3574 | 2.3938 | [11 empty] | WLDFR | HFTD - Distribution - Tier 3 - 3QU CoRE ¦ 3QU LoRE | Non-Red Flag Warning - Large Fires | 2045 | 0 | 6.9209 | 0.84944 | 3.8632 | 2.2083 | 1.5229 | 1.9707e-05 | 0 | 3.0012e-05 | 3.0012e-05 | 0 | 0.0003847 | 0.0003847 | 0 | 0.0003847
[53 empty] | 0.014613 | 3.3574 | 0 | 3.3574 | 2.2372 | [5 empty] | 0.014613 | 3.3574 | 0 | 3.3574 | 2.2372 | [11 empty] | WLDFR | HFTD - Distribution - Tier 3 - 3QU CoRE ¦ 3QU LoRE | Non-Red Flag Warning - Large Fires | 2046 | 0 | 6.9209 | 0.84944 | 3.8632 | 2.2083 | 1.5229 | 1.9707e-05 | 0 | 3.0012e-05 | 3.0012e-05 | 0 | 0.0003847 | 0.0003847 | 0 | 0.0003847
[53 empty] | 0.014613 | 3.507 | 0 | 3.507 | 2.184 | [5 empty] | 0.014613 | 3.507 | 0 | 3.507 | 2.184 | [11 empty] | WLDFR | HFTD - Distribution - Tier 3 - 3QU CoRE ¦ 3QU LoRE | Non-Red Flag Warning - Large Fires | 2047 | 0 | 6.9209 | 0.84944 | 3.8632 | 2.2083 | 1.5229 | 1.9707e-05 | 0 | 3.0012e-05 | 3.0012e-05 | 0 | 0.0003847 | 0.0003847 | 0 | 0.0003847
[53 empty] | 0.014613 | 3.507 | 0 | 3.507 | 2.0411 | [5 empty] | 0.014613 | 3.507 | 0 | 3.507 | 2.0411 | [11 empty] | WLDFR | HFTD - Distribution - Tier 3 - 3QU CoRE ¦ 3QU LoRE | Non-Red Flag Warning - Large Fires | 2048 | 0 | 7.3713 | 0.88759 | 4.1075 | 2.3763 | 1.6388 | 1.9707e-05 | 0 | 3.2295e-05 | 3.2295e-05 | 0 | 0.0003847 | 0.0003847 | 0 | 0.0003847
[53 empty] | 0.014613 | 3.507 | 0 | 3.507 | 1.9076 | [5 empty] | 0.014613 | 3.507 | 0 | 3.507 | 1.9076 | [11 empty] | WLDFR | HFTD - Distribution - Tier 3 - 3QU CoRE ¦ 3QU LoRE | Non-Red Flag Warning - Large Fires | 2049 | 0 | 7.3713 | 0.88759 | 4.1075 | 2.3763 | 1.6388 | 1.9707e-05 | 0 | 3.2295e-05 | 3.2295e-05 | 0 | 0.0003847 | 0.0003847 | 0 | 0.0003847
[53 empty] | 0.014613 | 3.507 | 0 | 3.507 | 1.7828 | [5 empty] | 0.014613 | 3.507 | 0 | 3.507 | 1.7828 | [11 empty] | WLDFR | HFTD - Distribution - Tier 3 - 3QU CoRE ¦ 3QU LoRE | Non-Red Flag Warning - Large Fires | 2050 | 0 | 7.3713 | 0.88759 | 4.1075 | 2.3763 | 1.6388 | 1.9707e-05 | 0 | 3.2295e-05 | 3.2295e-05 | 0 | 0.00040184 | 0.00040184 | 0 | 0.00040184
[53 empty] | 0.014613 | 3.507 | 0 | 3.507 | 1.6661 | [5 empty] | 0.014613 | 3.507 | 0 | 3.507 | 1.6661 | [11 empty] | WLDFR | HFTD - Distribution - Tier 3 - 3QU CoRE ¦ 3QU LoRE | Non-Red Flag Warning - Large Fires | 2051 | 0 | 7.3713 | 0.88759 | 4.1075 | 2.3763 | 1.6388 | 1.9707e-05 | 0 | 3.2295e-05 | 3.2295e-05 | 0 | 0.00040184 | 0.00040184 | 0 | 0.00040184
[53 empty] | 0.014613 | 3.6732 | 0 | 3.6732 | 1.6309 | [5 empty] | 0.014613 | 3.6732 | 0 | 3.6732 | 1.6309 | [11 empty] | WLDFR | HFTD - Distribution - Tier 3 - 3QU CoRE ¦ 3QU LoRE | Non-Red Flag Warning - Large Fires | 2052 | 0 | 7.3713 | 0.88759 | 4.1075 | 2.3763 | 1.6388 | 1.9707e-05 | 0 | 3.2295e-05 | 3.2295e-05 | 0 | 0.00040184 | 0.00040184 | 0 | 0.00040184
[53 empty] | 0.014613 | 3.6732 | 0 | 3.6732 | 1.5242 | [5 empty] | 0.014613 | 3.6732 | 0 | 3.6732 | 1.5242 | [11 empty] | WLDFR | HFTD - Distribution - Tier 3 - 3QU CoRE ¦ 3QU LoRE | Non-Red Flag Warning - Large Fires | 2053 | 0 | 7.8503 | 0.92702 | 4.3664 | 2.5569 | 1.7633 | 1.9707e-05 | 0 | 3.4749e-05 | 3.4749e-05 | 0 | 0.00040184 | 0.00040184 | 0 | 0.00040184
[53 empty] | 0.014613 | 3.6732 | 0 | 3.6732 | 1.4245 | [5 empty] | 0.014613 | 3.6732 | 0 | 3.6732 | 1.4245 | [11 empty] | WLDFR | HFTD - Distribution - Tier 3 - 3QU CoRE ¦ 3QU LoRE | Non-Red Flag Warning - Large Fires | 2054 | 0 | 7.8503 | 0.92702 | 4.3664 | 2.5569 | 1.7633 | 1.9707e-05 | 0 | 3.4749e-05 | 3.4749e-05 | 0 | 0.00040184 | 0.00040184 | 0 | 0.00040184
[53 empty] | 0.014613 | 3.6732 | 0 | 3.6732 | 1.3313 | [5 empty] | 0.014613 | 3.6732 | 0 | 3.6732 | 1.3313 | [11 empty] | WLDFR | HFTD - Distribution - Tier 3 - 3QU CoRE ¦ 3QU LoRE | Non-Red Flag Warning - Large Fires | 2055 | 0 | 7.8503 | 0.92702 | 4.3664 | 2.5569 | 1.7633 | 1.9707e-05 | 0 | 3.4749e-05 | 3.4749e-05 | 0 | 0.00042089 | 0.00042089 | 0 | 0.00042089
[53 empty] | 0.014613 | 3.6732 | 0 | 3.6732 | 1.2442 | [5 empty] | 0.014613 | 3.6732 | 0 | 3.6732 | 1.2442 | [11 empty] | WLDFR | HFTD - Distribution - Tier 3 - 3QU CoRE ¦ 3QU LoRE | Non-Red Flag Warning - Small Fires | 2026 | 0 | 0.080408 | 0.03759 | 0.0016314 | 0.041187 | 0.028403 | 0.0041547 | 0 | 0.00011801 | 0.00011801 | 0 | 0.00042089 | 0.00042089 | 0 | 0.00042089
[53 empty] | 0.014613 | 3.8536 | 0 | 3.8536 | 1.2199 | [5 empty] | 0.014613 | 3.8536 | 0 | 3.8536 | 1.2199 | [11 empty] | WLDFR | HFTD - Distribution - Tier 3 - 3QU CoRE ¦ 3QU LoRE | Non-Red Flag Warning - Small Fires | 2027 | 0 | 0.080408 | 0.03759 | 0.0016314 | 0.041187 | 0.028403 | 0.0041547 | 0 | 0.00011801 | 0.00011801 | 0 | 0.00042089 | 0.00042089 | 0 | 0.00042089
[53 empty] | 0.014613 | 3.8536 | 0 | 3.8536 | 1.1401 | [5 empty] | 0.014613 | 3.8536 | 0 | 3.8536 | 1.1401 | [11 empty] | WLDFR | HFTD - Distribution - Tier 3 - 3QU CoRE ¦ 3QU LoRE | Non-Red Flag Warning - Small Fires | 2028 | 0 | 0.083606 | 0.039055 | 0.001695 | 0.042856 | 0.029555 | 0.0041547 | 0 | 0.00012279 | 0.00012279 | 0 | 0.00042089 | 0.00042089 | 0 | 0.00042089
[53 empty] | 0.014613 | 3.8536 | 0 | 3.8536 | 1.0655 | [5 empty] | 0.014613 | 3.8536 | 0 | 3.8536 | 1.0655 | [11 empty] | WLDFR | HFTD - Distribution - Tier 3 - 3QU CoRE ¦ 3QU LoRE | Non-Red Flag Warning - Small Fires | 2029 | 0 | 0.083606 | 0.039055 | 0.001695 | 0.042856 | 0.029555 | 0.0041547 | 0 | 0.00012279 | 0.00012279 | 0 | 0.00042089 | 0.00042089 | 0 | 0.00042089
[53 empty] | 0.014613 | 3.8536 | 0 | 3.8536 | 0.99583 | [5 empty] | 0.014613 | 3.8536 | 0 | 3.8536 | 0.99583 | [11 empty] | WLDFR | HFTD - Distribution - Tier 3 - 3QU CoRE ¦ 3QU LoRE | Non-Red Flag Warning - Small Fires | 2030 | 0 | 0.083606 | 0.039055 | 0.001695 | 0.042856 | 0.029555 | 0.0041547 | 0 | 0.00012279 | 0.00012279 | 0 | 0.00044156 | 0.00044156 | 0 | 0.00044156
[53 empty] | 0.014613 | 3.8536 | 0 | 3.8536 | 0.93068 | [5 empty] | 0.014613 | 3.8536 | 0 | 3.8536 | 0.93068 | [11 empty] | WLDFR | HFTD - Distribution - Tier 3 - 3QU CoRE ¦ 3QU LoRE | Non-Red Flag Warning - Small Fires | 2031 | 0 | 0.083606 | 0.039055 | 0.001695 | 0.042856 | 0.029555 | 0.0041547 | 0 | 0.00012279 | 0.00012279 | 0 | 0.00044156 | 0.00044156 | 0 | 0.00044156
[53 empty] | 0.014613 | 4.0457 | 0 | 4.0457 | 0.91317 | [5 empty] | 0.014613 | 4.0457 | 0 | 4.0457 | 0.91317 | [11 empty] | WLDFR | HFTD - Distribution - Tier 3 - 3QU CoRE ¦ 3QU LoRE | Non-Red Flag Warning - Small Fires | 2032 | 0 | 0.083606 | 0.039055 | 0.001695 | 0.042856 | 0.029555 | 0.0041547 | 0 | 0.00012279 | 0.00012279 | 0 | 0.00044156 | 0.00044156 | 0 | 0.00044156
[53 empty] | 0.014613 | 4.0457 | 0 | 4.0457 | 0.85343 | [5 empty] | 0.014613 | 4.0457 | 0 | 4.0457 | 0.85343 | [11 empty] | WLDFR | HFTD - Distribution - Tier 3 - 3QU CoRE ¦ 3QU LoRE | Non-Red Flag Warning - Small Fires | 2033 | 0 | 0.087211 | 0.040679 | 0.0017655 | 0.044766 | 0.030872 | 0.0041547 | 0 | 0.00012826 | 0.00012826 | 0 | 0.00044156 | 0.00044156 | 0 | 0.00044156
[53 empty] | 0.014613 | 4.0457 | 0 | 4.0457 | 0.79759 | [5 empty] | 0.014613 | 4.0457 | 0 | 4.0457 | 0.79759 | [11 empty] | WLDFR | HFTD - Distribution - Tier 3 - 3QU CoRE ¦ 3QU LoRE | Non-Red Flag Warning - Small Fires | 2034 | 0 | 0.087211 | 0.040679 | 0.0017655 | 0.044766 | 0.030872 | 0.0041547 | 0 | 0.00012826 | 0.00012826 | 0 | 0.00044156 | 0.00044156 | 0 | 0.00044156
[53 empty] | 0.014613 | 4.0457 | 0 | 4.0457 | 0.74542 | [5 empty] | 0.014613 | 4.0457 | 0 | 4.0457 | 0.74542 | [11 empty] | WLDFR | HFTD - Distribution - Tier 3 - 3QU CoRE ¦ 3QU LoRE | Non-Red Flag Warning - Small Fires | 2035 | 0 | 0.087211 | 0.040679 | 0.0017655 | 0.044766 | 0.030872 | 0.0041547 | 0 | 0.00012826 | 0.00012826 | 0 | 0.00046359 | 0.00046359 | 0 | 0.00046359
[53 empty] | 0.014613 | 4.0457 | 0 | 4.0457 | 0.69665 | [5 empty] | 0.014613 | 4.0457 | 0 | 4.0457 | 0.69665 | [11 empty] | WLDFR | HFTD - Distribution - Tier 3 - 3QU CoRE ¦ 3QU LoRE | Non-Red Flag Warning - Small Fires | 2036 | 0 | 0.087211 | 0.040679 | 0.0017655 | 0.044766 | 0.030872 | 0.0041547 | 0 | 0.00012826 | 0.00012826 | 0 | 0.00046359 | 0.00046359 | 0 | 0.00046359
[53 empty] | 0.014613 | 4.2471 | 0 | 4.2471 | 0.68349 | [5 empty] | 0.014613 | 4.2471 | 0 | 4.2471 | 0.68349 | [11 empty] | WLDFR | HFTD - Distribution - Tier 3 - 3QU CoRE ¦ 3QU LoRE | Non-Red Flag Warning - Small Fires | 2037 | 0 | 0.087211 | 0.040679 | 0.0017655 | 0.044766 | 0.030872 | 0.0041547 | 0 | 0.00012826 | 0.00012826 | 0 | 0.00046359 | 0.00046359 | 0 | 0.00046359
[53 empty] | 0.014613 | 4.2471 | 0 | 4.2471 | 0.63877 | [5 empty] | 0.014613 | 4.2471 | 0 | 4.2471 | 0.63877 | [11 empty] | WLDFR | HFTD - Distribution - Tier 3 - 3QU CoRE ¦ 3QU LoRE | Non-Red Flag Warning - Small Fires | 2038 | 0 | 0.091184 | 0.042438 | 0.0018418 | 0.046905 | 0.032347 | 0.0041547 | 0 | 0.00013439 | 0.00013439 | 0 | 0.00046359 | 0.00046359 | 0 | 0.00046359
[53 empty] | 0.014613 | 4.2471 | 0 | 4.2471 | 0.59698 | [5 empty] | 0.014613 | 4.2471 | 0 | 4.2471 | 0.59698 | [11 empty] | WLDFR | HFTD - Distribution - Tier 3 - 3QU CoRE ¦ 3QU LoRE | Non-Red Flag Warning - Small Fires | 2039 | 0 | 0.091184 | 0.042438 | 0.0018418 | 0.046905 | 0.032347 | 0.0041547 | 0 | 0.00013439 | 0.00013439 | 0 | 0.00046359 | 0.00046359 | 0 | 0.00046359
[53 empty] | 0.014613 | 4.2471 | 0 | 4.2471 | 0.55793 | [5 empty] | 0 | 0 | 0 | 0 | 0 | [11 empty] | WLDFR | HFTD - Distribution - Tier 3 - 3QU CoRE ¦ 3QU LoRE | Non-Red Flag Warning - Small Fires | 2040 | 0 | 0.091184 | 0.042438 | 0.0018418 | 0.046905 | 0.032347 | 0.0041547 | 0 | 0.00013439 | 0.00013439 | 0 | 0.00048668 | 0.00048668 | 0 | 0.00048668
[53 empty] | 0 | 0 | 0 | 0 | 0 | [5 empty] | 0 | 0 | 0 | 0 | 0 | [11 empty] | WLDFR | HFTD - Distribution - Tier 3 - 3QU CoRE ¦ 3QU LoRE | Non-Red Flag Warning - Small Fires | 2041 | 0 | 0.091184 | 0.042438 | 0.0018418 | 0.046905 | 0.032347 | 0.0041547 | 0 | 0.00013439 | 0.00013439 | 0 | 0.00048668 | 0.00048668 | 0 | 0.00048668
[53 empty] | 0 | 0 | 0 | 0 | 0 | [5 empty] | 0.011186 | 2.6379 | 0 | 2.6379 | 2.6379 | [11 empty] | WLDFR | HFTD - Distribution - Tier 3 - 3QU CoRE ¦ 3QU LoRE | Non-Red Flag Warning - Small Fires | 2042 | 0 | 0.091184 | 0.042438 | 0.0018418 | 0.046905 | 0.032347 | 0.0041547 | 0 | 0.00013439 | 0.00013439 | 0 | 0.00048668 | 0.00048668 | 0 | 0.00048668
[53 empty] | 0.011186 | 2.6379 | 0 | 2.6379 | 2.4654 | [5 empty] | 0.011186 | 2.6379 | 0 | 2.6379 | 2.4654 | [11 empty] | WLDFR | HFTD - Distribution - Tier 3 - 3QU CoRE ¦ 3QU LoRE | Non-Red Flag Warning - Small Fires | 2043 | 0 | 0.095486 | 0.044306 | 0.0019228 | 0.049257 | 0.033969 | 0.0041547 | 0 | 0.00014113 | 0.00014113 | 0 | 0.00048668 | 0.00048668 | 0 | 0.00048668
[53 empty] | 0.011186 | 2.7346 | 0 | 2.7346 | 2.3885 | [5 empty] | 0.011186 | 2.7346 | 0 | 2.7346 | 2.3885 | [11 empty] | WLDFR | HFTD - Distribution - Tier 3 - 3QU CoRE ¦ 3QU LoRE | Non-Red Flag Warning - Small Fires | 2044 | 0 | 0.095486 | 0.044306 | 0.0019228 | 0.049257 | 0.033969 | 0.0041547 | 0 | 0.00014113 | 0.00014113 | 0 | 0 | 0.00048668 | 0 | 0.00048668
[53 empty] | 0.011186 | 2.7346 | 0 | 2.7346 | 2.2322 | [5 empty] | 0.011186 | 2.7346 | 0 | 2.7346 | 2.2322 | [11 empty] | WLDFR | HFTD - Distribution - Tier 3 - 3QU CoRE ¦ 3QU LoRE | Non-Red Flag Warning - Small Fires | 2045 | 0 | 0.095486 | 0.044306 | 0.0019228 | 0.049257 | 0.033969 | 0.0041547 | 0 | 0.00014113 | 0.00014113 | 0 | 0.00046617 | 0 | 0 | 0
[53 empty] | 0.011186 | 2.7346 | 0 | 2.7346 | 2.0862 | [5 empty] | 0.011186 | 2.7346 | 0 | 2.7346 | 2.0862 | [11 empty] | WLDFR | HFTD - Distribution - Tier 3 - 3QU CoRE ¦ 3QU LoRE | Non-Red Flag Warning - Small Fires | 2046 | 0 | 0.095486 | 0.044306 | 0.0019228 | 0.049257 | 0.033969 | 0.0041547 | 0 | 0.00014113 | 0.00014113 | 0 | 0.00048321 | 0.00048321 | 0 | 0.00048321
[53 empty] | 0.011186 | 2.7346 | 0 | 2.7346 | 1.9497 | [5 empty] | 0.011186 | 2.7346 | 0 | 2.7346 | 1.9497 | [11 empty] | WLDFR | HFTD - Distribution - Tier 3 - 3QU CoRE ¦ 3QU LoRE | Non-Red Flag Warning - Small Fires | 2047 | 0 | 0.095486 | 0.044306 | 0.0019228 | 0.049257 | 0.033969 | 0.0041547 | 0 | 0.00014113 | 0.00014113 | 0 | 0.00048321 | 0.00048321 | 0 | 0.00048321
[53 empty] | 0.011186 | 2.7346 | 0 | 2.7346 | 1.8222 | [5 empty] | 0.011186 | 2.7346 | 0 | 2.7346 | 1.8222 | [11 empty] | WLDFR | HFTD - Distribution - Tier 3 - 3QU CoRE ¦ 3QU LoRE | Non-Red Flag Warning - Small Fires | 2048 | 0 | 0.10007 | 0.04626 | 0.0020076 | 0.051804 | 0.035726 | 0.0041547 | 0 | 0.00014843 | 0.00014843 | 0 | 0.00048321 | 0.00048321 | 0 | 0.00048321
[53 empty] | 0.011186 | 2.8564 | 0 | 2.8564 | 1.7788 | [5 empty] | 0.011186 | 2.8564 | 0 | 2.8564 | 1.7788 | [11 empty] | WLDFR | HFTD - Distribution - Tier 3 - 3QU CoRE ¦ 3QU LoRE | Non-Red Flag Warning - Small Fires | 2049 | 0 | 0.10007 | 0.04626 | 0.0020076 | 0.051804 | 0.035726 | 0.0041547 | 0 | 0.00014843 | 0.00014843 | 0 | 0.00048321 | 0.00048321 | 0 | 0.00048321
[53 empty] | 0.011186 | 2.8564 | 0 | 2.8564 | 1.6624 | [5 empty] | 0.011186 | 2.8564 | 0 | 2.8564 | 1.6624 | [11 empty] | WLDFR | HFTD - Distribution - Tier 3 - 3QU CoRE ¦ 3QU LoRE | Non-Red Flag Warning - Small Fires | 2050 | 0 | 0.10007 | 0.04626 | 0.0020076 | 0.051804 | 0.035726 | 0.0041547 | 0 | 0.00014843 | 0.00014843 | 0 | 0.00048321 | 0.00048321 | 0 | 0.00048321
[53 empty] | 0.011186 | 2.8564 | 0 | 2.8564 | 1.5537 | [5 empty] | 0.011186 | 2.8564 | 0 | 2.8564 | 1.5537 | [11 empty] | WLDFR | HFTD - Distribution - Tier 3 - 3QU CoRE ¦ 3QU LoRE | Non-Red Flag Warning - Small Fires | 2051 | 0 | 0.10007 | 0.04626 | 0.0020076 | 0.051804 | 0.035726 | 0.0041547 | 0 | 0.00014843 | 0.00014843 | 0 | 0.00050465 | 0.00050465 | 0 | 0.00050465
[53 empty] | 0.011186 | 2.8564 | 0 | 2.8564 | 1.452 | [5 empty] | 0.011186 | 2.8564 | 0 | 2.8564 | 1.452 | [11 empty] | WLDFR | HFTD - Distribution - Tier 3 - 3QU CoRE ¦ 3QU LoRE | Non-Red Flag Warning - Small Fires | 2052 | 0 | 0.10007 | 0.04626 | 0.0020076 | 0.051804 | 0.035726 | 0.0041547 | 0 | 0.00014843 | 0.00014843 | 0 | 0.00050465 | 0.00050465 | 0 | 0.00050465
[53 empty] | 0.011186 | 2.8564 | 0 | 2.8564 | 1.357 | [5 empty] | 0.011186 | 2.8564 | 0 | 2.8564 | 1.357 | [11 empty] | WLDFR | HFTD - Distribution - Tier 3 - 3QU CoRE ¦ 3QU LoRE | Non-Red Flag Warning - Small Fires | 2053 | 0 | 0.10489 | 0.048274 | 0.002095 | 0.054525 | 0.037602 | 0.0041547 | 0 | 0.00015622 | 0.00015622 | 0 | 0.00050465 | 0.00050465 | 0 | 0.00050465
[53 empty] | 0.011186 | 2.9917 | 0 | 2.9917 | 1.3284 | [5 empty] | 0.011186 | 2.9917 | 0 | 2.9917 | 1.3284 | [11 empty] | WLDFR | HFTD - Distribution - Tier 3 - 3QU CoRE ¦ 3QU LoRE | Non-Red Flag Warning - Small Fires | 2054 | 0 | 0.10489 | 0.048274 | 0.002095 | 0.054525 | 0.037602 | 0.0041547 | 0 | 0.00015622 | 0.00015622 | 0 | 0.00050465 | 0.00050465 | 0 | 0.00050465
[53 empty] | 0.011186 | 2.9917 | 0 | 2.9917 | 1.2415 | [5 empty] | 0.011186 | 2.9917 | 0 | 2.9917 | 1.2415 | [11 empty] | WLDFR | HFTD - Distribution - Tier 3 - 3QU CoRE ¦ 3QU LoRE | Non-Red Flag Warning - Small Fires | 2055 | 0 | 0.10489 | 0.048274 | 0.002095 | 0.054525 | 0.037602 | 0.0041547 | 0 | 0.00015622 | 0.00015622 | 0 | 0.00050465 | 0.00050465 | 0 | 0.00050465
[53 empty] | 0.011186 | 2.9917 | 0 | 2.9917 | 1.1602 | [5 empty] | 0.011186 | 2.9917 | 0 | 2.9917 | 1.1602 | [11 empty] | WLDFR | HFTD - Distribution - Tier 3 - 3QU CoRE ¦ 3QU LoRE | Red Flag Warning - Catastrophic Fires | 2026 | 0 | 14664.6376 | 233.2301 | 8896.516 | 5534.8915 | 3817.0051 | 2.8189e-05 | 0 | 0.1076 | 0.1076 | 0 | 0.00052846 | 0.00052846 | 0 | 0.00052846
[53 empty] | 0.011186 | 2.9917 | 0 | 2.9917 | 1.0843 | [5 empty] | 0.011186 | 2.9917 | 0 | 2.9917 | 1.0843 | [11 empty] | WLDFR | HFTD - Distribution - Tier 3 - 3QU CoRE ¦ 3QU LoRE | Red Flag Warning - Catastrophic Fires | 2027 | 0 | 14664.6376 | 233.2301 | 8896.516 | 5534.8915 | 3817.0051 | 2.8189e-05 | 0 | 0.1076 | 0.1076 | 0 | 0.00052846 | 0.00052846 | 0 | 0.00052846
[53 empty] | 0.011186 | 2.9917 | 0 | 2.9917 | 1.0134 | [5 empty] | 0.011186 | 2.9917 | 0 | 2.9917 | 1.0134 | [11 empty] | WLDFR | HFTD - Distribution - Tier 3 - 3QU CoRE ¦ 3QU LoRE | Red Flag Warning - Catastrophic Fires | 2028 | 0 | 15317.9909 | 247.273 | 9287.6491 | 5783.0689 | 3988.1546 | 2.8189e-05 | 0 | 0.11242 | 0.11242 | 0 | 0.00052846 | 0.00052846 | 0 | 0.00052846
[53 empty] | 0.011186 | 3.1387 | 0 | 3.1387 | 0.99362 | [5 empty] | 0.011186 | 3.1387 | 0 | 3.1387 | 0.99362 | [11 empty] | WLDFR | HFTD - Distribution - Tier 3 - 3QU CoRE ¦ 3QU LoRE | Red Flag Warning - Catastrophic Fires | 2029 | 0 | 15317.9909 | 247.273 | 9287.6491 | 5783.0689 | 3988.1546 | 2.8189e-05 | 0 | 0.11242 | 0.11242 | 0 | 0.00052846 | 0.00052846 | 0 | 0.00052846
[53 empty] | 0.011186 | 3.1387 | 0 | 3.1387 | 0.92862 | [5 empty] | 0.011186 | 3.1387 | 0 | 3.1387 | 0.92862 | [11 empty] | WLDFR | HFTD - Distribution - Tier 3 - 3QU CoRE ¦ 3QU LoRE | Red Flag Warning - Catastrophic Fires | 2030 | 0 | 15317.9909 | 247.273 | 9287.6491 | 5783.0689 | 3988.1546 | 2.8189e-05 | 0 | 0.11242 | 0.11242 | 0 | 0.00052846 | 0.00052846 | 0 | 0.00052846
[53 empty] | 0.011186 | 3.1387 | 0 | 3.1387 | 0.86787 | [5 empty] | 0.011186 | 3.1387 | 0 | 3.1387 | 0.86787 | [11 empty] | WLDFR | HFTD - Distribution - Tier 3 - 3QU CoRE ¦ 3QU LoRE | Red Flag Warning - Catastrophic Fires | 2031 | 0 | 15317.9909 | 247.273 | 9287.6491 | 5783.0689 | 3988.1546 | 2.8189e-05 | 0 | 0.11242 | 0.11242 | 0 | 0.00055429 | 0.00055429 | 0 | 0.00055429
[53 empty] | 0.011186 | 3.1387 | 0 | 3.1387 | 0.81109 | [5 empty] | 0.011186 | 3.1387 | 0 | 3.1387 | 0.81109 | [11 empty] | WLDFR | HFTD - Distribution - Tier 3 - 3QU CoRE ¦ 3QU LoRE | Red Flag Warning - Catastrophic Fires | 2032 | 0 | 15317.9909 | 247.273 | 9287.6491 | 5783.0689 | 3988.1546 | 2.8189e-05 | 0 | 0.11242 | 0.11242 | 0 | 0.00055429 | 0.00055429 | 0 | 0.00055429
[53 empty] | 0.011186 | 3.1387 | 0 | 3.1387 | 0.75803 | [5 empty] | 0.011186 | 3.1387 | 0 | 3.1387 | 0.75803 | [11 empty] | WLDFR | HFTD - Distribution - Tier 3 - 3QU CoRE ¦ 3QU LoRE | Red Flag Warning - Catastrophic Fires | 2033 | 0 | 16044.1264 | 263.1074 | 9721.74 | 6059.2791 | 4178.6364 | 2.8189e-05 | 0 | 0.11779 | 0.11779 | 0 | 0.00055429 | 0.00055429 | 0 | 0.00055429
[53 empty] | 0.011186 | 3.2952 | 0 | 3.2952 | 0.74376 | [5 empty] | 0.011186 | 3.2952 | 0 | 3.2952 | 0.74376 | [11 empty] | WLDFR | HFTD - Distribution - Tier 3 - 3QU CoRE ¦ 3QU LoRE | Red Flag Warning - Catastrophic Fires | 2034 | 0 | 16044.1264 | 263.1074 | 9721.74 | 6059.2791 | 4178.6364 | 2.8189e-05 | 0 | 0.11779 | 0.11779 | 0 | 0.00055429 | 0.00055429 | 0 | 0.00055429
[53 empty] | 0.011186 | 3.2952 | 0 | 3.2952 | 0.6951 | [5 empty] | 0.011186 | 3.2952 | 0 | 3.2952 | 0.6951 | [11 empty] | WLDFR | HFTD - Distribution - Tier 3 - 3QU CoRE ¦ 3QU LoRE | Red Flag Warning - Catastrophic Fires | 2035 | 0 | 16044.1264 | 263.1074 | 9721.74 | 6059.2791 | 4178.6364 | 2.8189e-05 | 0 | 0.11779 | 0.11779 | 0 | 0.00055429 | 0.00055429 | 0 | 0.00055429
[53 empty] | 0.011186 | 3.2952 | 0 | 3.2952 | 0.64963 | [5 empty] | 0.011186 | 3.2952 | 0 | 3.2952 | 0.64963 | [11 empty] | WLDFR | HFTD - Distribution - Tier 3 - 3QU CoRE ¦ 3QU LoRE | Red Flag Warning - Catastrophic Fires | 2036 | 0 | 16044.1264 | 263.1074 | 9721.74 | 6059.2791 | 4178.6364 | 2.8189e-05 | 0 | 0.11779 | 0.11779 | 0 | 0.00058178 | 0.00058178 | 0 | 0.00058178
[53 empty] | 0.011186 | 3.2952 | 0 | 3.2952 | 0.60713 | [5 empty] | 0.011186 | 3.2952 | 0 | 3.2952 | 0.60713 | [11 empty] | WLDFR | HFTD - Distribution - Tier 3 - 3QU CoRE ¦ 3QU LoRE | Red Flag Warning - Catastrophic Fires | 2037 | 0 | 16044.1264 | 263.1074 | 9721.74 | 6059.2791 | 4178.6364 | 2.8189e-05 | 0 | 0.11779 | 0.11779 | 0 | 0.00058178 | 0.00058178 | 0 | 0.00058178
[53 empty] | 0.011186 | 3.2952 | 0 | 3.2952 | 0.56741 | [5 empty] | 0.011186 | 3.2952 | 0 | 3.2952 | 0.56741 | [11 empty] | WLDFR | HFTD - Distribution - Tier 3 - 3QU CoRE ¦ 3QU LoRE | Red Flag Warning - Catastrophic Fires | 2038 | 0 | 16832.3912 | 280.5544 | 10192.2718 | 6359.5651 | 4385.7214 | 2.8189e-05 | 0 | 0.12363 | 0.12363 | 0 | 0.00058178 | 0.00058178 | 0 | 0.00058178
[53 empty] | 0.011186 | 3.4592 | 0 | 3.4592 | 0.55669 | [5 empty] | 0.011186 | 3.4592 | 0 | 3.4592 | 0.55669 | [11 empty] | WLDFR | HFTD - Distribution - Tier 3 - 3QU CoRE ¦ 3QU LoRE | Red Flag Warning - Catastrophic Fires | 2039 | 0 | 16832.3912 | 280.5544 | 10192.2718 | 6359.5651 | 4385.7214 | 2.8189e-05 | 0 | 0.12363 | 0.12363 | 0 | 0.00058178 | 0.00058178 | 0 | 0.00058178
[53 empty] | 0.011186 | 3.4592 | 0 | 3.4592 | 0.52027 | [5 empty] | 0.011186 | 3.4592 | 0 | 3.4592 | 0.52027 | [11 empty] | WLDFR | HFTD - Distribution - Tier 3 - 3QU CoRE ¦ 3QU LoRE | Red Flag Warning - Catastrophic Fires | 2040 | 0 | 16832.3912 | 280.5544 | 10192.2718 | 6359.5651 | 4385.7214 | 2.8189e-05 | 0 | 0.12363 | 0.12363 | 0 | 0.00058178 | 0.00058178 | 0 | 0.00058178
[53 empty] | 0.011186 | 3.4592 | 0 | 3.4592 | 0.48624 | [5 empty] | 0.011186 | 3.4592 | 0 | 3.4592 | 0.48624 | [11 empty] | WLDFR | HFTD - Distribution - Tier 3 - 3QU CoRE ¦ 3QU LoRE | Red Flag Warning - Catastrophic Fires | 2041 | 0 | 16832.3912 | 280.5544 | 10192.2718 | 6359.5651 | 4385.7214 | 2.8189e-05 | 0 | 0.12363 | 0.12363 | 0 | 0.00061056 | 0.00061056 | 0 | 0.00061056
[53 empty] | 0.011186 | 3.4592 | 0 | 3.4592 | 0.45443 | [5 empty] | 0 | 0 | 0 | 0 | 0 | [11 empty] | WLDFR | HFTD - Distribution - Tier 3 - 3QU CoRE ¦ 3QU LoRE | Red Flag Warning - Catastrophic Fires | 2042 | 0 | 16832.3912 | 280.5544 | 10192.2718 | 6359.5651 | 4385.7214 | 2.8189e-05 | 0 | 0.12363 | 0.12363 | 0 | 0.00061056 | 0.00061056 | 0 | 0.00061056
[53 empty] | 0 | 0 | 0 | 0 | 0 | [5 empty] | 0 | 0 | 0 | 0 | 0 | [11 empty] | WLDFR | HFTD - Distribution - Tier 3 - 3QU CoRE ¦ 3QU LoRE | Red Flag Warning - Catastrophic Fires | 2043 | 0 | 17672.0852 | 299.42 | 10692.7362 | 6679.929 | 4606.6527 | 2.8189e-05 | 0 | 0.12986 | 0.12986 | 0 | 0.00061056 | 0.00061056 | 0 | 0.00061056
[53 empty] | 0 | 0 | 0 | 0 | 0 | [5 empty] | 0.0044738 | 0.99921 | 0 | 0.99921 | 0.99921 | [11 empty] | WLDFR | HFTD - Distribution - Tier 3 - 3QU CoRE ¦ 3QU LoRE | Red Flag Warning - Catastrophic Fires | 2044 | 0 | 17672.0852 | 299.42 | 10692.7362 | 6679.929 | 4606.6527 | 2.8189e-05 | 0 | 0.12986 | 0.12986 | 0 | 0.00061056 | 0.00061056 | 0 | 0.00061056
[53 empty] | 0.0044738 | 0.99921 | 0 | 0.99921 | 0.93384 | [5 empty] | 0.0044738 | 0.99921 | 0 | 0.99921 | 0.93384 | [11 empty] | WLDFR | HFTD - Distribution - Tier 3 - 3QU CoRE ¦ 3QU LoRE | Red Flag Warning - Catastrophic Fires | 2045 | 0 | 17672.0852 | 299.42 | 10692.7362 | 6679.929 | 4606.6527 | 2.8189e-05 | 0 | 0.12986 | 0.12986 | 0 | 0 | 0.00061056 | 0 | 0.00061056
[53 empty] | 0.0044738 | 1.0358 | 0 | 1.0358 | 0.90473 | [5 empty] | 0.0044738 | 1.0358 | 0 | 1.0358 | 0.90473 | [11 empty] | WLDFR | HFTD - Distribution - Tier 3 - 3QU CoRE ¦ 3QU LoRE | Red Flag Warning - Catastrophic Fires | 2046 | 0 | 17672.0852 | 299.42 | 10692.7362 | 6679.929 | 4606.6527 | 2.8189e-05 | 0 | 0.12986 | 0.12986 | 0 | 3.3351e-06 | 0 | 0 | 0
[53 empty] | 0.0044738 | 1.0358 | 0 | 1.0358 | 0.84554 | [5 empty] | 0.0044738 | 1.0358 | 0 | 1.0358 | 0.84554 | [11 empty] | WLDFR | HFTD - Distribution - Tier 3 - 3QU CoRE ¦ 3QU LoRE | Red Flag Warning - Catastrophic Fires | 2047 | 0 | 17672.0852 | 299.42 | 10692.7362 | 6679.929 | 4606.6527 | 2.8189e-05 | 0 | 0.12986 | 0.12986 | 0 | 3.4843e-06 | 3.4843e-06 | 0 | 3.4843e-06
[53 empty] | 0.0044738 | 1.0358 | 0 | 1.0358 | 0.79023 | [5 empty] | 0.0044738 | 1.0358 | 0 | 1.0358 | 0.79023 | [11 empty] | WLDFR | HFTD - Distribution - Tier 3 - 3QU CoRE ¦ 3QU LoRE | Red Flag Warning - Catastrophic Fires | 2048 | 0 | 18552.3348 | 319.4911 | 11216.5626 | 7016.281 | 4838.6098 | 2.8189e-05 | 0 | 0.1364 | 0.1364 | 0 | 3.4843e-06 | 3.4843e-06 | 0 | 3.4843e-06
[53 empty] | 0.0044738 | 1.0358 | 0 | 1.0358 | 0.73853 | [5 empty] | 0.0044738 | 1.0358 | 0 | 1.0358 | 0.73853 | [11 empty] | WLDFR | HFTD - Distribution - Tier 3 - 3QU CoRE ¦ 3QU LoRE | Red Flag Warning - Catastrophic Fires | 2049 | 0 | 18552.3348 | 319.4911 | 11216.5626 | 7016.281 | 4838.6098 | 2.8189e-05 | 0 | 0.1364 | 0.1364 | 0 | 3.4843e-06 | 3.4843e-06 | 0 | 3.4843e-06
[53 empty] | 0.0044738 | 1.0358 | 0 | 1.0358 | 0.69022 | [5 empty] | 0.0044738 | 1.0358 | 0 | 1.0358 | 0.69022 | [11 empty] | WLDFR | HFTD - Distribution - Tier 3 - 3QU CoRE ¦ 3QU LoRE | Red Flag Warning - Catastrophic Fires | 2050 | 0 | 18552.3348 | 319.4911 | 11216.5626 | 7016.281 | 4838.6098 | 2.8189e-05 | 0 | 0.1364 | 0.1364 | 0 | 3.4843e-06 | 3.4843e-06 | 0 | 3.4843e-06
[53 empty] | 0.0044738 | 1.082 | 0 | 1.082 | 0.67379 | [5 empty] | 0.0044738 | 1.082 | 0 | 1.082 | 0.67379 | [11 empty] | WLDFR | HFTD - Distribution - Tier 3 - 3QU CoRE ¦ 3QU LoRE | Red Flag Warning - Catastrophic Fires | 2051 | 0 | 18552.3348 | 319.4911 | 11216.5626 | 7016.281 | 4838.6098 | 2.8189e-05 | 0 | 0.1364 | 0.1364 | 0 | 3.4843e-06 | 3.4843e-06 | 0 | 3.4843e-06
[53 empty] | 0.0044738 | 1.082 | 0 | 1.082 | 0.62971 | [5 empty] | 0.0044738 | 1.082 | 0 | 1.082 | 0.62971 | [11 empty] | WLDFR | HFTD - Distribution - Tier 3 - 3QU CoRE ¦ 3QU LoRE | Red Flag Warning - Catastrophic Fires | 2052 | 0 | 18552.3348 | 319.4911 | 11216.5626 | 7016.281 | 4838.6098 | 2.8189e-05 | 0 | 0.1364 | 0.1364 | 0 | 3.6765e-06 | 3.6765e-06 | 0 | 3.6765e-06
[53 empty] | 0.0044738 | 1.082 | 0 | 1.082 | 0.58852 | [5 empty] | 0.0044738 | 1.082 | 0 | 1.082 | 0.58852 | [11 empty] | WLDFR | HFTD - Distribution - Tier 3 - 3QU CoRE ¦ 3QU LoRE | Red Flag Warning - Catastrophic Fires | 2053 | 0 | 19462.1283 | 340.5356 | 11757.1413 | 7364.4514 | 5078.7171 | 2.8189e-05 | 0 | 0.14316 | 0.14316 | 0 | 3.6765e-06 | 3.6765e-06 | 0 | 3.6765e-06
[53 empty] | 0.0044738 | 1.082 | 0 | 1.082 | 0.55002 | [5 empty] | 0.0044738 | 1.082 | 0 | 1.082 | 0.55002 | [11 empty] | WLDFR | HFTD - Distribution - Tier 3 - 3QU CoRE ¦ 3QU LoRE | Red Flag Warning - Catastrophic Fires | 2054 | 0 | 19462.1283 | 340.5356 | 11757.1413 | 7364.4514 | 5078.7171 | 2.8189e-05 | 0 | 0.14316 | 0.14316 | 0 | 3.6765e-06 | 3.6765e-06 | 0 | 3.6765e-06
[53 empty] | 0.0044738 | 1.082 | 0 | 1.082 | 0.51403 | [5 empty] | 0.0044738 | 1.082 | 0 | 1.082 | 0.51403 | [11 empty] | WLDFR | HFTD - Distribution - Tier 3 - 3QU CoRE ¦ 3QU LoRE | Red Flag Warning - Catastrophic Fires | 2055 | 0 | 19462.1283 | 340.5356 | 11757.1413 | 7364.4514 | 5078.7171 | 2.8189e-05 | 0 | 0.14316 | 0.14316 | 0 | 3.6765e-06 | 3.6765e-06 | 0 | 3.6765e-06
[53 empty] | 0.0044738 | 1.1332 | 0 | 1.1332 | 0.50317 | [5 empty] | 0.0044738 | 1.1332 | 0 | 1.1332 | 0.50317 | [11 empty] | WLDFR | HFTD - Distribution - Tier 3 - 3QU CoRE ¦ 3QU LoRE | Red Flag Warning - Large Fires | 2026 | 0 | 5.475 | 0.71896 | 3.0715 | 1.6846 | 1.1617 | 4.0084e-05 | 0 | 4.6567e-05 | 4.6567e-05 | 0 | 3.6765e-06 | 3.6765e-06 | 0 | 3.6765e-06
[53 empty] | 0.0044738 | 1.1332 | 0 | 1.1332 | 0.47025 | [5 empty] | 0.0044738 | 1.1332 | 0 | 1.1332 | 0.47025 | [11 empty] | WLDFR | HFTD - Distribution - Tier 3 - 3QU CoRE ¦ 3QU LoRE | Red Flag Warning - Large Fires | 2027 | 0 | 5.475 | 0.71896 | 3.0715 | 1.6846 | 1.1617 | 4.0084e-05 | 0 | 4.6567e-05 | 4.6567e-05 | 0 | 3.8951e-06 | 3.8951e-06 | 0 | 3.8951e-06
[53 empty] | 0.0044738 | 1.1332 | 0 | 1.1332 | 0.43949 | [5 empty] | 0.0044738 | 1.1332 | 0 | 1.1332 | 0.43949 | [11 empty] | WLDFR | HFTD - Distribution - Tier 3 - 3QU CoRE ¦ 3QU LoRE | Red Flag Warning - Large Fires | 2028 | 0 | 5.777 | 0.74734 | 3.238 | 1.7917 | 1.2356 | 4.0084e-05 | 0 | 4.9528e-05 | 4.9528e-05 | 0 | 3.8951e-06 | 3.8951e-06 | 0 | 3.8951e-06
[53 empty] | 0.0044738 | 1.1332 | 0 | 1.1332 | 0.41074 | [5 empty] | 0.0044738 | 1.1332 | 0 | 1.1332 | 0.41074 | [11 empty] | WLDFR | HFTD - Distribution - Tier 3 - 3QU CoRE ¦ 3QU LoRE | Red Flag Warning - Large Fires | 2029 | 0 | 5.777 | 0.74734 | 3.238 | 1.7917 | 1.2356 | 4.0084e-05 | 0 | 4.9528e-05 | 4.9528e-05 | 0 | 3.8951e-06 | 3.8951e-06 | 0 | 3.8951e-06
[53 empty] | 0.0044738 | 1.1332 | 0 | 1.1332 | 0.38387 | [5 empty] | 0.0044738 | 1.1332 | 0 | 1.1332 | 0.38387 | [11 empty] | WLDFR | HFTD - Distribution - Tier 3 - 3QU CoRE ¦ 3QU LoRE | Red Flag Warning - Large Fires | 2030 | 0 | 5.777 | 0.74734 | 3.238 | 1.7917 | 1.2356 | 4.0084e-05 | 0 | 4.9528e-05 | 4.9528e-05 | 0 | 3.8951e-06 | 3.8951e-06 | 0 | 3.8951e-06
[53 empty] | 0.0044738 | 1.1889 | 0 | 1.1889 | 0.37637 | [5 empty] | 0.0044738 | 1.1889 | 0 | 1.1889 | 0.37637 | [11 empty] | WLDFR | HFTD - Distribution - Tier 3 - 3QU CoRE ¦ 3QU LoRE | Red Flag Warning - Large Fires | 2031 | 0 | 5.777 | 0.74734 | 3.238 | 1.7917 | 1.2356 | 4.0084e-05 | 0 | 4.9528e-05 | 4.9528e-05 | 0 | 3.8951e-06 | 3.8951e-06 | 0 | 3.8951e-06
[53 empty] | 0.0044738 | 1.1889 | 0 | 1.1889 | 0.35175 | [5 empty] | 0.0044738 | 1.1889 | 0 | 1.1889 | 0.35175 | [11 empty] | WLDFR | HFTD - Distribution - Tier 3 - 3QU CoRE ¦ 3QU LoRE | Red Flag Warning - Large Fires | 2032 | 0 | 5.777 | 0.74734 | 3.238 | 1.7917 | 1.2356 | 4.0084e-05 | 0 | 4.9528e-05 | 4.9528e-05 | 0 | 4.1384e-06 | 4.1384e-06 | 0 | 4.1384e-06
[53 empty] | 0.0044738 | 1.1889 | 0 | 1.1889 | 0.32874 | [5 empty] | 0.0044738 | 1.1889 | 0 | 1.1889 | 0.32874 | [11 empty] | WLDFR | HFTD - Distribution - Tier 3 - 3QU CoRE ¦ 3QU LoRE | Red Flag Warning - Large Fires | 2033 | 0 | 6.1205 | 0.77885 | 3.4265 | 1.9151 | 1.3207 | 4.0084e-05 | 0 | 5.294e-05 | 5.294e-05 | 0 | 4.1384e-06 | 4.1384e-06 | 0 | 4.1384e-06
[53 empty] | 0.0044738 | 1.1889 | 0 | 1.1889 | 0.30723 | [5 empty] | 0.0044738 | 1.1889 | 0 | 1.1889 | 0.30723 | [11 empty] | WLDFR | HFTD - Distribution - Tier 3 - 3QU CoRE ¦ 3QU LoRE | Red Flag Warning - Large Fires | 2034 | 0 | 6.1205 | 0.77885 | 3.4265 | 1.9151 | 1.3207 | 4.0084e-05 | 0 | 5.294e-05 | 5.294e-05 | 0 | 4.1384e-06 | 4.1384e-06 | 0 | 4.1384e-06
[53 empty] | 0.0044738 | 1.1889 | 0 | 1.1889 | 0.28713 | [5 empty] | 0.0044738 | 1.1889 | 0 | 1.1889 | 0.28713 | [11 empty] | WLDFR | HFTD - Distribution - Tier 3 - 3QU CoRE ¦ 3QU LoRE | Red Flag Warning - Large Fires | 2035 | 0 | 6.1205 | 0.77885 | 3.4265 | 1.9151 | 1.3207 | 4.0084e-05 | 0 | 5.294e-05 | 5.294e-05 | 0 | 4.1384e-06 | 4.1384e-06 | 0 | 4.1384e-06
[53 empty] | 0.0044738 | 1.2482 | 0 | 1.2482 | 0.28173 | [5 empty] | 0.0044738 | 1.2482 | 0 | 1.2482 | 0.28173 | [11 empty] | WLDFR | HFTD - Distribution - Tier 3 - 3QU CoRE ¦ 3QU LoRE | Red Flag Warning - Large Fires | 2036 | 0 | 6.1205 | 0.77885 | 3.4265 | 1.9151 | 1.3207 | 4.0084e-05 | 0 | 5.294e-05 | 5.294e-05 | 0 | 4.1384e-06 | 4.1384e-06 | 0 | 4.1384e-06
[53 empty] | 0.0044738 | 1.2482 | 0 | 1.2482 | 0.2633 | [5 empty] | 0.0044738 | 1.2482 | 0 | 1.2482 | 0.2633 | [11 empty] | WLDFR | HFTD - Distribution - Tier 3 - 3QU CoRE ¦ 3QU LoRE | Red Flag Warning - Large Fires | 2037 | 0 | 6.1205 | 0.77885 | 3.4265 | 1.9151 | 1.3207 | 4.0084e-05 | 0 | 5.294e-05 | 5.294e-05 | 0 | 4.4045e-06 | 4.4045e-06 | 0 | 4.4045e-06
[53 empty] | 0.0044738 | 1.2482 | 0 | 1.2482 | 0.24607 | [5 empty] | 0.0044738 | 1.2482 | 0 | 1.2482 | 0.24607 | [11 empty] | WLDFR | HFTD - Distribution - Tier 3 - 3QU CoRE ¦ 3QU LoRE | Red Flag Warning - Large Fires | 2038 | 0 | 6.5028 | 0.81304 | 3.6355 | 2.0543 | 1.4167 | 4.0084e-05 | 0 | 5.6785e-05 | 5.6785e-05 | 0 | 4.4045e-06 | 4.4045e-06 | 0 | 4.4045e-06
[53 empty] | 0.0044738 | 1.2482 | 0 | 1.2482 | 0.22998 | [5 empty] | 0.0044738 | 1.2482 | 0 | 1.2482 | 0.22998 | [11 empty] | WLDFR | HFTD - Distribution - Tier 3 - 3QU CoRE ¦ 3QU LoRE | Red Flag Warning - Large Fires | 2039 | 0 | 6.5028 | 0.81304 | 3.6355 | 2.0543 | 1.4167 | 4.0084e-05 | 0 | 5.6785e-05 | 5.6785e-05 | 0 | 4.4045e-06 | 4.4045e-06 | 0 | 4.4045e-06
[53 empty] | 0.0044738 | 1.2482 | 0 | 1.2482 | 0.21493 | [5 empty] | 0.0044738 | 1.2482 | 0 | 1.2482 | 0.21493 | [11 empty] | WLDFR | HFTD - Distribution - Tier 3 - 3QU CoRE ¦ 3QU LoRE | Red Flag Warning - Large Fires | 2040 | 0 | 6.5028 | 0.81304 | 3.6355 | 2.0543 | 1.4167 | 4.0084e-05 | 0 | 5.6785e-05 | 5.6785e-05 | 0 | 4.4045e-06 | 4.4045e-06 | 0 | 4.4045e-06
[53 empty] | 0.0044738 | 1.3103 | 0 | 1.3103 | 0.21087 | [5 empty] | 0.0044738 | 1.3103 | 0 | 1.3103 | 0.21087 | [11 empty] | WLDFR | HFTD - Distribution - Tier 3 - 3QU CoRE ¦ 3QU LoRE | Red Flag Warning - Large Fires | 2041 | 0 | 6.5028 | 0.81304 | 3.6355 | 2.0543 | 1.4167 | 4.0084e-05 | 0 | 5.6785e-05 | 5.6785e-05 | 0 | 4.4045e-06 | 4.4045e-06 | 0 | 4.4045e-06
[53 empty] | 0.0044738 | 1.3103 | 0 | 1.3103 | 0.19707 | [5 empty] | 0.0044738 | 1.3103 | 0 | 1.3103 | 0.19707 | [11 empty] | WLDFR | HFTD - Distribution - Tier 3 - 3QU CoRE ¦ 3QU LoRE | Red Flag Warning - Large Fires | 2042 | 0 | 6.5028 | 0.81304 | 3.6355 | 2.0543 | 1.4167 | 4.0084e-05 | 0 | 5.6785e-05 | 5.6785e-05 | 0 | 4.6911e-06 | 4.6911e-06 | 0 | 4.6911e-06
[53 empty] | 0.0044738 | 1.3103 | 0 | 1.3103 | 0.18418 | [5 empty] | 0.0044738 | 1.3103 | 0 | 1.3103 | 0.18418 | [11 empty] | WLDFR | HFTD - Distribution - Tier 3 - 3QU CoRE ¦ 3QU LoRE | Red Flag Warning - Large Fires | 2043 | 0 | 6.9209 | 0.84944 | 3.8632 | 2.2083 | 1.5229 | 4.0084e-05 | 0 | 6.1044e-05 | 6.1044e-05 | 0 | 4.6911e-06 | 4.6911e-06 | 0 | 4.6911e-06
[53 empty] | 0.0044738 | 1.3103 | 0 | 1.3103 | 0.17213 | [5 empty] | 0 | 0 | 0 | 0 | 0 | [11 empty] | WLDFR | HFTD - Distribution - Tier 3 - 3QU CoRE ¦ 3QU LoRE | Red Flag Warning - Large Fires | 2044 | 0 | 6.9209 | 0.84944 | 3.8632 | 2.2083 | 1.5229 | 4.0084e-05 | 0 | 6.1044e-05 | 6.1044e-05 | 0 | 4.6911e-06 | 4.6911e-06 | 0 | 4.6911e-06
[53 empty] | 0 | 0 | 0 | 0 | 0 | [5 empty] | 0 | 0 | 0 | 0 | 0 | [11 empty] | WLDFR | HFTD - Distribution - Tier 3 - 3QU CoRE ¦ 3QU LoRE | Red Flag Warning - Large Fires | 2045 | 0 | 6.9209 | 0.84944 | 3.8632 | 2.2083 | 1.5229 | 4.0084e-05 | 0 | 6.1044e-05 | 6.1044e-05 | 0 | 4.6911e-06 | 4.6911e-06 | 0 | 4.6911e-06
[53 empty] | 0 | 0 | 0 | 0 | 0 | [5 empty] | 0.0030005 | 0.64324 | 0 | 0.64324 | 0.64324 | [11 empty] | WLDFR | HFTD - Distribution - Tier 3 - 3QU CoRE ¦ 3QU LoRE | Red Flag Warning - Large Fires | 2046 | 0 | 6.9209 | 0.84944 | 3.8632 | 2.2083 | 1.5229 | 4.0084e-05 | 0 | 6.1044e-05 | 6.1044e-05 | 0 | 0 | 4.6911e-06 | 0 | 4.6911e-06
[53 empty] | 0.0030005 | 0.64324 | 0 | 0.64324 | 0.60116 | [5 empty] | 0.0030005 | 0.64324 | 0 | 0.64324 | 0.60116 | [11 empty] | WLDFR | HFTD - Distribution - Tier 3 - 3QU CoRE ¦ 3QU LoRE | Red Flag Warning - Large Fires | 2047 | 0 | 6.9209 | 0.84944 | 3.8632 | 2.2083 | 1.5229 | 4.0084e-05 | 0 | 6.1044e-05 | 6.1044e-05 | 0 | 1.9432e-05 | 0 | 0 | 0
[53 empty] | 0.0030005 | 0.66681 | 0 | 0.66681 | 0.58242 | [5 empty] | 0.0030005 | 0.66681 | 0 | 0.66681 | 0.58242 | [11 empty] | WLDFR | HFTD - Distribution - Tier 3 - 3QU CoRE ¦ 3QU LoRE | Red Flag Warning - Large Fires | 2048 | 0 | 7.3713 | 0.88759 | 4.1075 | 2.3763 | 1.6388 | 4.0084e-05 | 0 | 6.5687e-05 | 6.5687e-05 | 0 | 2.0058e-05 | 2.0058e-05 | 0 | 2.0058e-05
[53 empty] | 0.0030005 | 0.66681 | 0 | 0.66681 | 0.54431 | [5 empty] | 0.0030005 | 0.66681 | 0 | 0.66681 | 0.54431 | [11 empty] | WLDFR | HFTD - Distribution - Tier 3 - 3QU CoRE ¦ 3QU LoRE | Red Flag Warning - Large Fires | 2049 | 0 | 7.3713 | 0.88759 | 4.1075 | 2.3763 | 1.6388 | 4.0084e-05 | 0 | 6.5687e-05 | 6.5687e-05 | 0 | 2.0058e-05 | 2.0058e-05 | 0 | 2.0058e-05
[53 empty] | 0.0030005 | 0.66681 | 0 | 0.66681 | 0.5087 | [5 empty] | 0.0030005 | 0.66681 | 0 | 0.66681 | 0.5087 | [11 empty] | WLDFR | HFTD - Distribution - Tier 3 - 3QU CoRE ¦ 3QU LoRE | Red Flag Warning - Large Fires | 2050 | 0 | 7.3713 | 0.88759 | 4.1075 | 2.3763 | 1.6388 | 4.0084e-05 | 0 | 6.5687e-05 | 6.5687e-05 | 0 | 2.0058e-05 | 2.0058e-05 | 0 | 2.0058e-05
[53 empty] | 0.0030005 | 0.66681 | 0 | 0.66681 | 0.47543 | [5 empty] | 0.0030005 | 0.66681 | 0 | 0.66681 | 0.47543 | [11 empty] | WLDFR | HFTD - Distribution - Tier 3 - 3QU CoRE ¦ 3QU LoRE | Red Flag Warning - Large Fires | 2051 | 0 | 7.3713 | 0.88759 | 4.1075 | 2.3763 | 1.6388 | 4.0084e-05 | 0 | 6.5687e-05 | 6.5687e-05 | 0 | 2.0058e-05 | 2.0058e-05 | 0 | 2.0058e-05
[53 empty] | 0.0030005 | 0.66681 | 0 | 0.66681 | 0.44432 | [5 empty] | 0.0030005 | 0.66681 | 0 | 0.66681 | 0.44432 | [11 empty] | WLDFR | HFTD - Distribution - Tier 3 - 3QU CoRE ¦ 3QU LoRE | Red Flag Warning - Large Fires | 2052 | 0 | 7.3713 | 0.88759 | 4.1075 | 2.3763 | 1.6388 | 4.0084e-05 | 0 | 6.5687e-05 | 6.5687e-05 | 0 | 2.0058e-05 | 2.0058e-05 | 0 | 2.0058e-05
[53 empty] | 0.0030005 | 0.69651 | 0 | 0.69651 | 0.43375 | [5 empty] | 0.0030005 | 0.69651 | 0 | 0.69651 | 0.43375 | [11 empty] | WLDFR | HFTD - Distribution - Tier 3 - 3QU CoRE ¦ 3QU LoRE | Red Flag Warning - Large Fires | 2053 | 0 | 7.8503 | 0.92702 | 4.3664 | 2.5569 | 1.7633 | 4.0084e-05 | 0 | 7.0679e-05 | 7.0679e-05 | 0 | 2.0856e-05 | 2.0856e-05 | 0 | 2.0856e-05
[53 empty] | 0.0030005 | 0.69651 | 0 | 0.69651 | 0.40537 | [5 empty] | 0.0030005 | 0.69651 | 0 | 0.69651 | 0.40537 | [11 empty] | WLDFR | HFTD - Distribution - Tier 3 - 3QU CoRE ¦ 3QU LoRE | Red Flag Warning - Large Fires | 2054 | 0 | 7.8503 | 0.92702 | 4.3664 | 2.5569 | 1.7633 | 4.0084e-05 | 0 | 7.0679e-05 | 7.0679e-05 | 0 | 2.0856e-05 | 2.0856e-05 | 0 | 2.0856e-05
[53 empty] | 0.0030005 | 0.69651 | 0 | 0.69651 | 0.37885 | [5 empty] | 0.0030005 | 0.69651 | 0 | 0.69651 | 0.37885 | [11 empty] | WLDFR | HFTD - Distribution - Tier 3 - 3QU CoRE ¦ 3QU LoRE | Red Flag Warning - Large Fires | 2055 | 0 | 7.8503 | 0.92702 | 4.3664 | 2.5569 | 1.7633 | 4.0084e-05 | 0 | 7.0679e-05 | 7.0679e-05 | 0 | 2.0856e-05 | 2.0856e-05 | 0 | 2.0856e-05
[53 empty] | 0.0030005 | 0.69651 | 0 | 0.69651 | 0.35407 | [5 empty] | 0.0030005 | 0.69651 | 0 | 0.69651 | 0.35407 | [11 empty] | WLDFR | HFTD - Distribution - Tier 3 - 3QU CoRE ¦ 3QU LoRE | Red Flag Warning - Small Fires | 2026 | 0 | 0.080408 | 0.03759 | 0.0016314 | 0.041187 | 0.028403 | 0.00066993 | 0 | 1.9028e-05 | 1.9028e-05 | 0 | 2.0856e-05 | 2.0856e-05 | 0 | 2.0856e-05
[53 empty] | 0.0030005 | 0.69651 | 0 | 0.69651 | 0.33091 | [5 empty] | 0.0030005 | 0.69651 | 0 | 0.69651 | 0.33091 | [11 empty] | WLDFR | HFTD - Distribution - Tier 3 - 3QU CoRE ¦ 3QU LoRE | Red Flag Warning - Small Fires | 2027 | 0 | 0.080408 | 0.03759 | 0.0016314 | 0.041187 | 0.028403 | 0.00066993 | 0 | 1.9028e-05 | 1.9028e-05 | 0 | 2.0856e-05 | 2.0856e-05 | 0 | 2.0856e-05
[53 empty] | 0.0030005 | 0.72951 | 0 | 0.72951 | 0.32391 | [5 empty] | 0.0030005 | 0.72951 | 0 | 0.72951 | 0.32391 | [11 empty] | WLDFR | HFTD - Distribution - Tier 3 - 3QU CoRE ¦ 3QU LoRE | Red Flag Warning - Small Fires | 2028 | 0 | 0.083606 | 0.039055 | 0.001695 | 0.042856 | 0.029555 | 0.00066993 | 0 | 1.98e-05 | 1.98e-05 | 0 | 2.1755e-05 | 2.1755e-05 | 0 | 2.1755e-05
[53 empty] | 0.0030005 | 0.72951 | 0 | 0.72951 | 0.30272 | [5 empty] | 0.0030005 | 0.72951 | 0 | 0.72951 | 0.30272 | [11 empty] | WLDFR | HFTD - Distribution - Tier 3 - 3QU CoRE ¦ 3QU LoRE | Red Flag Warning - Small Fires | 2029 | 0 | 0.083606 | 0.039055 | 0.001695 | 0.042856 | 0.029555 | 0.00066993 | 0 | 1.98e-05 | 1.98e-05 | 0 | 2.1755e-05 | 2.1755e-05 | 0 | 2.1755e-05
[53 empty] | 0.0030005 | 0.72951 | 0 | 0.72951 | 0.28292 | [5 empty] | 0.0030005 | 0.72951 | 0 | 0.72951 | 0.28292 | [11 empty] | WLDFR | HFTD - Distribution - Tier 3 - 3QU CoRE ¦ 3QU LoRE | Red Flag Warning - Small Fires | 2030 | 0 | 0.083606 | 0.039055 | 0.001695 | 0.042856 | 0.029555 | 0.00066993 | 0 | 1.98e-05 | 1.98e-05 | 0 | 2.1755e-05 | 2.1755e-05 | 0 | 2.1755e-05
[53 empty] | 0.0030005 | 0.72951 | 0 | 0.72951 | 0.26441 | [5 empty] | 0.0030005 | 0.72951 | 0 | 0.72951 | 0.26441 | [11 empty] | WLDFR | HFTD - Distribution - Tier 3 - 3QU CoRE ¦ 3QU LoRE | Red Flag Warning - Small Fires | 2031 | 0 | 0.083606 | 0.039055 | 0.001695 | 0.042856 | 0.029555 | 0.00066993 | 0 | 1.98e-05 | 1.98e-05 | 0 | 2.1755e-05 | 2.1755e-05 | 0 | 2.1755e-05
[53 empty] | 0.0030005 | 0.72951 | 0 | 0.72951 | 0.24711 | [5 empty] | 0.0030005 | 0.72951 | 0 | 0.72951 | 0.24711 | [11 empty] | WLDFR | HFTD - Distribution - Tier 3 - 3QU CoRE ¦ 3QU LoRE | Red Flag Warning - Small Fires | 2032 | 0 | 0.083606 | 0.039055 | 0.001695 | 0.042856 | 0.029555 | 0.00066993 | 0 | 1.98e-05 | 1.98e-05 | 0 | 2.1755e-05 | 2.1755e-05 | 0 | 2.1755e-05
[53 empty] | 0.0030005 | 0.76533 | 0 | 0.76533 | 0.24229 | [5 empty] | 0.0030005 | 0.76533 | 0 | 0.76533 | 0.24229 | [11 empty] | WLDFR | HFTD - Distribution - Tier 3 - 3QU CoRE ¦ 3QU LoRE | Red Flag Warning - Small Fires | 2033 | 0 | 0.087211 | 0.040679 | 0.0017655 | 0.044766 | 0.030872 | 0.00066993 | 0 | 2.0682e-05 | 2.0682e-05 | 0 | 2.2746e-05 | 2.2746e-05 | 0 | 2.2746e-05
[53 empty] | 0.0030005 | 0.76533 | 0 | 0.76533 | 0.22643 | [5 empty] | 0.0030005 | 0.76533 | 0 | 0.76533 | 0.22643 | [11 empty] | WLDFR | HFTD - Distribution - Tier 3 - 3QU CoRE ¦ 3QU LoRE | Red Flag Warning - Small Fires | 2034 | 0 | 0.087211 | 0.040679 | 0.0017655 | 0.044766 | 0.030872 | 0.00066993 | 0 | 2.0682e-05 | 2.0682e-05 | 0 | 2.2746e-05 | 2.2746e-05 | 0 | 2.2746e-05
[53 empty] | 0.0030005 | 0.76533 | 0 | 0.76533 | 0.21162 | [5 empty] | 0.0030005 | 0.76533 | 0 | 0.76533 | 0.21162 | [11 empty] | WLDFR | HFTD - Distribution - Tier 3 - 3QU CoRE ¦ 3QU LoRE | Red Flag Warning - Small Fires | 2035 | 0 | 0.087211 | 0.040679 | 0.0017655 | 0.044766 | 0.030872 | 0.00066993 | 0 | 2.0682e-05 | 2.0682e-05 | 0 | 2.2746e-05 | 2.2746e-05 | 0 | 2.2746e-05
[53 empty] | 0.0030005 | 0.76533 | 0 | 0.76533 | 0.19778 | [5 empty] | 0.0030005 | 0.76533 | 0 | 0.76533 | 0.19778 | [11 empty] | WLDFR | HFTD - Distribution - Tier 3 - 3QU CoRE ¦ 3QU LoRE | Red Flag Warning - Small Fires | 2036 | 0 | 0.087211 | 0.040679 | 0.0017655 | 0.044766 | 0.030872 | 0.00066993 | 0 | 2.0682e-05 | 2.0682e-05 | 0 | 2.2746e-05 | 2.2746e-05 | 0 | 2.2746e-05
[53 empty] | 0.0030005 | 0.76533 | 0 | 0.76533 | 0.18484 | [5 empty] | 0.0030005 | 0.76533 | 0 | 0.76533 | 0.18484 | [11 empty] | WLDFR | HFTD - Distribution - Tier 3 - 3QU CoRE ¦ 3QU LoRE | Red Flag Warning - Small Fires | 2037 | 0 | 0.087211 | 0.040679 | 0.0017655 | 0.044766 | 0.030872 | 0.00066993 | 0 | 2.0682e-05 | 2.0682e-05 | 0 | 2.2746e-05 | 2.2746e-05 | 0 | 2.2746e-05
[53 empty] | 0.0030005 | 0.80349 | 0 | 0.80349 | 0.18136 | [5 empty] | 0.0030005 | 0.80349 | 0 | 0.80349 | 0.18136 | [11 empty] | WLDFR | HFTD - Distribution - Tier 3 - 3QU CoRE ¦ 3QU LoRE | Red Flag Warning - Small Fires | 2038 | 0 | 0.091184 | 0.042438 | 0.0018418 | 0.046905 | 0.032347 | 0.00066993 | 0 | 2.167e-05 | 2.167e-05 | 0 | 2.3819e-05 | 2.3819e-05 | 0 | 2.3819e-05
[53 empty] | 0.0030005 | 0.80349 | 0 | 0.80349 | 0.16949 | [5 empty] | 0.0030005 | 0.80349 | 0 | 0.80349 | 0.16949 | [11 empty] | WLDFR | HFTD - Distribution - Tier 3 - 3QU CoRE ¦ 3QU LoRE | Red Flag Warning - Small Fires | 2039 | 0 | 0.091184 | 0.042438 | 0.0018418 | 0.046905 | 0.032347 | 0.00066993 | 0 | 2.167e-05 | 2.167e-05 | 0 | 2.3819e-05 | 2.3819e-05 | 0 | 2.3819e-05
[53 empty] | 0.0030005 | 0.80349 | 0 | 0.80349 | 0.15841 | [5 empty] | 0.0030005 | 0.80349 | 0 | 0.80349 | 0.15841 | [11 empty] | WLDFR | HFTD - Distribution - Tier 3 - 3QU CoRE ¦ 3QU LoRE | Red Flag Warning - Small Fires | 2040 | 0 | 0.091184 | 0.042438 | 0.0018418 | 0.046905 | 0.032347 | 0.00066993 | 0 | 2.167e-05 | 2.167e-05 | 0 | 2.3819e-05 | 2.3819e-05 | 0 | 2.3819e-05
[53 empty] | 0.0030005 | 0.80349 | 0 | 0.80349 | 0.14804 | [5 empty] | 0.0030005 | 0.80349 | 0 | 0.80349 | 0.14804 | [11 empty] | WLDFR | HFTD - Distribution - Tier 3 - 3QU CoRE ¦ 3QU LoRE | Red Flag Warning - Small Fires | 2041 | 0 | 0.091184 | 0.042438 | 0.0018418 | 0.046905 | 0.032347 | 0.00066993 | 0 | 2.167e-05 | 2.167e-05 | 0 | 2.3819e-05 | 2.3819e-05 | 0 | 2.3819e-05
[53 empty] | 0.0030005 | 0.80349 | 0 | 0.80349 | 0.13836 | [5 empty] | 0.0030005 | 0.80349 | 0 | 0.80349 | 0.13836 | [11 empty] | WLDFR | HFTD - Distribution - Tier 3 - 3QU CoRE ¦ 3QU LoRE | Red Flag Warning - Small Fires | 2042 | 0 | 0.091184 | 0.042438 | 0.0018418 | 0.046905 | 0.032347 | 0.00066993 | 0 | 2.167e-05 | 2.167e-05 | 0 | 2.3819e-05 | 2.3819e-05 | 0 | 2.3819e-05
[53 empty] | 0.0030005 | 0.84349 | 0 | 0.84349 | 0.13574 | [5 empty] | 0.0030005 | 0.84349 | 0 | 0.84349 | 0.13574 | [11 empty] | WLDFR | HFTD - Distribution - Tier 3 - 3QU CoRE ¦ 3QU LoRE | Red Flag Warning - Small Fires | 2043 | 0 | 0.095486 | 0.044306 | 0.0019228 | 0.049257 | 0.033969 | 0.00066993 | 0 | 2.2757e-05 | 2.2757e-05 | 0 | 2.4963e-05 | 2.4963e-05 | 0 | 2.4963e-05
[53 empty] | 0.0030005 | 0.84349 | 0 | 0.84349 | 0.12686 | [5 empty] | 0.0030005 | 0.84349 | 0 | 0.84349 | 0.12686 | [11 empty] | WLDFR | HFTD - Distribution - Tier 3 - 3QU CoRE ¦ 3QU LoRE | Red Flag Warning - Small Fires | 2044 | 0 | 0.095486 | 0.044306 | 0.0019228 | 0.049257 | 0.033969 | 0.00066993 | 0 | 2.2757e-05 | 2.2757e-05 | 0 | 2.4963e-05 | 2.4963e-05 | 0 | 2.4963e-05
[53 empty] | 0.0030005 | 0.84349 | 0 | 0.84349 | 0.11856 | [5 empty] | 0.0030005 | 0.84349 | 0 | 0.84349 | 0.11856 | [11 empty] | WLDFR | HFTD - Distribution - Tier 3 - 3QU CoRE ¦ 3QU LoRE | Red Flag Warning - Small Fires | 2045 | 0 | 0.095486 | 0.044306 | 0.0019228 | 0.049257 | 0.033969 | 0.00066993 | 0 | 2.2757e-05 | 2.2757e-05 | 0 | 2.4963e-05 | 2.4963e-05 | 0 | 2.4963e-05
[53 empty] | 0.0030005 | 0.84349 | 0 | 0.84349 | 0.11081 | [5 empty] | 0 | 0 | 0 | 0 | 0 | [11 empty] | WLDFR | HFTD - Distribution - Tier 3 - 3QU CoRE ¦ 3QU LoRE | Red Flag Warning - Small Fires | 2046 | 0 | 0.095486 | 0.044306 | 0.0019228 | 0.049257 | 0.033969 | 0.00066993 | 0 | 2.2757e-05 | 2.2757e-05 | 0 | 2.4963e-05 | 2.4963e-05 | 0 | 2.4963e-05
[53 empty] | 0 | 0 | 0 | 0 | 0 | [5 empty] | 0 | 0 | 0 | 0 | 0 | [11 empty] | WLDFR | HFTD - Distribution - Tier 3 - 3QU CoRE ¦ 3QU LoRE | Red Flag Warning - Small Fires | 2047 | 0 | 0.095486 | 0.044306 | 0.0019228 | 0.049257 | 0.033969 | 0.00066993 | 0 | 2.2757e-05 | 2.2757e-05 | 0 | 0 | 2.4963e-05 | 0 | 2.4963e-05
[53 empty] | 0 | 0 | 0 | 0 | 0 | [5 empty] | 0.0012392 | 0.28515 | 0 | 0.28515 | 0.28515 | [11 empty] | WLDFR | HFTD - Distribution - Tier 3 - 3QU CoRE ¦ 3QU LoRE | Red Flag Warning - Small Fires | 2048 | 0 | 0.10007 | 0.04626 | 0.0020076 | 0.051804 | 0.035726 | 0.00066993 | 0 | 2.3934e-05 | 2.3934e-05 | 0 | 0.026278 | 0 | 0 | 0
[53 empty] | 0.0012392 | 0.28515 | 0 | 0.28515 | 0.26649 | [5 empty] | 0.0012392 | 0.28515 | 0 | 0.28515 | 0.26649 | [11 empty] | WLDFR | HFTD - Distribution - Tier 3 - 3QU CoRE ¦ 3QU LoRE | Red Flag Warning - Small Fires | 2049 | 0 | 0.10007 | 0.04626 | 0.0020076 | 0.051804 | 0.035726 | 0.00066993 | 0 | 2.3934e-05 | 2.3934e-05 | 0 | 0.027241 | 0.027241 | 0 | 0.027241
[53 empty] | 0.0012392 | 0.29559 | 0 | 0.29559 | 0.25818 | [5 empty] | 0.0012392 | 0.29559 | 0 | 0.29559 | 0.25818 | [11 empty] | WLDFR | HFTD - Distribution - Tier 3 - 3QU CoRE ¦ 3QU LoRE | Red Flag Warning - Small Fires | 2050 | 0 | 0.10007 | 0.04626 | 0.0020076 | 0.051804 | 0.035726 | 0.00066993 | 0 | 2.3934e-05 | 2.3934e-05 | 0 | 0.027241 | 0.027241 | 0 | 0.027241
[53 empty] | 0.0012392 | 0.29559 | 0 | 0.29559 | 0.24129 | [5 empty] | 0.0012392 | 0.29559 | 0 | 0.29559 | 0.24129 | [11 empty] | WLDFR | HFTD - Distribution - Tier 3 - 3QU CoRE ¦ 3QU LoRE | Red Flag Warning - Small Fires | 2051 | 0 | 0.10007 | 0.04626 | 0.0020076 | 0.051804 | 0.035726 | 0.00066993 | 0 | 2.3934e-05 | 2.3934e-05 | 0 | 0.027241 | 0.027241 | 0 | 0.027241
[53 empty] | 0.0012392 | 0.29559 | 0 | 0.29559 | 0.22551 | [5 empty] | 0.0012392 | 0.29559 | 0 | 0.29559 | 0.22551 | [11 empty] | WLDFR | HFTD - Distribution - Tier 3 - 3QU CoRE ¦ 3QU LoRE | Red Flag Warning - Small Fires | 2052 | 0 | 0.10007 | 0.04626 | 0.0020076 | 0.051804 | 0.035726 | 0.00066993 | 0 | 2.3934e-05 | 2.3934e-05 | 0 | 0.027241 | 0.027241 | 0 | 0.027241
[53 empty] | 0.0012392 | 0.29559 | 0 | 0.29559 | 0.21075 | [5 empty] | 0.0012392 | 0.29559 | 0 | 0.29559 | 0.21075 | [11 empty] | WLDFR | HFTD - Distribution - Tier 3 - 3QU CoRE ¦ 3QU LoRE | Red Flag Warning - Small Fires | 2053 | 0 | 0.10489 | 0.048274 | 0.002095 | 0.054525 | 0.037602 | 0.00066993 | 0 | 2.5191e-05 | 2.5191e-05 | 0 | 0.027241 | 0.027241 | 0 | 0.027241
[53 empty] | 0.0012392 | 0.29559 | 0 | 0.29559 | 0.19697 | [5 empty] | 0.0012392 | 0.29559 | 0 | 0.29559 | 0.19697 | [11 empty] | WLDFR | HFTD - Distribution - Tier 3 - 3QU CoRE ¦ 3QU LoRE | Red Flag Warning - Small Fires | 2054 | 0 | 0.10489 | 0.048274 | 0.002095 | 0.054525 | 0.037602 | 0.00066993 | 0 | 2.5191e-05 | 2.5191e-05 | 0 | 0.028455 | 0.028455 | 0 | 0.028455
[53 empty] | 0.0012392 | 0.30876 | 0 | 0.30876 | 0.19228 | [5 empty] | 0.0012392 | 0.30876 | 0 | 0.30876 | 0.19228 | [11 empty] | WLDFR | HFTD - Distribution - Tier 3 - 3QU CoRE ¦ 3QU LoRE | Red Flag Warning - Small Fires | 2055 | 0 | 0.10489 | 0.048274 | 0.002095 | 0.054525 | 0.037602 | 0.00066993 | 0 | 2.5191e-05 | 2.5191e-05 | 0 | 0.028455 | 0.028455 | 0 | 0.028455
[53 empty] | 0.0012392 | 0.30876 | 0 | 0.30876 | 0.1797 | [5 empty] | 0.0012392 | 0.30876 | 0 | 0.30876 | 0.1797 | [11 empty] | WLDFR | HFTD - Distribution - Tier 3 - 3QU CoRE ¦ 3QU LoRE | Seismic - Non-Red Flag Warning - Catastrophic Fires | 2026 | 0 | 21835.9781 | 428.6023 | 13939.561 | 7467.8148 | 5149.9993 | 8.3992e-11 | 0 | 4.3256e-07 | 4.3256e-07 | 0 | 0.028455 | 0.028455 | 0 | 0.028455
[53 empty] | 0.0012392 | 0.30876 | 0 | 0.30876 | 0.16794 | [5 empty] | 0.0012392 | 0.30876 | 0 | 0.30876 | 0.16794 | [11 empty] | WLDFR | HFTD - Distribution - Tier 3 - 3QU CoRE ¦ 3QU LoRE | Seismic - Non-Red Flag Warning - Catastrophic Fires | 2027 | 0 | 21835.9781 | 428.6023 | 13939.561 | 7467.8148 | 5149.9993 | 8.3992e-11 | 0 | 4.3256e-07 | 4.3256e-07 | 0 | 0.028455 | 0.028455 | 0 | 0.028455
[53 empty] | 0.0012392 | 0.30876 | 0 | 0.30876 | 0.15696 | [5 empty] | 0.0012392 | 0.30876 | 0 | 0.30876 | 0.15696 | [11 empty] | WLDFR | HFTD - Distribution - Tier 3 - 3QU CoRE ¦ 3QU LoRE | Seismic - Non-Red Flag Warning - Catastrophic Fires | 2028 | 0 | 22783.187 | 453.261 | 14531.3357 | 7798.5904 | 5378.1107 | 8.3992e-11 | 0 | 4.5172e-07 | 4.5172e-07 | 0 | 0.028455 | 0.028455 | 0 | 0.028455
[53 empty] | 0.0012392 | 0.30876 | 0 | 0.30876 | 0.14669 | [5 empty] | 0.0012392 | 0.30876 | 0 | 0.30876 | 0.14669 | [11 empty] | WLDFR | HFTD - Distribution - Tier 3 - 3QU CoRE ¦ 3QU LoRE | Seismic - Non-Red Flag Warning - Catastrophic Fires | 2029 | 0 | 22783.187 | 453.261 | 14531.3357 | 7798.5904 | 5378.1107 | 8.3992e-11 | 0 | 4.5172e-07 | 4.5172e-07 | 0 | 0.029804 | 0.029804 | 0 | 0.029804
[53 empty] | 0.0012392 | 0.32339 | 0 | 0.32339 | 0.14359 | [5 empty] | 0.0012392 | 0.32339 | 0 | 0.32339 | 0.14359 | [11 empty] | WLDFR | HFTD - Distribution - Tier 3 - 3QU CoRE ¦ 3QU LoRE | Seismic - Non-Red Flag Warning - Catastrophic Fires | 2030 | 0 | 22783.187 | 453.261 | 14531.3357 | 7798.5904 | 5378.1107 | 8.3992e-11 | 0 | 4.5172e-07 | 4.5172e-07 | 0 | 0.029804 | 0.029804 | 0 | 0.029804
[53 empty] | 0.0012392 | 0.32339 | 0 | 0.32339 | 0.1342 | [5 empty] | 0.0012392 | 0.32339 | 0 | 0.32339 | 0.1342 | [11 empty] | WLDFR | HFTD - Distribution - Tier 3 - 3QU CoRE ¦ 3QU LoRE | Seismic - Non-Red Flag Warning - Catastrophic Fires | 2031 | 0 | 22783.187 | 453.261 | 14531.3357 | 7798.5904 | 5378.1107 | 8.3992e-11 | 0 | 4.5172e-07 | 4.5172e-07 | 0 | 0.029804 | 0.029804 | 0 | 0.029804
[53 empty] | 0.0012392 | 0.32339 | 0 | 0.32339 | 0.12542 | [5 empty] | 0.0012392 | 0.32339 | 0 | 0.32339 | 0.12542 | [11 empty] | WLDFR | HFTD - Distribution - Tier 3 - 3QU CoRE ¦ 3QU LoRE | Seismic - Non-Red Flag Warning - Catastrophic Fires | 2032 | 0 | 22783.187 | 453.261 | 14531.3357 | 7798.5904 | 5378.1107 | 8.3992e-11 | 0 | 4.5172e-07 | 4.5172e-07 | 0 | 0.029804 | 0.029804 | 0 | 0.029804
[53 empty] | 0.0012392 | 0.32339 | 0 | 0.32339 | 0.11721 | [5 empty] | 0.0012392 | 0.32339 | 0 | 0.32339 | 0.11721 | [11 empty] | WLDFR | HFTD - Distribution - Tier 3 - 3QU CoRE ¦ 3QU LoRE | Seismic - Non-Red Flag Warning - Catastrophic Fires | 2033 | 0 | 23835.2641 | 480.9649 | 15187.7294 | 8166.5698 | 5631.8789 | 8.3992e-11 | 0 | 4.7303e-07 | 4.7303e-07 | 0 | 0.029804 | 0.029804 | 0 | 0.029804
[53 empty] | 0.0012392 | 0.32339 | 0 | 0.32339 | 0.10954 | [5 empty] | 0.0012392 | 0.32339 | 0 | 0.32339 | 0.10954 | [11 empty] | WLDFR | HFTD - Distribution - Tier 3 - 3QU CoRE ¦ 3QU LoRE | Seismic - Non-Red Flag Warning - Catastrophic Fires | 2034 | 0 | 23835.2641 | 480.9649 | 15187.7294 | 8166.5698 | 5631.8789 | 8.3992e-11 | 0 | 4.7303e-07 | 4.7303e-07 | 0 | 0.031268 | 0.031268 | 0 | 0.031268
[53 empty] | 0.0012392 | 0.33927 | 0 | 0.33927 | 0.1074 | [5 empty] | 0.0012392 | 0.33927 | 0 | 0.33927 | 0.1074 | [11 empty] | WLDFR | HFTD - Distribution - Tier 3 - 3QU CoRE ¦ 3QU LoRE | Seismic - Non-Red Flag Warning - Catastrophic Fires | 2035 | 0 | 23835.2641 | 480.9649 | 15187.7294 | 8166.5698 | 5631.8789 | 8.3992e-11 | 0 | 4.7303e-07 | 4.7303e-07 | 0 | 0.031268 | 0.031268 | 0 | 0.031268
[53 empty] | 0.0012392 | 0.33927 | 0 | 0.33927 | 0.10038 | [5 empty] | 0.0012392 | 0.33927 | 0 | 0.33927 | 0.10038 | [11 empty] | WLDFR | HFTD - Distribution - Tier 3 - 3QU CoRE ¦ 3QU LoRE | Seismic - Non-Red Flag Warning - Catastrophic Fires | 2036 | 0 | 23835.2641 | 480.9649 | 15187.7294 | 8166.5698 | 5631.8789 | 8.3992e-11 | 0 | 4.7303e-07 | 4.7303e-07 | 0 | 0.031268 | 0.031268 | 0 | 0.031268
[53 empty] | 0.0012392 | 0.33927 | 0 | 0.33927 | 0.093811 | [5 empty] | 0.0012392 | 0.33927 | 0 | 0.33927 | 0.093811 | [11 empty] | WLDFR | HFTD - Distribution - Tier 3 - 3QU CoRE ¦ 3QU LoRE | Seismic - Non-Red Flag Warning - Catastrophic Fires | 2037 | 0 | 23835.2641 | 480.9649 | 15187.7294 | 8166.5698 | 5631.8789 | 8.3992e-11 | 0 | 4.7303e-07 | 4.7303e-07 | 0 | 0.031268 | 0.031268 | 0 | 0.031268
[53 empty] | 0.0012392 | 0.33927 | 0 | 0.33927 | 0.087674 | [5 empty] | 0.0012392 | 0.33927 | 0 | 0.33927 | 0.087674 | [11 empty] | WLDFR | HFTD - Distribution - Tier 3 - 3QU CoRE ¦ 3QU LoRE | Seismic - Non-Red Flag Warning - Catastrophic Fires | 2038 | 0 | 24976.6418 | 511.3745 | 15898.8237 | 8566.4437 | 5907.6423 | 8.3992e-11 | 0 | 4.9619e-07 | 4.9619e-07 | 0 | 0.031268 | 0.031268 | 0 | 0.031268
[53 empty] | 0.0012392 | 0.33927 | 0 | 0.33927 | 0.081938 | [5 empty] | 0.0012392 | 0.33927 | 0 | 0.33927 | 0.081938 | [11 empty] | WLDFR | HFTD - Distribution - Tier 3 - 3QU CoRE ¦ 3QU LoRE | Seismic - Non-Red Flag Warning - Catastrophic Fires | 2039 | 0 | 24976.6418 | 511.3745 | 15898.8237 | 8566.4437 | 5907.6423 | 8.3992e-11 | 0 | 4.9619e-07 | 4.9619e-07 | 0 | 0.032828 | 0.032828 | 0 | 0.032828
[53 empty] | 0.0012392 | 0.35619 | 0 | 0.35619 | 0.080396 | [5 empty] | 0.0012392 | 0.35619 | 0 | 0.35619 | 0.080396 | [11 empty] | WLDFR | HFTD - Distribution - Tier 3 - 3QU CoRE ¦ 3QU LoRE | Seismic - Non-Red Flag Warning - Catastrophic Fires | 2040 | 0 | 24976.6418 | 511.3745 | 15898.8237 | 8566.4437 | 5907.6423 | 8.3992e-11 | 0 | 4.9619e-07 | 4.9619e-07 | 0 | 0.032828 | 0.032828 | 0 | 0.032828
[53 empty] | 0.0012392 | 0.35619 | 0 | 0.35619 | 0.075136 | [5 empty] | 0.0012392 | 0.35619 | 0 | 0.35619 | 0.075136 | [11 empty] | WLDFR | HFTD - Distribution - Tier 3 - 3QU CoRE ¦ 3QU LoRE | Seismic - Non-Red Flag Warning - Catastrophic Fires | 2041 | 0 | 24976.6418 | 511.3745 | 15898.8237 | 8566.4437 | 5907.6423 | 8.3992e-11 | 0 | 4.9619e-07 | 4.9619e-07 | 0 | 0.032828 | 0.032828 | 0 | 0.032828
[53 empty] | 0.0012392 | 0.35619 | 0 | 0.35619 | 0.070221 | [5 empty] | 0.0012392 | 0.35619 | 0 | 0.35619 | 0.070221 | [11 empty] | WLDFR | HFTD - Distribution - Tier 3 - 3QU CoRE ¦ 3QU LoRE | Seismic - Non-Red Flag Warning - Catastrophic Fires | 2042 | 0 | 24976.6418 | 511.3745 | 15898.8237 | 8566.4437 | 5907.6423 | 8.3992e-11 | 0 | 4.9619e-07 | 4.9619e-07 | 0 | 0.032828 | 0.032828 | 0 | 0.032828
[53 empty] | 0.0012392 | 0.35619 | 0 | 0.35619 | 0.065627 | [5 empty] | 0.0012392 | 0.35619 | 0 | 0.35619 | 0.065627 | [11 empty] | WLDFR | HFTD - Distribution - Tier 3 - 3QU CoRE ¦ 3QU LoRE | Seismic - Non-Red Flag Warning - Catastrophic Fires | 2043 | 0 | 26191.7278 | 544.1291 | 16654.7414 | 8992.8573 | 6201.7082 | 8.3992e-11 | 0 | 5.2089e-07 | 5.2089e-07 | 0 | 0.032828 | 0.032828 | 0 | 0.032828
[53 empty] | 0.0012392 | 0.35619 | 0 | 0.35619 | 0.061334 | [5 empty] | 0.0012392 | 0.35619 | 0 | 0.35619 | 0.061334 | [11 empty] | WLDFR | HFTD - Distribution - Tier 3 - 3QU CoRE ¦ 3QU LoRE | Seismic - Non-Red Flag Warning - Catastrophic Fires | 2044 | 0 | 26191.7278 | 544.1291 | 16654.7414 | 8992.8573 | 6201.7082 | 8.3992e-11 | 0 | 5.2089e-07 | 5.2089e-07 | 0 | 0.034463 | 0.034463 | 0 | 0.034463
[53 empty] | 0.0012392 | 0.37392 | 0 | 0.37392 | 0.060175 | [5 empty] | 0.0012392 | 0.37392 | 0 | 0.37392 | 0.060175 | [11 empty] | WLDFR | HFTD - Distribution - Tier 3 - 3QU CoRE ¦ 3QU LoRE | Seismic - Non-Red Flag Warning - Catastrophic Fires | 2045 | 0 | 26191.7278 | 544.1291 | 16654.7414 | 8992.8573 | 6201.7082 | 8.3992e-11 | 0 | 5.2089e-07 | 5.2089e-07 | 0 | 0.034463 | 0.034463 | 0 | 0.034463
[53 empty] | 0.0012392 | 0.37392 | 0 | 0.37392 | 0.056238 | [5 empty] | 0.0012392 | 0.37392 | 0 | 0.37392 | 0.056238 | [11 empty] | WLDFR | HFTD - Distribution - Tier 3 - 3QU CoRE ¦ 3QU LoRE | Seismic - Non-Red Flag Warning - Catastrophic Fires | 2046 | 0 | 26191.7278 | 544.1291 | 16654.7414 | 8992.8573 | 6201.7082 | 8.3992e-11 | 0 | 5.2089e-07 | 5.2089e-07 | 0 | 0.034463 | 0.034463 | 0 | 0.034463
[53 empty] | 0.0012392 | 0.37392 | 0 | 0.37392 | 0.052559 | [5 empty] | 0.0012392 | 0.37392 | 0 | 0.37392 | 0.052559 | [11 empty] | WLDFR | HFTD - Distribution - Tier 3 - 3QU CoRE ¦ 3QU LoRE | Seismic - Non-Red Flag Warning - Catastrophic Fires | 2047 | 0 | 26191.7278 | 544.1291 | 16654.7414 | 8992.8573 | 6201.7082 | 8.3992e-11 | 0 | 5.2089e-07 | 5.2089e-07 | 0 | 0.034463 | 0.034463 | 0 | 0.034463
[53 empty] | 0.0012392 | 0.37392 | 0 | 0.37392 | 0.04912 | [5 empty] | 0 | 0 | 0 | 0 | 0 | [11 empty] | WLDFR | HFTD - Distribution - Tier 3 - 3QU CoRE ¦ 3QU LoRE | Seismic - Non-Red Flag Warning - Catastrophic Fires | 2048 | 0 | 27464.7227 | 578.8407 | 17445.538 | 9440.3441 | 6510.3067 | 8.3992e-11 | 0 | 5.4681e-07 | 5.4681e-07 | 0 | 0 | 0.034463 | 0 | 0.034463
[53 empty] | 0 | 0 | 0 | 0 | 0 | [5 empty] | 0 | 0 | 0 | 0 | 0 | [11 empty] | WLDFR | HFTD - Distribution - Tier 3 - 3QU CoRE ¦ 3QU LoRE | Seismic - Non-Red Flag Warning - Catastrophic Fires | 2049 | 0 | 27464.7227 | 578.8407 | 17445.538 | 9440.3441 | 6510.3067 | 8.3992e-11 | 0 | 5.4681e-07 | 5.4681e-07 | 0 | 0.0022068 | 0 | 0 | 0
[53 empty] | 0 | 0 | 0 | 0 | 0 | [5 empty] | 0.036952 | 2.563 | 0 | 2.563 | 2.563 | [11 empty] | WLDFR | HFTD - Distribution - Tier 3 - 3QU CoRE ¦ 3QU LoRE | Seismic - Non-Red Flag Warning - Catastrophic Fires | 2050 | 0 | 27464.7227 | 578.8407 | 17445.538 | 9440.3441 | 6510.3067 | 8.3992e-11 | 0 | 5.4681e-07 | 5.4681e-07 | 0 | 0.0022875 | 0.0022875 | 0 | 0.0022875
[53 empty] | 0.036952 | 2.563 | 0 | 2.563 | 2.3953 | [5 empty] | 0.036952 | 2.563 | 0 | 2.563 | 2.3953 | [11 empty] | WLDFR | HFTD - Distribution - Tier 3 - 3QU CoRE ¦ 3QU LoRE | Seismic - Non-Red Flag Warning - Catastrophic Fires | 2051 | 0 | 27464.7227 | 578.8407 | 17445.538 | 9440.3441 | 6510.3067 | 8.3992e-11 | 0 | 5.4681e-07 | 5.4681e-07 | 0 | 0.0022875 | 0.0022875 | 0 | 0.0022875
[53 empty] | 0.036952 | 2.6569 | 0 | 2.6569 | 2.3207 | [5 empty] | 0.036952 | 2.6569 | 0 | 2.6569 | 2.3207 | [11 empty] | WLDFR | HFTD - Distribution - Tier 3 - 3QU CoRE ¦ 3QU LoRE | Seismic - Non-Red Flag Warning - Catastrophic Fires | 2052 | 0 | 27464.7227 | 578.8407 | 17445.538 | 9440.3441 | 6510.3067 | 8.3992e-11 | 0 | 5.4681e-07 | 5.4681e-07 | 0 | 0.0022875 | 0.0022875 | 0 | 0.0022875
[53 empty] | 0.036952 | 2.6569 | 0 | 2.6569 | 2.1688 | [5 empty] | 0.036952 | 2.6569 | 0 | 2.6569 | 2.1688 | [11 empty] | WLDFR | HFTD - Distribution - Tier 3 - 3QU CoRE ¦ 3QU LoRE | Seismic - Non-Red Flag Warning - Catastrophic Fires | 2053 | 0 | 28779.6694 | 615.0952 | 18261.2327 | 9903.3415 | 6829.6018 | 8.3992e-11 | 0 | 5.7363e-07 | 5.7363e-07 | 0 | 0.0022875 | 0.0022875 | 0 | 0.0022875
[53 empty] | 0.036952 | 2.6569 | 0 | 2.6569 | 2.0269 | [5 empty] | 0.036952 | 2.6569 | 0 | 2.6569 | 2.0269 | [11 empty] | WLDFR | HFTD - Distribution - Tier 3 - 3QU CoRE ¦ 3QU LoRE | Seismic - Non-Red Flag Warning - Catastrophic Fires | 2054 | 0 | 28779.6694 | 615.0952 | 18261.2327 | 9903.3415 | 6829.6018 | 8.3992e-11 | 0 | 5.7363e-07 | 5.7363e-07 | 0 | 0.0022875 | 0.0022875 | 0 | 0.0022875
[53 empty] | 0.036952 | 2.6569 | 0 | 2.6569 | 1.8943 | [5 empty] | 0.036952 | 2.6569 | 0 | 2.6569 | 1.8943 | [11 empty] | WLDFR | HFTD - Distribution - Tier 3 - 3QU CoRE ¦ 3QU LoRE | Seismic - Non-Red Flag Warning - Catastrophic Fires | 2055 | 0 | 28779.6694 | 615.0952 | 18261.2327 | 9903.3415 | 6829.6018 | 8.3992e-11 | 0 | 5.7363e-07 | 5.7363e-07 | 0 | 0.002389 | 0.002389 | 0 | 0.002389
[53 empty] | 0.036952 | 2.6569 | 0 | 2.6569 | 1.7704 | [5 empty] | 0.036952 | 2.6569 | 0 | 2.6569 | 1.7704 | [11 empty] | WLDFR | HFTD - Distribution - Tier 3 - 3QU CoRE ¦ 3QU LoRE | Seismic - Red Flag Warning - Catastrophic Fires | 2026 | 0 | 21835.9781 | 428.6023 | 13939.561 | 7467.8148 | 5149.9993 | 3.6217e-09 | 0 | 1.8652e-05 | 1.8652e-05 | 0 | 0.002389 | 0.002389 | 0 | 0.002389
[53 empty] | 0.036952 | 2.7753 | 0 | 2.7753 | 1.7283 | [5 empty] | 0.036952 | 2.7753 | 0 | 2.7753 | 1.7283 | [11 empty] | WLDFR | HFTD - Distribution - Tier 3 - 3QU CoRE ¦ 3QU LoRE | Seismic - Red Flag Warning - Catastrophic Fires | 2027 | 0 | 21835.9781 | 428.6023 | 13939.561 | 7467.8148 | 5149.9993 | 3.6217e-09 | 0 | 1.8652e-05 | 1.8652e-05 | 0 | 0.002389 | 0.002389 | 0 | 0.002389
[53 empty] | 0.036952 | 2.7753 | 0 | 2.7753 | 1.6152 | [5 empty] | 0.036952 | 2.7753 | 0 | 2.7753 | 1.6152 | [11 empty] | WLDFR | HFTD - Distribution - Tier 3 - 3QU CoRE ¦ 3QU LoRE | Seismic - Red Flag Warning - Catastrophic Fires | 2028 | 0 | 22783.187 | 453.261 | 14531.3357 | 7798.5904 | 5378.1107 | 3.6217e-09 | 0 | 1.9478e-05 | 1.9478e-05 | 0 | 0.002389 | 0.002389 | 0 | 0.002389
[53 empty] | 0.036952 | 2.7753 | 0 | 2.7753 | 1.5096 | [5 empty] | 0.036952 | 2.7753 | 0 | 2.7753 | 1.5096 | [11 empty] | WLDFR | HFTD - Distribution - Tier 3 - 3QU CoRE ¦ 3QU LoRE | Seismic - Red Flag Warning - Catastrophic Fires | 2029 | 0 | 22783.187 | 453.261 | 14531.3357 | 7798.5904 | 5378.1107 | 3.6217e-09 | 0 | 1.9478e-05 | 1.9478e-05 | 0 | 0.002389 | 0.002389 | 0 | 0.002389
[53 empty] | 0.036952 | 2.7753 | 0 | 2.7753 | 1.4108 | [5 empty] | 0.036952 | 2.7753 | 0 | 2.7753 | 1.4108 | [11 empty] | WLDFR | HFTD - Distribution - Tier 3 - 3QU CoRE ¦ 3QU LoRE | Seismic - Red Flag Warning - Catastrophic Fires | 2030 | 0 | 22783.187 | 453.261 | 14531.3357 | 7798.5904 | 5378.1107 | 3.6217e-09 | 0 | 1.9478e-05 | 1.9478e-05 | 0 | 0.0025017 | 0.0025017 | 0 | 0.0025017
[53 empty] | 0.036952 | 2.7753 | 0 | 2.7753 | 1.3185 | [5 empty] | 0.036952 | 2.7753 | 0 | 2.7753 | 1.3185 | [11 empty] | WLDFR | HFTD - Distribution - Tier 3 - 3QU CoRE ¦ 3QU LoRE | Seismic - Red Flag Warning - Catastrophic Fires | 2031 | 0 | 22783.187 | 453.261 | 14531.3357 | 7798.5904 | 5378.1107 | 3.6217e-09 | 0 | 1.9478e-05 | 1.9478e-05 | 0 | 0.0025017 | 0.0025017 | 0 | 0.0025017
[53 empty] | 0.036952 | 2.9068 | 0 | 2.9068 | 1.2906 | [5 empty] | 0.036952 | 2.9068 | 0 | 2.9068 | 1.2906 | [11 empty] | WLDFR | HFTD - Distribution - Tier 3 - 3QU CoRE ¦ 3QU LoRE | Seismic - Red Flag Warning - Catastrophic Fires | 2032 | 0 | 22783.187 | 453.261 | 14531.3357 | 7798.5904 | 5378.1107 | 3.6217e-09 | 0 | 1.9478e-05 | 1.9478e-05 | 0 | 0.0025017 | 0.0025017 | 0 | 0.0025017
[53 empty] | 0.036952 | 2.9068 | 0 | 2.9068 | 1.2062 | [5 empty] | 0.036952 | 2.9068 | 0 | 2.9068 | 1.2062 | [11 empty] | WLDFR | HFTD - Distribution - Tier 3 - 3QU CoRE ¦ 3QU LoRE | Seismic - Red Flag Warning - Catastrophic Fires | 2033 | 0 | 23835.2641 | 480.9649 | 15187.7294 | 8166.5698 | 5631.8789 | 3.6217e-09 | 0 | 2.0397e-05 | 2.0397e-05 | 0 | 0.0025017 | 0.0025017 | 0 | 0.0025017
[53 empty] | 0.036952 | 2.9068 | 0 | 2.9068 | 1.1273 | [5 empty] | 0.036952 | 2.9068 | 0 | 2.9068 | 1.1273 | [11 empty] | WLDFR | HFTD - Distribution - Tier 3 - 3QU CoRE ¦ 3QU LoRE | Seismic - Red Flag Warning - Catastrophic Fires | 2034 | 0 | 23835.2641 | 480.9649 | 15187.7294 | 8166.5698 | 5631.8789 | 3.6217e-09 | 0 | 2.0397e-05 | 2.0397e-05 | 0 | 0.0025017 | 0.0025017 | 0 | 0.0025017
[53 empty] | 0.036952 | 2.9068 | 0 | 2.9068 | 1.0535 | [5 empty] | 0.036952 | 2.9068 | 0 | 2.9068 | 1.0535 | [11 empty] | WLDFR | HFTD - Distribution - Tier 3 - 3QU CoRE ¦ 3QU LoRE | Seismic - Red Flag Warning - Catastrophic Fires | 2035 | 0 | 23835.2641 | 480.9649 | 15187.7294 | 8166.5698 | 5631.8789 | 3.6217e-09 | 0 | 2.0397e-05 | 2.0397e-05 | 0 | 0.002624 | 0.002624 | 0 | 0.002624
[53 empty] | 0.036952 | 2.9068 | 0 | 2.9068 | 0.98462 | [5 empty] | 0.036952 | 2.9068 | 0 | 2.9068 | 0.98462 | [11 empty] | WLDFR | HFTD - Distribution - Tier 3 - 3QU CoRE ¦ 3QU LoRE | Seismic - Red Flag Warning - Catastrophic Fires | 2036 | 0 | 23835.2641 | 480.9649 | 15187.7294 | 8166.5698 | 5631.8789 | 3.6217e-09 | 0 | 2.0397e-05 | 2.0397e-05 | 0 | 0.002624 | 0.002624 | 0 | 0.002624
[53 empty] | 0.036952 | 3.0495 | 0 | 3.0495 | 0.9654 | [5 empty] | 0.036952 | 3.0495 | 0 | 3.0495 | 0.9654 | [11 empty] | WLDFR | HFTD - Distribution - Tier 3 - 3QU CoRE ¦ 3QU LoRE | Seismic - Red Flag Warning - Catastrophic Fires | 2037 | 0 | 23835.2641 | 480.9649 | 15187.7294 | 8166.5698 | 5631.8789 | 3.6217e-09 | 0 | 2.0397e-05 | 2.0397e-05 | 0 | 0.002624 | 0.002624 | 0 | 0.002624
[53 empty] | 0.036952 | 3.0495 | 0 | 3.0495 | 0.90225 | [5 empty] | 0.036952 | 3.0495 | 0 | 3.0495 | 0.90225 | [11 empty] | WLDFR | HFTD - Distribution - Tier 3 - 3QU CoRE ¦ 3QU LoRE | Seismic - Red Flag Warning - Catastrophic Fires | 2038 | 0 | 24976.6418 | 511.3745 | 15898.8237 | 8566.4437 | 5907.6423 | 3.6217e-09 | 0 | 2.1396e-05 | 2.1396e-05 | 0 | 0.002624 | 0.002624 | 0 | 0.002624
[53 empty] | 0.036952 | 3.0495 | 0 | 3.0495 | 0.84322 | [5 empty] | 0.036952 | 3.0495 | 0 | 3.0495 | 0.84322 | [11 empty] | WLDFR | HFTD - Distribution - Tier 3 - 3QU CoRE ¦ 3QU LoRE | Seismic - Red Flag Warning - Catastrophic Fires | 2039 | 0 | 24976.6418 | 511.3745 | 15898.8237 | 8566.4437 | 5907.6423 | 3.6217e-09 | 0 | 2.1396e-05 | 2.1396e-05 | 0 | 0.002624 | 0.002624 | 0 | 0.002624
[53 empty] | 0.036952 | 3.0495 | 0 | 3.0495 | 0.78806 | [5 empty] | 0.036952 | 3.0495 | 0 | 3.0495 | 0.78806 | [11 empty] | WLDFR | HFTD - Distribution - Tier 3 - 3QU CoRE ¦ 3QU LoRE | Seismic - Red Flag Warning - Catastrophic Fires | 2040 | 0 | 24976.6418 | 511.3745 | 15898.8237 | 8566.4437 | 5907.6423 | 3.6217e-09 | 0 | 2.1396e-05 | 2.1396e-05 | 0 | 0.0027541 | 0.0027541 | 0 | 0.0027541
[53 empty] | 0.036952 | 3.0495 | 0 | 3.0495 | 0.7365 | [5 empty] | 0.036952 | 3.0495 | 0 | 3.0495 | 0.7365 | [11 empty] | WLDFR | HFTD - Distribution - Tier 3 - 3QU CoRE ¦ 3QU LoRE | Seismic - Red Flag Warning - Catastrophic Fires | 2041 | 0 | 24976.6418 | 511.3745 | 15898.8237 | 8566.4437 | 5907.6423 | 3.6217e-09 | 0 | 2.1396e-05 | 2.1396e-05 | 0 | 0.0027541 | 0.0027541 | 0 | 0.0027541
[53 empty] | 0.036952 | 3.2016 | 0 | 3.2016 | 0.72264 | [5 empty] | 0.036952 | 3.2016 | 0 | 3.2016 | 0.72264 | [11 empty] | WLDFR | HFTD - Distribution - Tier 3 - 3QU CoRE ¦ 3QU LoRE | Seismic - Red Flag Warning - Catastrophic Fires | 2042 | 0 | 24976.6418 | 511.3745 | 15898.8237 | 8566.4437 | 5907.6423 | 3.6217e-09 | 0 | 2.1396e-05 | 2.1396e-05 | 0 | 0.0027541 | 0.0027541 | 0 | 0.0027541
[53 empty] | 0.036952 | 3.2016 | 0 | 3.2016 | 0.67537 | [5 empty] | 0.036952 | 3.2016 | 0 | 3.2016 | 0.67537 | [11 empty] | WLDFR | HFTD - Distribution - Tier 3 - 3QU CoRE ¦ 3QU LoRE | Seismic - Red Flag Warning - Catastrophic Fires | 2043 | 0 | 26191.7278 | 544.1291 | 16654.7414 | 8992.8573 | 6201.7082 | 3.6217e-09 | 0 | 2.2461e-05 | 2.2461e-05 | 0 | 0.0027541 | 0.0027541 | 0 | 0.0027541
[53 empty] | 0.036952 | 3.2016 | 0 | 3.2016 | 0.63118 | [5 empty] | 0.036952 | 3.2016 | 0 | 3.2016 | 0.63118 | [11 empty] | WLDFR | HFTD - Distribution - Tier 3 - 3QU CoRE ¦ 3QU LoRE | Seismic - Red Flag Warning - Catastrophic Fires | 2044 | 0 | 26191.7278 | 544.1291 | 16654.7414 | 8992.8573 | 6201.7082 | 3.6217e-09 | 0 | 2.2461e-05 | 2.2461e-05 | 0 | 0.0027541 | 0.0027541 | 0 | 0.0027541
[53 empty] | 0.036952 | 3.2016 | 0 | 3.2016 | 0.58989 | [5 empty] | 0.036952 | 3.2016 | 0 | 3.2016 | 0.58989 | [11 empty] | WLDFR | HFTD - Distribution - Tier 3 - 3QU CoRE ¦ 3QU LoRE | Seismic - Red Flag Warning - Catastrophic Fires | 2045 | 0 | 26191.7278 | 544.1291 | 16654.7414 | 8992.8573 | 6201.7082 | 3.6217e-09 | 0 | 2.2461e-05 | 2.2461e-05 | 0 | 0.0028904 | 0.0028904 | 0 | 0.0028904
[53 empty] | 0.036952 | 3.2016 | 0 | 3.2016 | 0.5513 | [5 empty] | 0.036952 | 3.2016 | 0 | 3.2016 | 0.5513 | [11 empty] | WLDFR | HFTD - Distribution - Tier 3 - 3QU CoRE ¦ 3QU LoRE | Seismic - Red Flag Warning - Catastrophic Fires | 2046 | 0 | 26191.7278 | 544.1291 | 16654.7414 | 8992.8573 | 6201.7082 | 3.6217e-09 | 0 | 2.2461e-05 | 2.2461e-05 | 0 | 0.0028904 | 0.0028904 | 0 | 0.0028904
[53 empty] | 0.036952 | 3.361 | 0 | 3.361 | 0.54089 | [5 empty] | 0.036952 | 3.361 | 0 | 3.361 | 0.54089 | [11 empty] | WLDFR | HFTD - Distribution - Tier 3 - 3QU CoRE ¦ 3QU LoRE | Seismic - Red Flag Warning - Catastrophic Fires | 2047 | 0 | 26191.7278 | 544.1291 | 16654.7414 | 8992.8573 | 6201.7082 | 3.6217e-09 | 0 | 2.2461e-05 | 2.2461e-05 | 0 | 0.0028904 | 0.0028904 | 0 | 0.0028904
[53 empty] | 0.036952 | 3.361 | 0 | 3.361 | 0.5055 | [5 empty] | 0.036952 | 3.361 | 0 | 3.361 | 0.5055 | [11 empty] | WLDFR | HFTD - Distribution - Tier 3 - 3QU CoRE ¦ 3QU LoRE | Seismic - Red Flag Warning - Catastrophic Fires | 2048 | 0 | 27464.7227 | 578.8407 | 17445.538 | 9440.3441 | 6510.3067 | 3.6217e-09 | 0 | 2.3578e-05 | 2.3578e-05 | 0 | 0.0028904 | 0.0028904 | 0 | 0.0028904
[53 empty] | 0.036952 | 3.361 | 0 | 3.361 | 0.47243 | [5 empty] | 0.036952 | 3.361 | 0 | 3.361 | 0.47243 | [11 empty] | WLDFR | HFTD - Distribution - Tier 3 - 3QU CoRE ¦ 3QU LoRE | Seismic - Red Flag Warning - Catastrophic Fires | 2049 | 0 | 27464.7227 | 578.8407 | 17445.538 | 9440.3441 | 6510.3067 | 3.6217e-09 | 0 | 2.3578e-05 | 2.3578e-05 | 0 | 0 | 0.0028904 | 0 | 0.0028904
[53 empty] | 0.036952 | 3.361 | 0 | 3.361 | 0.44152 | [5 empty] | 0 | 0 | 0 | 0 | 0 | [11 empty] | WLDFR | HFTD - Distribution - Tier 3 - 3QU CoRE ¦ 3QU LoRE | Seismic - Red Flag Warning - Catastrophic Fires | 2050 | 0 | 27464.7227 | 578.8407 | 17445.538 | 9440.3441 | 6510.3067 | 3.6217e-09 | 0 | 2.3578e-05 | 2.3578e-05 | 0 | 8.9634e-06 | 0 | 0 | 0
[53 empty] | 0 | 0 | 0 | 0 | 0 | [5 empty] | 0 | 0 | 0 | 0 | 0 | [11 empty] | WLDFR | HFTD - Distribution - Tier 3 - 3QU CoRE ¦ 3QU LoRE | Seismic - Red Flag Warning - Catastrophic Fires | 2051 | 0 | 27464.7227 | 578.8407 | 17445.538 | 9440.3441 | 6510.3067 | 3.6217e-09 | 0 | 2.3578e-05 | 2.3578e-05 | 0 | 9.3645e-06 | 9.3645e-06 | 0 | 9.3645e-06
[53 empty] | 0 | 0 | 0 | 0 | 0 | [5 empty] | 0.014689 | 1.2017 | 0 | 1.2017 | 1.2017 | [11 empty] | WLDFR | HFTD - Distribution - Tier 3 - 3QU CoRE ¦ 3QU LoRE | Seismic - Red Flag Warning - Catastrophic Fires | 2052 | 0 | 27464.7227 | 578.8407 | 17445.538 | 9440.3441 | 6510.3067 | 3.6217e-09 | 0 | 2.3578e-05 | 2.3578e-05 | 0 | 9.3645e-06 | 9.3645e-06 | 0 | 9.3645e-06
[53 empty] | 0.014689 | 1.2017 | 0 | 1.2017 | 1.123 | [5 empty] | 0.014689 | 1.2017 | 0 | 1.2017 | 1.123 | [11 empty] | WLDFR | HFTD - Distribution - Tier 3 - 3QU CoRE ¦ 3QU LoRE | Seismic - Red Flag Warning - Catastrophic Fires | 2053 | 0 | 28779.6694 | 615.0952 | 18261.2327 | 9903.3415 | 6829.6018 | 3.6217e-09 | 0 | 2.4735e-05 | 2.4735e-05 | 0 | 9.3645e-06 | 9.3645e-06 | 0 | 9.3645e-06
[53 empty] | 0.014689 | 1.2457 | 0 | 1.2457 | 1.088 | [5 empty] | 0.014689 | 1.2457 | 0 | 1.2457 | 1.088 | [11 empty] | WLDFR | HFTD - Distribution - Tier 3 - 3QU CoRE ¦ 3QU LoRE | Seismic - Red Flag Warning - Catastrophic Fires | 2054 | 0 | 28779.6694 | 615.0952 | 18261.2327 | 9903.3415 | 6829.6018 | 3.6217e-09 | 0 | 2.4735e-05 | 2.4735e-05 | 0 | 9.3645e-06 | 9.3645e-06 | 0 | 9.3645e-06
[53 empty] | 0.014689 | 1.2457 | 0 | 1.2457 | 1.0169 | [5 empty] | 0.014689 | 1.2457 | 0 | 1.2457 | 1.0169 | [11 empty] | WLDFR | HFTD - Distribution - Tier 3 - 3QU CoRE ¦ 3QU LoRE | Seismic - Red Flag Warning - Catastrophic Fires | 2055 | 0 | 28779.6694 | 615.0952 | 18261.2327 | 9903.3415 | 6829.6018 | 3.6217e-09 | 0 | 2.4735e-05 | 2.4735e-05 | 0 | 9.3645e-06 | 9.3645e-06 | 0 | 9.3645e-06
[53 empty] | 0.014689 | 1.2457 | 0 | 1.2457 | 0.95033 | [5 empty] | 0.014689 | 1.2457 | 0 | 1.2457 | 0.95033 | [11 empty] | WLDFR | HFTD - Distribution - Tier 3 - 3QU CoRE ¦ 4QU LoRE | Non-Red Flag Warning - Catastrophic Fires | 2026 | 0 | 14664.6376 | 233.2301 | 8896.516 | 5534.8915 | 3817.0051 | 8.8418e-07 | 0 | 0.0033749 | 0.0033749 | 0 | 9.881e-06 | 9.881e-06 | 0 | 9.881e-06
[53 empty] | 0.014689 | 1.2457 | 0 | 1.2457 | 0.88816 | [5 empty] | 0.014689 | 1.2457 | 0 | 1.2457 | 0.88816 | [11 empty] | WLDFR | HFTD - Distribution - Tier 3 - 3QU CoRE ¦ 4QU LoRE | Non-Red Flag Warning - Catastrophic Fires | 2027 | 0 | 14664.6376 | 233.2301 | 8896.516 | 5534.8915 | 3817.0051 | 8.8418e-07 | 0 | 0.0033749 | 0.0033749 | 0 | 9.881e-06 | 9.881e-06 | 0 | 9.881e-06
[53 empty] | 0.014689 | 1.2457 | 0 | 1.2457 | 0.83006 | [5 empty] | 0.014689 | 1.2457 | 0 | 1.2457 | 0.83006 | [11 empty] | WLDFR | HFTD - Distribution - Tier 3 - 3QU CoRE ¦ 4QU LoRE | Non-Red Flag Warning - Catastrophic Fires | 2028 | 0 | 15317.9909 | 247.273 | 9287.6491 | 5783.0689 | 3988.1546 | 8.8418e-07 | 0 | 0.0035263 | 0.0035263 | 0 | 9.881e-06 | 9.881e-06 | 0 | 9.881e-06
[53 empty] | 0.014689 | 1.3012 | 0 | 1.3012 | 0.81031 | [5 empty] | 0.014689 | 1.3012 | 0 | 1.3012 | 0.81031 | [11 empty] | WLDFR | HFTD - Distribution - Tier 3 - 3QU CoRE ¦ 4QU LoRE | Non-Red Flag Warning - Catastrophic Fires | 2029 | 0 | 15317.9909 | 247.273 | 9287.6491 | 5783.0689 | 3988.1546 | 8.8418e-07 | 0 | 0.0035263 | 0.0035263 | 0 | 9.881e-06 | 9.881e-06 | 0 | 9.881e-06
[53 empty] | 0.014689 | 1.3012 | 0 | 1.3012 | 0.7573 | [5 empty] | 0.014689 | 1.3012 | 0 | 1.3012 | 0.7573 | [11 empty] | WLDFR | HFTD - Distribution - Tier 3 - 3QU CoRE ¦ 4QU LoRE | Non-Red Flag Warning - Catastrophic Fires | 2030 | 0 | 15317.9909 | 247.273 | 9287.6491 | 5783.0689 | 3988.1546 | 8.8418e-07 | 0 | 0.0035263 | 0.0035263 | 0 | 9.881e-06 | 9.881e-06 | 0 | 9.881e-06
[53 empty] | 0.014689 | 1.3012 | 0 | 1.3012 | 0.70775 | [5 empty] | 0.014689 | 1.3012 | 0 | 1.3012 | 0.70775 | [11 empty] | WLDFR | HFTD - Distribution - Tier 3 - 3QU CoRE ¦ 4QU LoRE | Non-Red Flag Warning - Catastrophic Fires | 2031 | 0 | 15317.9909 | 247.273 | 9287.6491 | 5783.0689 | 3988.1546 | 8.8418e-07 | 0 | 0.0035263 | 0.0035263 | 0 | 1.0468e-05 | 1.0468e-05 | 0 | 1.0468e-05
[53 empty] | 0.014689 | 1.3012 | 0 | 1.3012 | 0.66145 | [5 empty] | 0.014689 | 1.3012 | 0 | 1.3012 | 0.66145 | [11 empty] | WLDFR | HFTD - Distribution - Tier 3 - 3QU CoRE ¦ 4QU LoRE | Non-Red Flag Warning - Catastrophic Fires | 2032 | 0 | 15317.9909 | 247.273 | 9287.6491 | 5783.0689 | 3988.1546 | 8.8418e-07 | 0 | 0.0035263 | 0.0035263 | 0 | 1.0468e-05 | 1.0468e-05 | 0 | 1.0468e-05
[53 empty] | 0.014689 | 1.3012 | 0 | 1.3012 | 0.61818 | [5 empty] | 0.014689 | 1.3012 | 0 | 1.3012 | 0.61818 | [11 empty] | WLDFR | HFTD - Distribution - Tier 3 - 3QU CoRE ¦ 4QU LoRE | Non-Red Flag Warning - Catastrophic Fires | 2033 | 0 | 16044.1264 | 263.1074 | 9721.74 | 6059.2791 | 4178.6364 | 8.8418e-07 | 0 | 0.0036947 | 0.0036947 | 0 | 1.0468e-05 | 1.0468e-05 | 0 | 1.0468e-05
[53 empty] | 0.014689 | 1.3628 | 0 | 1.3628 | 0.60512 | [5 empty] | 0.014689 | 1.3628 | 0 | 1.3628 | 0.60512 | [11 empty] | WLDFR | HFTD - Distribution - Tier 3 - 3QU CoRE ¦ 4QU LoRE | Non-Red Flag Warning - Catastrophic Fires | 2034 | 0 | 16044.1264 | 263.1074 | 9721.74 | 6059.2791 | 4178.6364 | 8.8418e-07 | 0 | 0.0036947 | 0.0036947 | 0 | 1.0468e-05 | 1.0468e-05 | 0 | 1.0468e-05
[53 empty] | 0.014689 | 1.3628 | 0 | 1.3628 | 0.56553 | [5 empty] | 0.014689 | 1.3628 | 0 | 1.3628 | 0.56553 | [11 empty] | WLDFR | HFTD - Distribution - Tier 3 - 3QU CoRE ¦ 4QU LoRE | Non-Red Flag Warning - Catastrophic Fires | 2035 | 0 | 16044.1264 | 263.1074 | 9721.74 | 6059.2791 | 4178.6364 | 8.8418e-07 | 0 | 0.0036947 | 0.0036947 | 0 | 1.0468e-05 | 1.0468e-05 | 0 | 1.0468e-05
[53 empty] | 0.014689 | 1.3628 | 0 | 1.3628 | 0.52853 | [5 empty] | 0.014689 | 1.3628 | 0 | 1.3628 | 0.52853 | [11 empty] | WLDFR | HFTD - Distribution - Tier 3 - 3QU CoRE ¦ 4QU LoRE | Non-Red Flag Warning - Catastrophic Fires | 2036 | 0 | 16044.1264 | 263.1074 | 9721.74 | 6059.2791 | 4178.6364 | 8.8418e-07 | 0 | 0.0036947 | 0.0036947 | 0 | 1.1122e-05 | 1.1122e-05 | 0 | 1.1122e-05
[53 empty] | 0.014689 | 1.3628 | 0 | 1.3628 | 0.49395 | [5 empty] | 0.014689 | 1.3628 | 0 | 1.3628 | 0.49395 | [11 empty] | WLDFR | HFTD - Distribution - Tier 3 - 3QU CoRE ¦ 4QU LoRE | Non-Red Flag Warning - Catastrophic Fires | 2037 | 0 | 16044.1264 | 263.1074 | 9721.74 | 6059.2791 | 4178.6364 | 8.8418e-07 | 0 | 0.0036947 | 0.0036947 | 0 | 1.1122e-05 | 1.1122e-05 | 0 | 1.1122e-05
[53 empty] | 0.014689 | 1.3628 | 0 | 1.3628 | 0.46164 | [5 empty] | 0.014689 | 1.3628 | 0 | 1.3628 | 0.46164 | [11 empty] | WLDFR | HFTD - Distribution - Tier 3 - 3QU CoRE ¦ 4QU LoRE | Non-Red Flag Warning - Catastrophic Fires | 2038 | 0 | 16832.3912 | 280.5544 | 10192.2718 | 6359.5651 | 4385.7214 | 8.8418e-07 | 0 | 0.0038778 | 0.0038778 | 0 | 1.1122e-05 | 1.1122e-05 | 0 | 1.1122e-05
[53 empty] | 0.014689 | 1.4298 | 0 | 1.4298 | 0.45263 | [5 empty] | 0.014689 | 1.4298 | 0 | 1.4298 | 0.45263 | [11 empty] | WLDFR | HFTD - Distribution - Tier 3 - 3QU CoRE ¦ 4QU LoRE | Non-Red Flag Warning - Catastrophic Fires | 2039 | 0 | 16832.3912 | 280.5544 | 10192.2718 | 6359.5651 | 4385.7214 | 8.8418e-07 | 0 | 0.0038778 | 0.0038778 | 0 | 1.1122e-05 | 1.1122e-05 | 0 | 1.1122e-05
[53 empty] | 0.014689 | 1.4298 | 0 | 1.4298 | 0.42302 | [5 empty] | 0.014689 | 1.4298 | 0 | 1.4298 | 0.42302 | [11 empty] | WLDFR | HFTD - Distribution - Tier 3 - 3QU CoRE ¦ 4QU LoRE | Non-Red Flag Warning - Catastrophic Fires | 2040 | 0 | 16832.3912 | 280.5544 | 10192.2718 | 6359.5651 | 4385.7214 | 8.8418e-07 | 0 | 0.0038778 | 0.0038778 | 0 | 1.1122e-05 | 1.1122e-05 | 0 | 1.1122e-05
[53 empty] | 0.014689 | 1.4298 | 0 | 1.4298 | 0.39534 | [5 empty] | 0.014689 | 1.4298 | 0 | 1.4298 | 0.39534 | [11 empty] | WLDFR | HFTD - Distribution - Tier 3 - 3QU CoRE ¦ 4QU LoRE | Non-Red Flag Warning - Catastrophic Fires | 2041 | 0 | 16832.3912 | 280.5544 | 10192.2718 | 6359.5651 | 4385.7214 | 8.8418e-07 | 0 | 0.0038778 | 0.0038778 | 0 | 1.1838e-05 | 1.1838e-05 | 0 | 1.1838e-05
[53 empty] | 0.014689 | 1.4298 | 0 | 1.4298 | 0.36948 | [5 empty] | 0.014689 | 1.4298 | 0 | 1.4298 | 0.36948 | [11 empty] | WLDFR | HFTD - Distribution - Tier 3 - 3QU CoRE ¦ 4QU LoRE | Non-Red Flag Warning - Catastrophic Fires | 2042 | 0 | 16832.3912 | 280.5544 | 10192.2718 | 6359.5651 | 4385.7214 | 8.8418e-07 | 0 | 0.0038778 | 0.0038778 | 0 | 1.1838e-05 | 1.1838e-05 | 0 | 1.1838e-05
[53 empty] | 0.014689 | 1.4298 | 0 | 1.4298 | 0.34531 | [5 empty] | 0.014689 | 1.4298 | 0 | 1.4298 | 0.34531 | [11 empty] | WLDFR | HFTD - Distribution - Tier 3 - 3QU CoRE ¦ 4QU LoRE | Non-Red Flag Warning - Catastrophic Fires | 2043 | 0 | 17672.0852 | 299.42 | 10692.7362 | 6679.929 | 4606.6527 | 8.8418e-07 | 0 | 0.0040731 | 0.0040731 | 0 | 1.1838e-05 | 1.1838e-05 | 0 | 1.1838e-05
[53 empty] | 0.014689 | 1.5011 | 0 | 1.5011 | 0.33881 | [5 empty] | 0.014689 | 1.5011 | 0 | 1.5011 | 0.33881 | [11 empty] | WLDFR | HFTD - Distribution - Tier 3 - 3QU CoRE ¦ 4QU LoRE | Non-Red Flag Warning - Catastrophic Fires | 2044 | 0 | 17672.0852 | 299.42 | 10692.7362 | 6679.929 | 4606.6527 | 8.8418e-07 | 0 | 0.0040731 | 0.0040731 | 0 | 1.1838e-05 | 1.1838e-05 | 0 | 1.1838e-05
[53 empty] | 0.014689 | 1.5011 | 0 | 1.5011 | 0.31665 | [5 empty] | 0.014689 | 1.5011 | 0 | 1.5011 | 0.31665 | [11 empty] | WLDFR | HFTD - Distribution - Tier 3 - 3QU CoRE ¦ 4QU LoRE | Non-Red Flag Warning - Catastrophic Fires | 2045 | 0 | 17672.0852 | 299.42 | 10692.7362 | 6679.929 | 4606.6527 | 8.8418e-07 | 0 | 0.0040731 | 0.0040731 | 0 | 1.1838e-05 | 1.1838e-05 | 0 | 1.1838e-05
[53 empty] | 0.014689 | 1.5011 | 0 | 1.5011 | 0.29593 | [5 empty] | 0.014689 | 1.5011 | 0 | 1.5011 | 0.29593 | [11 empty] | WLDFR | HFTD - Distribution - Tier 3 - 3QU CoRE ¦ 4QU LoRE | Non-Red Flag Warning - Catastrophic Fires | 2046 | 0 | 17672.0852 | 299.42 | 10692.7362 | 6679.929 | 4606.6527 | 8.8418e-07 | 0 | 0.0040731 | 0.0040731 | 0 | 1.2608e-05 | 1.2608e-05 | 0 | 1.2608e-05
[53 empty] | 0.014689 | 1.5011 | 0 | 1.5011 | 0.27657 | [5 empty] | 0.014689 | 1.5011 | 0 | 1.5011 | 0.27657 | [11 empty] | WLDFR | HFTD - Distribution - Tier 3 - 3QU CoRE ¦ 4QU LoRE | Non-Red Flag Warning - Catastrophic Fires | 2047 | 0 | 17672.0852 | 299.42 | 10692.7362 | 6679.929 | 4606.6527 | 8.8418e-07 | 0 | 0.0040731 | 0.0040731 | 0 | 1.2608e-05 | 1.2608e-05 | 0 | 1.2608e-05
[53 empty] | 0.014689 | 1.5011 | 0 | 1.5011 | 0.25848 | [5 empty] | 0.014689 | 1.5011 | 0 | 1.5011 | 0.25848 | [11 empty] | WLDFR | HFTD - Distribution - Tier 3 - 3QU CoRE ¦ 4QU LoRE | Non-Red Flag Warning - Catastrophic Fires | 2048 | 0 | 18552.3348 | 319.4911 | 11216.5626 | 7016.281 | 4838.6098 | 8.8418e-07 | 0 | 0.0042782 | 0.0042782 | 0 | 1.2608e-05 | 1.2608e-05 | 0 | 1.2608e-05
[53 empty] | 0.014689 | 1.5758 | 0 | 1.5758 | 0.25359 | [5 empty] | 0.014689 | 1.5758 | 0 | 1.5758 | 0.25359 | [11 empty] | WLDFR | HFTD - Distribution - Tier 3 - 3QU CoRE ¦ 4QU LoRE | Non-Red Flag Warning - Catastrophic Fires | 2049 | 0 | 18552.3348 | 319.4911 | 11216.5626 | 7016.281 | 4838.6098 | 8.8418e-07 | 0 | 0.0042782 | 0.0042782 | 0 | 1.2608e-05 | 1.2608e-05 | 0 | 1.2608e-05
[53 empty] | 0.014689 | 1.5758 | 0 | 1.5758 | 0.237 | [5 empty] | 0.014689 | 1.5758 | 0 | 1.5758 | 0.237 | [11 empty] | WLDFR | HFTD - Distribution - Tier 3 - 3QU CoRE ¦ 4QU LoRE | Non-Red Flag Warning - Catastrophic Fires | 2050 | 0 | 18552.3348 | 319.4911 | 11216.5626 | 7016.281 | 4838.6098 | 8.8418e-07 | 0 | 0.0042782 | 0.0042782 | 0 | 0 | 1.2608e-05 | 0 | 1.2608e-05
[53 empty] | 0.014689 | 1.5758 | 0 | 1.5758 | 0.2215 | [5 empty] | 0.014689 | 1.5758 | 0 | 1.5758 | 0.2215 | [11 empty] | WLDFR | HFTD - Distribution - Tier 3 - 3QU CoRE ¦ 4QU LoRE | Non-Red Flag Warning - Catastrophic Fires | 2051 | 0 | 18552.3348 | 319.4911 | 11216.5626 | 7016.281 | 4838.6098 | 8.8418e-07 | 0 | 0.0042782 | 0.0042782 | 0 | 3.1298e-06 | 0 | 0 | 0
[53 empty] | 0.014689 | 1.5758 | 0 | 1.5758 | 0.20701 | [5 empty] | 0 | 0 | 0 | 0 | 0 | [11 empty] | WLDFR | HFTD - Distribution - Tier 3 - 3QU CoRE ¦ 4QU LoRE | Non-Red Flag Warning - Catastrophic Fires | 2052 | 0 | 18552.3348 | 319.4911 | 11216.5626 | 7016.281 | 4838.6098 | 8.8418e-07 | 0 | 0.0042782 | 0.0042782 | 0 | 3.2306e-06 | 3.2306e-06 | 0 | 3.2306e-06
[53 empty] | 0 | 0 | 0 | 0 | 0 | [5 empty] | 0 | 0 | 0 | 0 | 0 | [11 empty] | WLDFR | HFTD - Distribution - Tier 3 - 3QU CoRE ¦ 4QU LoRE | Non-Red Flag Warning - Catastrophic Fires | 2053 | 0 | 19462.1283 | 340.5356 | 11757.1413 | 7364.4514 | 5078.7171 | 8.8418e-07 | 0 | 0.0044905 | 0.0044905 | 0 | 3.2306e-06 | 3.2306e-06 | 0 | 3.2306e-06
[53 empty] | 0 | 0 | 0 | 0 | 0 | [5 empty] | 0.0057504 | 0.41618 | 0 | 0.41618 | 0.41618 | [11 empty] | WLDFR | HFTD - Distribution - Tier 3 - 3QU CoRE ¦ 4QU LoRE | Non-Red Flag Warning - Catastrophic Fires | 2054 | 0 | 19462.1283 | 340.5356 | 11757.1413 | 7364.4514 | 5078.7171 | 8.8418e-07 | 0 | 0.0044905 | 0.0044905 | 0 | 3.2306e-06 | 3.2306e-06 | 0 | 3.2306e-06
[53 empty] | 0.0057504 | 0.41618 | 0 | 0.41618 | 0.38896 | [5 empty] | 0.0057504 | 0.41618 | 0 | 0.41618 | 0.38896 | [11 empty] | WLDFR | HFTD - Distribution - Tier 3 - 3QU CoRE ¦ 4QU LoRE | Non-Red Flag Warning - Catastrophic Fires | 2055 | 0 | 19462.1283 | 340.5356 | 11757.1413 | 7364.4514 | 5078.7171 | 8.8418e-07 | 0 | 0.0044905 | 0.0044905 | 0 | 3.2306e-06 | 3.2306e-06 | 0 | 3.2306e-06
[53 empty] | 0.0057504 | 0.43143 | 0 | 0.43143 | 0.37683 | [5 empty] | 0.0057504 | 0.43143 | 0 | 0.43143 | 0.37683 | [11 empty] | WLDFR | HFTD - Distribution - Tier 3 - 3QU CoRE ¦ 4QU LoRE | Non-Red Flag Warning - Large Fires | 2026 | 0 | 5.475 | 0.71896 | 3.0715 | 1.6846 | 1.1617 | 1.1075e-05 | 0 | 1.2867e-05 | 1.2867e-05 | 0 | 3.2306e-06 | 3.2306e-06 | 0 | 3.2306e-06
[53 empty] | 0.0057504 | 0.43143 | 0 | 0.43143 | 0.35218 | [5 empty] | 0.0057504 | 0.43143 | 0 | 0.43143 | 0.35218 | [11 empty] | WLDFR | HFTD - Distribution - Tier 3 - 3QU CoRE ¦ 4QU LoRE | Non-Red Flag Warning - Large Fires | 2027 | 0 | 5.475 | 0.71896 | 3.0715 | 1.6846 | 1.1617 | 1.1075e-05 | 0 | 1.2867e-05 | 1.2867e-05 | 0 | 3.3591e-06 | 3.3591e-06 | 0 | 3.3591e-06
[53 empty] | 0.0057504 | 0.43143 | 0 | 0.43143 | 0.32914 | [5 empty] | 0.0057504 | 0.43143 | 0 | 0.43143 | 0.32914 | [11 empty] | WLDFR | HFTD - Distribution - Tier 3 - 3QU CoRE ¦ 4QU LoRE | Non-Red Flag Warning - Large Fires | 2028 | 0 | 5.777 | 0.74734 | 3.238 | 1.7917 | 1.2356 | 1.1075e-05 | 0 | 1.3685e-05 | 1.3685e-05 | 0 | 3.3591e-06 | 3.3591e-06 | 0 | 3.3591e-06
[53 empty] | 0.0057504 | 0.43143 | 0 | 0.43143 | 0.30761 | [5 empty] | 0.0057504 | 0.43143 | 0 | 0.43143 | 0.30761 | [11 empty] | WLDFR | HFTD - Distribution - Tier 3 - 3QU CoRE ¦ 4QU LoRE | Non-Red Flag Warning - Large Fires | 2029 | 0 | 5.777 | 0.74734 | 3.238 | 1.7917 | 1.2356 | 1.1075e-05 | 0 | 1.3685e-05 | 1.3685e-05 | 0 | 3.3591e-06 | 3.3591e-06 | 0 | 3.3591e-06
[53 empty] | 0.0057504 | 0.43143 | 0 | 0.43143 | 0.28748 | [5 empty] | 0.0057504 | 0.43143 | 0 | 0.43143 | 0.28748 | [11 empty] | WLDFR | HFTD - Distribution - Tier 3 - 3QU CoRE ¦ 4QU LoRE | Non-Red Flag Warning - Large Fires | 2030 | 0 | 5.777 | 0.74734 | 3.238 | 1.7917 | 1.2356 | 1.1075e-05 | 0 | 1.3685e-05 | 1.3685e-05 | 0 | 3.3591e-06 | 3.3591e-06 | 0 | 3.3591e-06
[53 empty] | 0.0057504 | 0.45065 | 0 | 0.45065 | 0.28064 | [5 empty] | 0.0057504 | 0.45065 | 0 | 0.45065 | 0.28064 | [11 empty] | WLDFR | HFTD - Distribution - Tier 3 - 3QU CoRE ¦ 4QU LoRE | Non-Red Flag Warning - Large Fires | 2031 | 0 | 5.777 | 0.74734 | 3.238 | 1.7917 | 1.2356 | 1.1075e-05 | 0 | 1.3685e-05 | 1.3685e-05 | 0 | 3.3591e-06 | 3.3591e-06 | 0 | 3.3591e-06
[53 empty] | 0.0057504 | 0.45065 | 0 | 0.45065 | 0.26228 | [5 empty] | 0.0057504 | 0.45065 | 0 | 0.45065 | 0.26228 | [11 empty] | WLDFR | HFTD - Distribution - Tier 3 - 3QU CoRE ¦ 4QU LoRE | Non-Red Flag Warning - Large Fires | 2032 | 0 | 5.777 | 0.74734 | 3.238 | 1.7917 | 1.2356 | 1.1075e-05 | 0 | 1.3685e-05 | 1.3685e-05 | 0 | 3.5039e-06 | 3.5039e-06 | 0 | 3.5039e-06
[53 empty] | 0.0057504 | 0.45065 | 0 | 0.45065 | 0.24512 | [5 empty] | 0.0057504 | 0.45065 | 0 | 0.45065 | 0.24512 | [11 empty] | WLDFR | HFTD - Distribution - Tier 3 - 3QU CoRE ¦ 4QU LoRE | Non-Red Flag Warning - Large Fires | 2033 | 0 | 6.1205 | 0.77885 | 3.4265 | 1.9151 | 1.3207 | 1.1075e-05 | 0 | 1.4628e-05 | 1.4628e-05 | 0 | 3.5039e-06 | 3.5039e-06 | 0 | 3.5039e-06
[53 empty] | 0.0057504 | 0.45065 | 0 | 0.45065 | 0.22909 | [5 empty] | 0.0057504 | 0.45065 | 0 | 0.45065 | 0.22909 | [11 empty] | WLDFR | HFTD - Distribution - Tier 3 - 3QU CoRE ¦ 4QU LoRE | Non-Red Flag Warning - Large Fires | 2034 | 0 | 6.1205 | 0.77885 | 3.4265 | 1.9151 | 1.3207 | 1.1075e-05 | 0 | 1.4628e-05 | 1.4628e-05 | 0 | 3.5039e-06 | 3.5039e-06 | 0 | 3.5039e-06
[53 empty] | 0.0057504 | 0.45065 | 0 | 0.45065 | 0.2141 | [5 empty] | 0.0057504 | 0.45065 | 0 | 0.45065 | 0.2141 | [11 empty] | WLDFR | HFTD - Distribution - Tier 3 - 3QU CoRE ¦ 4QU LoRE | Non-Red Flag Warning - Large Fires | 2035 | 0 | 6.1205 | 0.77885 | 3.4265 | 1.9151 | 1.3207 | 1.1075e-05 | 0 | 1.4628e-05 | 1.4628e-05 | 0 | 3.5039e-06 | 3.5039e-06 | 0 | 3.5039e-06
[53 empty] | 0.0057504 | 0.47201 | 0 | 0.47201 | 0.20958 | [5 empty] | 0.0057504 | 0.47201 | 0 | 0.47201 | 0.20958 | [11 empty] | WLDFR | HFTD - Distribution - Tier 3 - 3QU CoRE ¦ 4QU LoRE | Non-Red Flag Warning - Large Fires | 2036 | 0 | 6.1205 | 0.77885 | 3.4265 | 1.9151 | 1.3207 | 1.1075e-05 | 0 | 1.4628e-05 | 1.4628e-05 | 0 | 3.5039e-06 | 3.5039e-06 | 0 | 3.5039e-06
[53 empty] | 0.0057504 | 0.47201 | 0 | 0.47201 | 0.19587 | [5 empty] | 0.0057504 | 0.47201 | 0 | 0.47201 | 0.19587 | [11 empty] | WLDFR | HFTD - Distribution - Tier 3 - 3QU CoRE ¦ 4QU LoRE | Non-Red Flag Warning - Large Fires | 2037 | 0 | 6.1205 | 0.77885 | 3.4265 | 1.9151 | 1.3207 | 1.1075e-05 | 0 | 1.4628e-05 | 1.4628e-05 | 0 | 3.6635e-06 | 3.6635e-06 | 0 | 3.6635e-06
[53 empty] | 0.0057504 | 0.47201 | 0 | 0.47201 | 0.18305 | [5 empty] | 0.0057504 | 0.47201 | 0 | 0.47201 | 0.18305 | [11 empty] | WLDFR | HFTD - Distribution - Tier 3 - 3QU CoRE ¦ 4QU LoRE | Non-Red Flag Warning - Large Fires | 2038 | 0 | 6.5028 | 0.81304 | 3.6355 | 2.0543 | 1.4167 | 1.1075e-05 | 0 | 1.569e-05 | 1.569e-05 | 0 | 3.6635e-06 | 3.6635e-06 | 0 | 3.6635e-06
[53 empty] | 0.0057504 | 0.47201 | 0 | 0.47201 | 0.17108 | [5 empty] | 0.0057504 | 0.47201 | 0 | 0.47201 | 0.17108 | [11 empty] | WLDFR | HFTD - Distribution - Tier 3 - 3QU CoRE ¦ 4QU LoRE | Non-Red Flag Warning - Large Fires | 2039 | 0 | 6.5028 | 0.81304 | 3.6355 | 2.0543 | 1.4167 | 1.1075e-05 | 0 | 1.569e-05 | 1.569e-05 | 0 | 3.6635e-06 | 3.6635e-06 | 0 | 3.6635e-06
[53 empty] | 0.0057504 | 0.47201 | 0 | 0.47201 | 0.15988 | [5 empty] | 0.0057504 | 0.47201 | 0 | 0.47201 | 0.15988 | [11 empty] | WLDFR | HFTD - Distribution - Tier 3 - 3QU CoRE ¦ 4QU LoRE | Non-Red Flag Warning - Large Fires | 2040 | 0 | 6.5028 | 0.81304 | 3.6355 | 2.0543 | 1.4167 | 1.1075e-05 | 0 | 1.569e-05 | 1.569e-05 | 0 | 3.6635e-06 | 3.6635e-06 | 0 | 3.6635e-06
[53 empty] | 0.0057504 | 0.49519 | 0 | 0.49519 | 0.15676 | [5 empty] | 0.0057504 | 0.49519 | 0 | 0.49519 | 0.15676 | [11 empty] | WLDFR | HFTD - Distribution - Tier 3 - 3QU CoRE ¦ 4QU LoRE | Non-Red Flag Warning - Large Fires | 2041 | 0 | 6.5028 | 0.81304 | 3.6355 | 2.0543 | 1.4167 | 1.1075e-05 | 0 | 1.569e-05 | 1.569e-05 | 0 | 3.6635e-06 | 3.6635e-06 | 0 | 3.6635e-06
[53 empty] | 0.0057504 | 0.49519 | 0 | 0.49519 | 0.14651 | [5 empty] | 0.0057504 | 0.49519 | 0 | 0.49519 | 0.14651 | [11 empty] | WLDFR | HFTD - Distribution - Tier 3 - 3QU CoRE ¦ 4QU LoRE | Non-Red Flag Warning - Large Fires | 2042 | 0 | 6.5028 | 0.81304 | 3.6355 | 2.0543 | 1.4167 | 1.1075e-05 | 0 | 1.569e-05 | 1.569e-05 | 0 | 3.8363e-06 | 3.8363e-06 | 0 | 3.8363e-06
[53 empty] | 0.0057504 | 0.49519 | 0 | 0.49519 | 0.13692 | [5 empty] | 0.0057504 | 0.49519 | 0 | 0.49519 | 0.13692 | [11 empty] | WLDFR | HFTD - Distribution - Tier 3 - 3QU CoRE ¦ 4QU LoRE | Non-Red Flag Warning - Large Fires | 2043 | 0 | 6.9209 | 0.84944 | 3.8632 | 2.2083 | 1.5229 | 1.1075e-05 | 0 | 1.6867e-05 | 1.6867e-05 | 0 | 3.8363e-06 | 3.8363e-06 | 0 | 3.8363e-06
[53 empty] | 0.0057504 | 0.49519 | 0 | 0.49519 | 0.12797 | [5 empty] | 0.0057504 | 0.49519 | 0 | 0.49519 | 0.12797 | [11 empty] | WLDFR | HFTD - Distribution - Tier 3 - 3QU CoRE ¦ 4QU LoRE | Non-Red Flag Warning - Large Fires | 2044 | 0 | 6.9209 | 0.84944 | 3.8632 | 2.2083 | 1.5229 | 1.1075e-05 | 0 | 1.6867e-05 | 1.6867e-05 | 0 | 3.8363e-06 | 3.8363e-06 | 0 | 3.8363e-06
[53 empty] | 0.0057504 | 0.49519 | 0 | 0.49519 | 0.11959 | [5 empty] | 0.0057504 | 0.49519 | 0 | 0.49519 | 0.11959 | [11 empty] | WLDFR | HFTD - Distribution - Tier 3 - 3QU CoRE ¦ 4QU LoRE | Non-Red Flag Warning - Large Fires | 2045 | 0 | 6.9209 | 0.84944 | 3.8632 | 2.2083 | 1.5229 | 1.1075e-05 | 0 | 1.6867e-05 | 1.6867e-05 | 0 | 3.8363e-06 | 3.8363e-06 | 0 | 3.8363e-06
[53 empty] | 0.0057504 | 0.51988 | 0 | 0.51988 | 0.11734 | [5 empty] | 0.0057504 | 0.51988 | 0 | 0.51988 | 0.11734 | [11 empty] | WLDFR | HFTD - Distribution - Tier 3 - 3QU CoRE ¦ 4QU LoRE | Non-Red Flag Warning - Large Fires | 2046 | 0 | 6.9209 | 0.84944 | 3.8632 | 2.2083 | 1.5229 | 1.1075e-05 | 0 | 1.6867e-05 | 1.6867e-05 | 0 | 3.8363e-06 | 3.8363e-06 | 0 | 3.8363e-06
[53 empty] | 0.0057504 | 0.51988 | 0 | 0.51988 | 0.10967 | [5 empty] | 0.0057504 | 0.51988 | 0 | 0.51988 | 0.10967 | [11 empty] | WLDFR | HFTD - Distribution - Tier 3 - 3QU CoRE ¦ 4QU LoRE | Non-Red Flag Warning - Large Fires | 2047 | 0 | 6.9209 | 0.84944 | 3.8632 | 2.2083 | 1.5229 | 1.1075e-05 | 0 | 1.6867e-05 | 1.6867e-05 | 0 | 4.0206e-06 | 4.0206e-06 | 0 | 4.0206e-06
[53 empty] | 0.0057504 | 0.51988 | 0 | 0.51988 | 0.10249 | [5 empty] | 0.0057504 | 0.51988 | 0 | 0.51988 | 0.10249 | [11 empty] | WLDFR | HFTD - Distribution - Tier 3 - 3QU CoRE ¦ 4QU LoRE | Non-Red Flag Warning - Large Fires | 2048 | 0 | 7.3713 | 0.88759 | 4.1075 | 2.3763 | 1.6388 | 1.1075e-05 | 0 | 1.815e-05 | 1.815e-05 | 0 | 4.0206e-06 | 4.0206e-06 | 0 | 4.0206e-06
[53 empty] | 0.0057504 | 0.51988 | 0 | 0.51988 | 0.095788 | [5 empty] | 0.0057504 | 0.51988 | 0 | 0.51988 | 0.095788 | [11 empty] | WLDFR | HFTD - Distribution - Tier 3 - 3QU CoRE ¦ 4QU LoRE | Non-Red Flag Warning - Large Fires | 2049 | 0 | 7.3713 | 0.88759 | 4.1075 | 2.3763 | 1.6388 | 1.1075e-05 | 0 | 1.815e-05 | 1.815e-05 | 0 | 4.0206e-06 | 4.0206e-06 | 0 | 4.0206e-06
[53 empty] | 0.0057504 | 0.51988 | 0 | 0.51988 | 0.089521 | [5 empty] | 0.0057504 | 0.51988 | 0 | 0.51988 | 0.089521 | [11 empty] | WLDFR | HFTD - Distribution - Tier 3 - 3QU CoRE ¦ 4QU LoRE | Non-Red Flag Warning - Large Fires | 2050 | 0 | 7.3713 | 0.88759 | 4.1075 | 2.3763 | 1.6388 | 1.1075e-05 | 0 | 1.815e-05 | 1.815e-05 | 0 | 4.0206e-06 | 4.0206e-06 | 0 | 4.0206e-06
[53 empty] | 0.0057504 | 0.54576 | 0 | 0.54576 | 0.08783 | [5 empty] | 0.0057504 | 0.54576 | 0 | 0.54576 | 0.08783 | [11 empty] | WLDFR | HFTD - Distribution - Tier 3 - 3QU CoRE ¦ 4QU LoRE | Non-Red Flag Warning - Large Fires | 2051 | 0 | 7.3713 | 0.88759 | 4.1075 | 2.3763 | 1.6388 | 1.1075e-05 | 0 | 1.815e-05 | 1.815e-05 | 0 | 0 | 4.0206e-06 | 0 | 4.0206e-06
[53 empty] | 0.0057504 | 0.54576 | 0 | 0.54576 | 0.082084 | [5 empty] | 0.0057504 | 0.54576 | 0 | 0.54576 | 0.082084 | [11 empty] | WLDFR | HFTD - Distribution - Tier 3 - 3QU CoRE ¦ 4QU LoRE | Non-Red Flag Warning - Large Fires | 2052 | 0 | 7.3713 | 0.88759 | 4.1075 | 2.3763 | 1.6388 | 1.1075e-05 | 0 | 1.815e-05 | 1.815e-05 | 0 | 0.00022179 | 0 | 0 | 0
[53 empty] | 0.0057504 | 0.54576 | 0 | 0.54576 | 0.076714 | [5 empty] | 0.0057504 | 0.54576 | 0 | 0.54576 | 0.076714 | [11 empty] | WLDFR | HFTD - Distribution - Tier 3 - 3QU CoRE ¦ 4QU LoRE | Non-Red Flag Warning - Large Fires | 2053 | 0 | 7.8503 | 0.92702 | 4.3664 | 2.5569 | 1.7633 | 1.1075e-05 | 0 | 1.9529e-05 | 1.9529e-05 | 0 | 0.00022991 | 0.00022991 | 0 | 0.00022991
[53 empty] | 0.0057504 | 0.54576 | 0 | 0.54576 | 0.071696 | [5 empty] | 0 | 0 | 0 | 0 | 0 | [11 empty] | WLDFR | HFTD - Distribution - Tier 3 - 3QU CoRE ¦ 4QU LoRE | Non-Red Flag Warning - Large Fires | 2054 | 0 | 7.8503 | 0.92702 | 4.3664 | 2.5569 | 1.7633 | 1.1075e-05 | 0 | 1.9529e-05 | 1.9529e-05 | 0 | 0.00022991 | 0.00022991 | 0 | 0.00022991
[53 empty] | 0 | 0 | 0 | 0 | 0 | [5 empty] | 0 | 0 | 0 | 0 | 0 | [11 empty] | WLDFR | HFTD - Distribution - Tier 3 - 3QU CoRE ¦ 4QU LoRE | Non-Red Flag Warning - Large Fires | 2055 | 0 | 7.8503 | 0.92702 | 4.3664 | 2.5569 | 1.7633 | 1.1075e-05 | 0 | 1.9529e-05 | 1.9529e-05 | 0 | 0.00022991 | 0.00022991 | 0 | 0.00022991
[53 empty] | 0 | 0 | 0 | 0 | 0 | [5 empty] | 0.0061448 | 0.59996 | 0 | 0.59996 | 0.59996 | [11 empty] | WLDFR | HFTD - Distribution - Tier 3 - 3QU CoRE ¦ 4QU LoRE | Non-Red Flag Warning - Small Fires | 2026 | 0 | 0.080408 | 0.03759 | 0.0016314 | 0.041187 | 0.028403 | 0.0032174 | 0 | 9.1386e-05 | 9.1386e-05 | 0 | 0.00022991 | 0.00022991 | 0 | 0.00022991
[53 empty] | 0.0061448 | 0.59996 | 0 | 0.59996 | 0.56071 | [5 empty] | 0.0061448 | 0.59996 | 0 | 0.59996 | 0.56071 | [11 empty] | WLDFR | HFTD - Distribution - Tier 3 - 3QU CoRE ¦ 4QU LoRE | Non-Red Flag Warning - Small Fires | 2027 | 0 | 0.080408 | 0.03759 | 0.0016314 | 0.041187 | 0.028403 | 0.0032174 | 0 | 9.1386e-05 | 9.1386e-05 | 0 | 0.00022991 | 0.00022991 | 0 | 0.00022991
[53 empty] | 0.0061448 | 0.62195 | 0 | 0.62195 | 0.54323 | [5 empty] | 0.0061448 | 0.62195 | 0 | 0.62195 | 0.54323 | [11 empty] | WLDFR | HFTD - Distribution - Tier 3 - 3QU CoRE ¦ 4QU LoRE | Non-Red Flag Warning - Small Fires | 2028 | 0 | 0.083606 | 0.039055 | 0.001695 | 0.042856 | 0.029555 | 0.0032174 | 0 | 9.509e-05 | 9.509e-05 | 0 | 0.00024016 | 0.00024016 | 0 | 0.00024016
[53 empty] | 0.0061448 | 0.62195 | 0 | 0.62195 | 0.50769 | [5 empty] | 0.0061448 | 0.62195 | 0 | 0.62195 | 0.50769 | [11 empty] | WLDFR | HFTD - Distribution - Tier 3 - 3QU CoRE ¦ 4QU LoRE | Non-Red Flag Warning - Small Fires | 2029 | 0 | 0.083606 | 0.039055 | 0.001695 | 0.042856 | 0.029555 | 0.0032174 | 0 | 9.509e-05 | 9.509e-05 | 0 | 0.00024016 | 0.00024016 | 0 | 0.00024016
[53 empty] | 0.0061448 | 0.62195 | 0 | 0.62195 | 0.47448 | [5 empty] | 0.0061448 | 0.62195 | 0 | 0.62195 | 0.47448 | [11 empty] | WLDFR | HFTD - Distribution - Tier 3 - 3QU CoRE ¦ 4QU LoRE | Non-Red Flag Warning - Small Fires | 2030 | 0 | 0.083606 | 0.039055 | 0.001695 | 0.042856 | 0.029555 | 0.0032174 | 0 | 9.509e-05 | 9.509e-05 | 0 | 0.00024016 | 0.00024016 | 0 | 0.00024016
[53 empty] | 0.0061448 | 0.62195 | 0 | 0.62195 | 0.44344 | [5 empty] | 0.0061448 | 0.62195 | 0 | 0.62195 | 0.44344 | [11 empty] | WLDFR | HFTD - Distribution - Tier 3 - 3QU CoRE ¦ 4QU LoRE | Non-Red Flag Warning - Small Fires | 2031 | 0 | 0.083606 | 0.039055 | 0.001695 | 0.042856 | 0.029555 | 0.0032174 | 0 | 9.509e-05 | 9.509e-05 | 0 | 0.00024016 | 0.00024016 | 0 | 0.00024016
[53 empty] | 0.0061448 | 0.62195 | 0 | 0.62195 | 0.41443 | [5 empty] | 0.0061448 | 0.62195 | 0 | 0.62195 | 0.41443 | [11 empty] | WLDFR | HFTD - Distribution - Tier 3 - 3QU CoRE ¦ 4QU LoRE | Non-Red Flag Warning - Small Fires | 2032 | 0 | 0.083606 | 0.039055 | 0.001695 | 0.042856 | 0.029555 | 0.0032174 | 0 | 9.509e-05 | 9.509e-05 | 0 | 0.00024016 | 0.00024016 | 0 | 0.00024016
[53 empty] | 0.0061448 | 0.64965 | 0 | 0.64965 | 0.40457 | [5 empty] | 0.0061448 | 0.64965 | 0 | 0.64965 | 0.40457 | [11 empty] | WLDFR | HFTD - Distribution - Tier 3 - 3QU CoRE ¦ 4QU LoRE | Non-Red Flag Warning - Small Fires | 2033 | 0 | 0.087211 | 0.040679 | 0.0017655 | 0.044766 | 0.030872 | 0.0032174 | 0 | 9.9329e-05 | 9.9329e-05 | 0 | 0.00025154 | 0.00025154 | 0 | 0.00025154
[53 empty] | 0.0061448 | 0.64965 | 0 | 0.64965 | 0.3781 | [5 empty] | 0.0061448 | 0.64965 | 0 | 0.64965 | 0.3781 | [11 empty] | WLDFR | HFTD - Distribution - Tier 3 - 3QU CoRE ¦ 4QU LoRE | Non-Red Flag Warning - Small Fires | 2034 | 0 | 0.087211 | 0.040679 | 0.0017655 | 0.044766 | 0.030872 | 0.0032174 | 0 | 9.9329e-05 | 9.9329e-05 | 0 | 0.00025154 | 0.00025154 | 0 | 0.00025154
[53 empty] | 0.0061448 | 0.64965 | 0 | 0.64965 | 0.35336 | [5 empty] | 0.0061448 | 0.64965 | 0 | 0.64965 | 0.35336 | [11 empty] | WLDFR | HFTD - Distribution - Tier 3 - 3QU CoRE ¦ 4QU LoRE | Non-Red Flag Warning - Small Fires | 2035 | 0 | 0.087211 | 0.040679 | 0.0017655 | 0.044766 | 0.030872 | 0.0032174 | 0 | 9.9329e-05 | 9.9329e-05 | 0 | 0.00025154 | 0.00025154 | 0 | 0.00025154
[53 empty] | 0.0061448 | 0.64965 | 0 | 0.64965 | 0.33025 | [5 empty] | 0.0061448 | 0.64965 | 0 | 0.64965 | 0.33025 | [11 empty] | WLDFR | HFTD - Distribution - Tier 3 - 3QU CoRE ¦ 4QU LoRE | Non-Red Flag Warning - Small Fires | 2036 | 0 | 0.087211 | 0.040679 | 0.0017655 | 0.044766 | 0.030872 | 0.0032174 | 0 | 9.9329e-05 | 9.9329e-05 | 0 | 0.00025154 | 0.00025154 | 0 | 0.00025154
[53 empty] | 0.0061448 | 0.64965 | 0 | 0.64965 | 0.30864 | [5 empty] | 0.0061448 | 0.64965 | 0 | 0.64965 | 0.30864 | [11 empty] | WLDFR | HFTD - Distribution - Tier 3 - 3QU CoRE ¦ 4QU LoRE | Non-Red Flag Warning - Small Fires | 2037 | 0 | 0.087211 | 0.040679 | 0.0017655 | 0.044766 | 0.030872 | 0.0032174 | 0 | 9.9329e-05 | 9.9329e-05 | 0 | 0.00025154 | 0.00025154 | 0 | 0.00025154
[53 empty] | 0.0061448 | 0.68043 | 0 | 0.68043 | 0.30212 | [5 empty] | 0.0061448 | 0.68043 | 0 | 0.68043 | 0.30212 | [11 empty] | WLDFR | HFTD - Distribution - Tier 3 - 3QU CoRE ¦ 4QU LoRE | Non-Red Flag Warning - Small Fires | 2038 | 0 | 0.091184 | 0.042438 | 0.0018418 | 0.046905 | 0.032347 | 0.0032174 | 0 | 0.00010407 | 0.00010407 | 0 | 0.0002639 | 0.0002639 | 0 | 0.0002639
[53 empty] | 0.0061448 | 0.68043 | 0 | 0.68043 | 0.28235 | [5 empty] | 0.0061448 | 0.68043 | 0 | 0.68043 | 0.28235 | [11 empty] | WLDFR | HFTD - Distribution - Tier 3 - 3QU CoRE ¦ 4QU LoRE | Non-Red Flag Warning - Small Fires | 2039 | 0 | 0.091184 | 0.042438 | 0.0018418 | 0.046905 | 0.032347 | 0.0032174 | 0 | 0.00010407 | 0.00010407 | 0 | 0.0002639 | 0.0002639 | 0 | 0.0002639
[53 empty] | 0.0061448 | 0.68043 | 0 | 0.68043 | 0.26388 | [5 empty] | 0.0061448 | 0.68043 | 0 | 0.68043 | 0.26388 | [11 empty] | WLDFR | HFTD - Distribution - Tier 3 - 3QU CoRE ¦ 4QU LoRE | Non-Red Flag Warning - Small Fires | 2040 | 0 | 0.091184 | 0.042438 | 0.0018418 | 0.046905 | 0.032347 | 0.0032174 | 0 | 0.00010407 | 0.00010407 | 0 | 0.0002639 | 0.0002639 | 0 | 0.0002639
[53 empty] | 0.0061448 | 0.68043 | 0 | 0.68043 | 0.24662 | [5 empty] | 0.0061448 | 0.68043 | 0 | 0.68043 | 0.24662 | [11 empty] | WLDFR | HFTD - Distribution - Tier 3 - 3QU CoRE ¦ 4QU LoRE | Non-Red Flag Warning - Small Fires | 2041 | 0 | 0.091184 | 0.042438 | 0.0018418 | 0.046905 | 0.032347 | 0.0032174 | 0 | 0.00010407 | 0.00010407 | 0 | 0.0002639 | 0.0002639 | 0 | 0.0002639
[53 empty] | 0.0061448 | 0.68043 | 0 | 0.68043 | 0.23049 | [5 empty] | 0.0061448 | 0.68043 | 0 | 0.68043 | 0.23049 | [11 empty] | WLDFR | HFTD - Distribution - Tier 3 - 3QU CoRE ¦ 4QU LoRE | Non-Red Flag Warning - Small Fires | 2042 | 0 | 0.091184 | 0.042438 | 0.0018418 | 0.046905 | 0.032347 | 0.0032174 | 0 | 0.00010407 | 0.00010407 | 0 | 0.0002639 | 0.0002639 | 0 | 0.0002639
[53 empty] | 0.0061448 | 0.71385 | 0 | 0.71385 | 0.22599 | [5 empty] | 0.0061448 | 0.71385 | 0 | 0.71385 | 0.22599 | [11 empty] | WLDFR | HFTD - Distribution - Tier 3 - 3QU CoRE ¦ 4QU LoRE | Non-Red Flag Warning - Small Fires | 2043 | 0 | 0.095486 | 0.044306 | 0.0019228 | 0.049257 | 0.033969 | 0.0032174 | 0 | 0.00010929 | 0.00010929 | 0 | 0.00027707 | 0.00027707 | 0 | 0.00027707
[53 empty] | 0.0061448 | 0.71385 | 0 | 0.71385 | 0.2112 | [5 empty] | 0.0061448 | 0.71385 | 0 | 0.71385 | 0.2112 | [11 empty] | WLDFR | HFTD - Distribution - Tier 3 - 3QU CoRE ¦ 4QU LoRE | Non-Red Flag Warning - Small Fires | 2044 | 0 | 0.095486 | 0.044306 | 0.0019228 | 0.049257 | 0.033969 | 0.0032174 | 0 | 0.00010929 | 0.00010929 | 0 | 0.00027707 | 0.00027707 | 0 | 0.00027707
[53 empty] | 0.0061448 | 0.71385 | 0 | 0.71385 | 0.19738 | [5 empty] | 0.0061448 | 0.71385 | 0 | 0.71385 | 0.19738 | [11 empty] | WLDFR | HFTD - Distribution - Tier 3 - 3QU CoRE ¦ 4QU LoRE | Non-Red Flag Warning - Small Fires | 2045 | 0 | 0.095486 | 0.044306 | 0.0019228 | 0.049257 | 0.033969 | 0.0032174 | 0 | 0.00010929 | 0.00010929 | 0 | 0.00027707 | 0.00027707 | 0 | 0.00027707
[53 empty] | 0.0061448 | 0.71385 | 0 | 0.71385 | 0.18447 | [5 empty] | 0.0061448 | 0.71385 | 0 | 0.71385 | 0.18447 | [11 empty] | WLDFR | HFTD - Distribution - Tier 3 - 3QU CoRE ¦ 4QU LoRE | Non-Red Flag Warning - Small Fires | 2046 | 0 | 0.095486 | 0.044306 | 0.0019228 | 0.049257 | 0.033969 | 0.0032174 | 0 | 0.00010929 | 0.00010929 | 0 | 0.00027707 | 0.00027707 | 0 | 0.00027707
[53 empty] | 0.0061448 | 0.71385 | 0 | 0.71385 | 0.1724 | [5 empty] | 0.0061448 | 0.71385 | 0 | 0.71385 | 0.1724 | [11 empty] | WLDFR | HFTD - Distribution - Tier 3 - 3QU CoRE ¦ 4QU LoRE | Non-Red Flag Warning - Small Fires | 2047 | 0 | 0.095486 | 0.044306 | 0.0019228 | 0.049257 | 0.033969 | 0.0032174 | 0 | 0.00010929 | 0.00010929 | 0 | 0.00027707 | 0.00027707 | 0 | 0.00027707
[53 empty] | 0.0061448 | 0.74944 | 0 | 0.74944 | 0.16916 | [5 empty] | 0.0061448 | 0.74944 | 0 | 0.74944 | 0.16916 | [11 empty] | WLDFR | HFTD - Distribution - Tier 3 - 3QU CoRE ¦ 4QU LoRE | Non-Red Flag Warning - Small Fires | 2048 | 0 | 0.10007 | 0.04626 | 0.0020076 | 0.051804 | 0.035726 | 0.0032174 | 0 | 0.00011494 | 0.00011494 | 0 | 0.00029087 | 0.00029087 | 0 | 0.00029087
[53 empty] | 0.0061448 | 0.74944 | 0 | 0.74944 | 0.15809 | [5 empty] | 0.0061448 | 0.74944 | 0 | 0.74944 | 0.15809 | [11 empty] | WLDFR | HFTD - Distribution - Tier 3 - 3QU CoRE ¦ 4QU LoRE | Non-Red Flag Warning - Small Fires | 2049 | 0 | 0.10007 | 0.04626 | 0.0020076 | 0.051804 | 0.035726 | 0.0032174 | 0 | 0.00011494 | 0.00011494 | 0 | 0.00029087 | 0.00029087 | 0 | 0.00029087
[53 empty] | 0.0061448 | 0.74944 | 0 | 0.74944 | 0.14775 | [5 empty] | 0.0061448 | 0.74944 | 0 | 0.74944 | 0.14775 | [11 empty] | WLDFR | HFTD - Distribution - Tier 3 - 3QU CoRE ¦ 4QU LoRE | Non-Red Flag Warning - Small Fires | 2050 | 0 | 0.10007 | 0.04626 | 0.0020076 | 0.051804 | 0.035726 | 0.0032174 | 0 | 0.00011494 | 0.00011494 | 0 | 0.00029087 | 0.00029087 | 0 | 0.00029087
[53 empty] | 0.0061448 | 0.74944 | 0 | 0.74944 | 0.13808 | [5 empty] | 0.0061448 | 0.74944 | 0 | 0.74944 | 0.13808 | [11 empty] | WLDFR | HFTD - Distribution - Tier 3 - 3QU CoRE ¦ 4QU LoRE | Non-Red Flag Warning - Small Fires | 2051 | 0 | 0.10007 | 0.04626 | 0.0020076 | 0.051804 | 0.035726 | 0.0032174 | 0 | 0.00011494 | 0.00011494 | 0 | 0.00029087 | 0.00029087 | 0 | 0.00029087
[53 empty] | 0.0061448 | 0.74944 | 0 | 0.74944 | 0.12905 | [5 empty] | 0.0061448 | 0.74944 | 0 | 0.74944 | 0.12905 | [11 empty] | WLDFR | HFTD - Distribution - Tier 3 - 3QU CoRE ¦ 4QU LoRE | Non-Red Flag Warning - Small Fires | 2052 | 0 | 0.10007 | 0.04626 | 0.0020076 | 0.051804 | 0.035726 | 0.0032174 | 0 | 0.00011494 | 0.00011494 | 0 | 0 | 0.00029087 | 0 | 0.00029087
[53 empty] | 0.0061448 | 0.78675 | 0 | 0.78675 | 0.12661 | [5 empty] | 0.0061448 | 0.78675 | 0 | 0.78675 | 0.12661 | [11 empty] | WLDFR | HFTD - Distribution - Tier 3 - 3QU CoRE ¦ 4QU LoRE | Non-Red Flag Warning - Small Fires | 2053 | 0 | 0.10489 | 0.048274 | 0.002095 | 0.054525 | 0.037602 | 0.0032174 | 0 | 0.00012098 | 0.00012098 | 0 | 0.00030906 | 0 | 0 | 0
[53 empty] | 0.0061448 | 0.78675 | 0 | 0.78675 | 0.11833 | [5 empty] | 0.0061448 | 0.78675 | 0 | 0.78675 | 0.11833 | [11 empty] | WLDFR | HFTD - Distribution - Tier 3 - 3QU CoRE ¦ 4QU LoRE | Non-Red Flag Warning - Small Fires | 2054 | 0 | 0.10489 | 0.048274 | 0.002095 | 0.054525 | 0.037602 | 0.0032174 | 0 | 0.00012098 | 0.00012098 | 0 | 0.00032035 | 0.00032035 | 0 | 0.00032035
[53 empty] | 0.0061448 | 0.78675 | 0 | 0.78675 | 0.11059 | [5 empty] | 0.0061448 | 0.78675 | 0 | 0.78675 | 0.11059 | [11 empty] | WLDFR | HFTD - Distribution - Tier 3 - 3QU CoRE ¦ 4QU LoRE | Non-Red Flag Warning - Small Fires | 2055 | 0 | 0.10489 | 0.048274 | 0.002095 | 0.054525 | 0.037602 | 0.0032174 | 0 | 0.00012098 | 0.00012098 | 0 | 0.00032035 | 0.00032035 | 0 | 0.00032035
[53 empty] | 0.0061448 | 0.78675 | 0 | 0.78675 | 0.10335 | [5 empty] | 0 | 0 | 0 | 0 | 0 | [11 empty] | WLDFR | HFTD - Distribution - Tier 3 - 3QU CoRE ¦ 4QU LoRE | Red Flag Warning - Catastrophic Fires | 2026 | 0 | 14664.6376 | 233.2301 | 8896.516 | 5534.8915 | 3817.0051 | 2.3485e-05 | 0 | 0.089644 | 0.089644 | 0 | 0.00032035 | 0.00032035 | 0 | 0.00032035
[53 empty] | 0 | 0 | 0 | 0 | 0 | [5 empty] | 0 | 0 | 0 | 0 | 0 | [11 empty] | WLDFR | HFTD - Distribution - Tier 3 - 3QU CoRE ¦ 4QU LoRE | Red Flag Warning - Catastrophic Fires | 2027 | 0 | 14664.6376 | 233.2301 | 8896.516 | 5534.8915 | 3817.0051 | 2.3485e-05 | 0 | 0.089644 | 0.089644 | 0 | 0.00032035 | 0.00032035 | 0 | 0.00032035
[53 empty] | 0 | 0 | 0 | 0 | 0 | [5 empty] | 0.00018768 | 0.017146 | 0 | 0.017146 | 0.017146 | [11 empty] | WLDFR | HFTD - Distribution - Tier 3 - 3QU CoRE ¦ 4QU LoRE | Red Flag Warning - Catastrophic Fires | 2028 | 0 | 15317.9909 | 247.273 | 9287.6491 | 5783.0689 | 3988.1546 | 2.3485e-05 | 0 | 0.093663 | 0.093663 | 0 | 0.00032035 | 0.00032035 | 0 | 0.00032035
[53 empty] | 0.00018768 | 0.017146 | 0 | 0.017146 | 0.016024 | [5 empty] | 0.00018768 | 0.017146 | 0 | 0.017146 | 0.016024 | [11 empty] | WLDFR | HFTD - Distribution - Tier 3 - 3QU CoRE ¦ 4QU LoRE | Red Flag Warning - Catastrophic Fires | 2029 | 0 | 15317.9909 | 247.273 | 9287.6491 | 5783.0689 | 3988.1546 | 2.3485e-05 | 0 | 0.093663 | 0.093663 | 0 | 0.00033456 | 0.00033456 | 0 | 0.00033456
[53 empty] | 0.00018768 | 0.017774 | 0 | 0.017774 | 0.015525 | [5 empty] | 0.00018768 | 0.017774 | 0 | 0.017774 | 0.015525 | [11 empty] | WLDFR | HFTD - Distribution - Tier 3 - 3QU CoRE ¦ 4QU LoRE | Red Flag Warning - Catastrophic Fires | 2030 | 0 | 15317.9909 | 247.273 | 9287.6491 | 5783.0689 | 3988.1546 | 2.3485e-05 | 0 | 0.093663 | 0.093663 | 0 | 0.00033456 | 0.00033456 | 0 | 0.00033456
[53 empty] | 0.00018768 | 0.017774 | 0 | 0.017774 | 0.014509 | [5 empty] | 0.00018768 | 0.017774 | 0 | 0.017774 | 0.014509 | [11 empty] | WLDFR | HFTD - Distribution - Tier 3 - 3QU CoRE ¦ 4QU LoRE | Red Flag Warning - Catastrophic Fires | 2031 | 0 | 15317.9909 | 247.273 | 9287.6491 | 5783.0689 | 3988.1546 | 2.3485e-05 | 0 | 0.093663 | 0.093663 | 0 | 0.00033456 | 0.00033456 | 0 | 0.00033456
[53 empty] | 0.00018768 | 0.017774 | 0 | 0.017774 | 0.01356 | [5 empty] | 0.00018768 | 0.017774 | 0 | 0.017774 | 0.01356 | [11 empty] | WLDFR | HFTD - Distribution - Tier 3 - 3QU CoRE ¦ 4QU LoRE | Red Flag Warning - Catastrophic Fires | 2032 | 0 | 15317.9909 | 247.273 | 9287.6491 | 5783.0689 | 3988.1546 | 2.3485e-05 | 0 | 0.093663 | 0.093663 | 0 | 0.00033456 | 0.00033456 | 0 | 0.00033456
[53 empty] | 0.00018768 | 0.017774 | 0 | 0.017774 | 0.012673 | [5 empty] | 0.00018768 | 0.017774 | 0 | 0.017774 | 0.012673 | [11 empty] | WLDFR | HFTD - Distribution - Tier 3 - 3QU CoRE ¦ 4QU LoRE | Red Flag Warning - Catastrophic Fires | 2033 | 0 | 16044.1264 | 263.1074 | 9721.74 | 6059.2791 | 4178.6364 | 2.3485e-05 | 0 | 0.098137 | 0.098137 | 0 | 0.00033456 | 0.00033456 | 0 | 0.00033456
[53 empty] | 0.00018768 | 0.017774 | 0 | 0.017774 | 0.011844 | [5 empty] | 0.00018768 | 0.017774 | 0 | 0.017774 | 0.011844 | [11 empty] | WLDFR | HFTD - Distribution - Tier 3 - 3QU CoRE ¦ 4QU LoRE | Red Flag Warning - Catastrophic Fires | 2034 | 0 | 16044.1264 | 263.1074 | 9721.74 | 6059.2791 | 4178.6364 | 2.3485e-05 | 0 | 0.098137 | 0.098137 | 0 | 0.00035035 | 0.00035035 | 0 | 0.00035035
[53 empty] | 0.00018768 | 0.018566 | 0 | 0.018566 | 0.011562 | [5 empty] | 0.00018768 | 0.018566 | 0 | 0.018566 | 0.011562 | [11 empty] | WLDFR | HFTD - Distribution - Tier 3 - 3QU CoRE ¦ 4QU LoRE | Red Flag Warning - Catastrophic Fires | 2035 | 0 | 16044.1264 | 263.1074 | 9721.74 | 6059.2791 | 4178.6364 | 2.3485e-05 | 0 | 0.098137 | 0.098137 | 0 | 0.00035035 | 0.00035035 | 0 | 0.00035035
[53 empty] | 0.00018768 | 0.018566 | 0 | 0.018566 | 0.010805 | [5 empty] | 0.00018768 | 0.018566 | 0 | 0.018566 | 0.010805 | [11 empty] | WLDFR | HFTD - Distribution - Tier 3 - 3QU CoRE ¦ 4QU LoRE | Red Flag Warning - Catastrophic Fires | 2036 | 0 | 16044.1264 | 263.1074 | 9721.74 | 6059.2791 | 4178.6364 | 2.3485e-05 | 0 | 0.098137 | 0.098137 | 0 | 0.00035035 | 0.00035035 | 0 | 0.00035035
[53 empty] | 0.00018768 | 0.018566 | 0 | 0.018566 | 0.010098 | [5 empty] | 0.00018768 | 0.018566 | 0 | 0.018566 | 0.010098 | [11 empty] | WLDFR | HFTD - Distribution - Tier 3 - 3QU CoRE ¦ 4QU LoRE | Red Flag Warning - Catastrophic Fires | 2037 | 0 | 16044.1264 | 263.1074 | 9721.74 | 6059.2791 | 4178.6364 | 2.3485e-05 | 0 | 0.098137 | 0.098137 | 0 | 0.00035035 | 0.00035035 | 0 | 0.00035035
[53 empty] | 0.00018768 | 0.018566 | 0 | 0.018566 | 0.0094378 | [5 empty] | 0.00018768 | 0.018566 | 0 | 0.018566 | 0.0094378 | [11 empty] | WLDFR | HFTD - Distribution - Tier 3 - 3QU CoRE ¦ 4QU LoRE | Red Flag Warning - Catastrophic Fires | 2038 | 0 | 16832.3912 | 280.5544 | 10192.2718 | 6359.5651 | 4385.7214 | 2.3485e-05 | 0 | 0.103 | 0.103 | 0 | 0.00035035 | 0.00035035 | 0 | 0.00035035
[53 empty] | 0.00018768 | 0.018566 | 0 | 0.018566 | 0.0088204 | [5 empty] | 0.00018768 | 0.018566 | 0 | 0.018566 | 0.0088204 | [11 empty] | WLDFR | HFTD - Distribution - Tier 3 - 3QU CoRE ¦ 4QU LoRE | Red Flag Warning - Catastrophic Fires | 2039 | 0 | 16832.3912 | 280.5544 | 10192.2718 | 6359.5651 | 4385.7214 | 2.3485e-05 | 0 | 0.103 | 0.103 | 0 | 0.00036747 | 0.00036747 | 0 | 0.00036747
[53 empty] | 0.00018768 | 0.019445 | 0 | 0.019445 | 0.008634 | [5 empty] | 0.00018768 | 0.019445 | 0 | 0.019445 | 0.008634 | [11 empty] | WLDFR | HFTD - Distribution - Tier 3 - 3QU CoRE ¦ 4QU LoRE | Red Flag Warning - Catastrophic Fires | 2040 | 0 | 16832.3912 | 280.5544 | 10192.2718 | 6359.5651 | 4385.7214 | 2.3485e-05 | 0 | 0.103 | 0.103 | 0 | 0.00036747 | 0.00036747 | 0 | 0.00036747
[53 empty] | 0.00018768 | 0.019445 | 0 | 0.019445 | 0.0080691 | [5 empty] | 0.00018768 | 0.019445 | 0 | 0.019445 | 0.0080691 | [11 empty] | WLDFR | HFTD - Distribution - Tier 3 - 3QU CoRE ¦ 4QU LoRE | Red Flag Warning - Catastrophic Fires | 2041 | 0 | 16832.3912 | 280.5544 | 10192.2718 | 6359.5651 | 4385.7214 | 2.3485e-05 | 0 | 0.103 | 0.103 | 0 | 0.00036747 | 0.00036747 | 0 | 0.00036747
[53 empty] | 0.00018768 | 0.019445 | 0 | 0.019445 | 0.0075413 | [5 empty] | 0.00018768 | 0.019445 | 0 | 0.019445 | 0.0075413 | [11 empty] | WLDFR | HFTD - Distribution - Tier 3 - 3QU CoRE ¦ 4QU LoRE | Red Flag Warning - Catastrophic Fires | 2042 | 0 | 16832.3912 | 280.5544 | 10192.2718 | 6359.5651 | 4385.7214 | 2.3485e-05 | 0 | 0.103 | 0.103 | 0 | 0.00036747 | 0.00036747 | 0 | 0.00036747
[53 empty] | 0.00018768 | 0.019445 | 0 | 0.019445 | 0.0070479 | [5 empty] | 0.00018768 | 0.019445 | 0 | 0.019445 | 0.0070479 | [11 empty] | WLDFR | HFTD - Distribution - Tier 3 - 3QU CoRE ¦ 4QU LoRE | Red Flag Warning - Catastrophic Fires | 2043 | 0 | 17672.0852 | 299.42 | 10692.7362 | 6679.929 | 4606.6527 | 2.3485e-05 | 0 | 0.10819 | 0.10819 | 0 | 0.00036747 | 0.00036747 | 0 | 0.00036747
[53 empty] | 0.00018768 | 0.019445 | 0 | 0.019445 | 0.0065868 | [5 empty] | 0.00018768 | 0.019445 | 0 | 0.019445 | 0.0065868 | [11 empty] | WLDFR | HFTD - Distribution - Tier 3 - 3QU CoRE ¦ 4QU LoRE | Red Flag Warning - Catastrophic Fires | 2044 | 0 | 17672.0852 | 299.42 | 10692.7362 | 6679.929 | 4606.6527 | 2.3485e-05 | 0 | 0.10819 | 0.10819 | 0 | 0.0003857 | 0.0003857 | 0 | 0.0003857
[53 empty] | 0.00018768 | 0.0204 | 0 | 0.0204 | 0.0064582 | [5 empty] | 0.00018768 | 0.0204 | 0 | 0.0204 | 0.0064582 | [11 empty] | WLDFR | HFTD - Distribution - Tier 3 - 3QU CoRE ¦ 4QU LoRE | Red Flag Warning - Catastrophic Fires | 2045 | 0 | 17672.0852 | 299.42 | 10692.7362 | 6679.929 | 4606.6527 | 2.3485e-05 | 0 | 0.10819 | 0.10819 | 0 | 0.0003857 | 0.0003857 | 0 | 0.0003857
[53 empty] | 0.00018768 | 0.0204 | 0 | 0.0204 | 0.0060357 | [5 empty] | 0.00018768 | 0.0204 | 0 | 0.0204 | 0.0060357 | [11 empty] | WLDFR | HFTD - Distribution - Tier 3 - 3QU CoRE ¦ 4QU LoRE | Red Flag Warning - Catastrophic Fires | 2046 | 0 | 17672.0852 | 299.42 | 10692.7362 | 6679.929 | 4606.6527 | 2.3485e-05 | 0 | 0.10819 | 0.10819 | 0 | 0.0003857 | 0.0003857 | 0 | 0.0003857
[53 empty] | 0.00018768 | 0.0204 | 0 | 0.0204 | 0.0056409 | [5 empty] | 0.00018768 | 0.0204 | 0 | 0.0204 | 0.0056409 | [11 empty] | WLDFR | HFTD - Distribution - Tier 3 - 3QU CoRE ¦ 4QU LoRE | Red Flag Warning - Catastrophic Fires | 2047 | 0 | 17672.0852 | 299.42 | 10692.7362 | 6679.929 | 4606.6527 | 2.3485e-05 | 0 | 0.10819 | 0.10819 | 0 | 0.0003857 | 0.0003857 | 0 | 0.0003857
[53 empty] | 0.00018768 | 0.0204 | 0 | 0.0204 | 0.0052718 | [5 empty] | 0.00018768 | 0.0204 | 0 | 0.0204 | 0.0052718 | [11 empty] | WLDFR | HFTD - Distribution - Tier 3 - 3QU CoRE ¦ 4QU LoRE | Red Flag Warning - Catastrophic Fires | 2048 | 0 | 18552.3348 | 319.4911 | 11216.5626 | 7016.281 | 4838.6098 | 2.3485e-05 | 0 | 0.11364 | 0.11364 | 0 | 0.0003857 | 0.0003857 | 0 | 0.0003857
[53 empty] | 0.00018768 | 0.0204 | 0 | 0.0204 | 0.0049269 | [5 empty] | 0.00018768 | 0.0204 | 0 | 0.0204 | 0.0049269 | [11 empty] | WLDFR | HFTD - Distribution - Tier 3 - 3QU CoRE ¦ 4QU LoRE | Red Flag Warning - Catastrophic Fires | 2049 | 0 | 18552.3348 | 319.4911 | 11216.5626 | 7016.281 | 4838.6098 | 2.3485e-05 | 0 | 0.11364 | 0.11364 | 0 | 0.00040478 | 0.00040478 | 0 | 0.00040478
[53 empty] | 0.00018768 | 0.021418 | 0 | 0.021418 | 0.0048342 | [5 empty] | 0.00018768 | 0.021418 | 0 | 0.021418 | 0.0048342 | [11 empty] | WLDFR | HFTD - Distribution - Tier 3 - 3QU CoRE ¦ 4QU LoRE | Red Flag Warning - Catastrophic Fires | 2050 | 0 | 18552.3348 | 319.4911 | 11216.5626 | 7016.281 | 4838.6098 | 2.3485e-05 | 0 | 0.11364 | 0.11364 | 0 | 0.00040478 | 0.00040478 | 0 | 0.00040478
[53 empty] | 0.00018768 | 0.021418 | 0 | 0.021418 | 0.004518 | [5 empty] | 0.00018768 | 0.021418 | 0 | 0.021418 | 0.004518 | [11 empty] | WLDFR | HFTD - Distribution - Tier 3 - 3QU CoRE ¦ 4QU LoRE | Red Flag Warning - Catastrophic Fires | 2051 | 0 | 18552.3348 | 319.4911 | 11216.5626 | 7016.281 | 4838.6098 | 2.3485e-05 | 0 | 0.11364 | 0.11364 | 0 | 0.00040478 | 0.00040478 | 0 | 0.00040478
[53 empty] | 0.00018768 | 0.021418 | 0 | 0.021418 | 0.0042224 | [5 empty] | 0.00018768 | 0.021418 | 0 | 0.021418 | 0.0042224 | [11 empty] | WLDFR | HFTD - Distribution - Tier 3 - 3QU CoRE ¦ 4QU LoRE | Red Flag Warning - Catastrophic Fires | 2052 | 0 | 18552.3348 | 319.4911 | 11216.5626 | 7016.281 | 4838.6098 | 2.3485e-05 | 0 | 0.11364 | 0.11364 | 0 | 0.00040478 | 0.00040478 | 0 | 0.00040478
[53 empty] | 0.00018768 | 0.021418 | 0 | 0.021418 | 0.0039462 | [5 empty] | 0.00018768 | 0.021418 | 0 | 0.021418 | 0.0039462 | [11 empty] | WLDFR | HFTD - Distribution - Tier 3 - 3QU CoRE ¦ 4QU LoRE | Red Flag Warning - Catastrophic Fires | 2053 | 0 | 19462.1283 | 340.5356 | 11757.1413 | 7364.4514 | 5078.7171 | 2.3485e-05 | 0 | 0.11928 | 0.11928 | 0 | 0 | 0.00040478 | 0 | 0.00040478
[53 empty] | 0.00018768 | 0.021418 | 0 | 0.021418 | 0.003688 | [5 empty] | 0.00018768 | 0.021418 | 0 | 0.021418 | 0.003688 | [11 empty] | WLDFR | HFTD - Distribution - Tier 3 - 3QU CoRE ¦ 4QU LoRE | Red Flag Warning - Catastrophic Fires | 2054 | 0 | 19462.1283 | 340.5356 | 11757.1413 | 7364.4514 | 5078.7171 | 2.3485e-05 | 0 | 0.11928 | 0.11928 | 0 | 3.3952e-06 | 0 | 0 | 0
[53 empty] | 0.00018768 | 0.022484 | 0 | 0.022484 | 0.0036183 | [5 empty] | 0.00018768 | 0.022484 | 0 | 0.022484 | 0.0036183 | [11 empty] | WLDFR | HFTD - Distribution - Tier 3 - 3QU CoRE ¦ 4QU LoRE | Red Flag Warning - Catastrophic Fires | 2055 | 0 | 19462.1283 | 340.5356 | 11757.1413 | 7364.4514 | 5078.7171 | 2.3485e-05 | 0 | 0.11928 | 0.11928 | 0 | 3.5471e-06 | 3.5471e-06 | 0 | 3.5471e-06
[53 empty] | 0.00018768 | 0.022484 | 0 | 0.022484 | 0.0033816 | [5 empty] | 0.00018768 | 0.022484 | 0 | 0.022484 | 0.0033816 | [11 empty] | WLDFR | HFTD - Distribution - Tier 3 - 3QU CoRE ¦ 4QU LoRE | Red Flag Warning - Large Fires | 2026 | 0 | 5.475 | 0.71896 | 3.0715 | 1.6846 | 1.1617 | 2.412e-05 | 0 | 2.8021e-05 | 2.8021e-05 | 0 | 3.5471e-06 | 3.5471e-06 | 0 | 3.5471e-06
[53 empty] | 0.00018768 | 0.022484 | 0 | 0.022484 | 0.0031604 | [5 empty] | 0.00018768 | 0.022484 | 0 | 0.022484 | 0.0031604 | [11 empty] | WLDFR | HFTD - Distribution - Tier 3 - 3QU CoRE ¦ 4QU LoRE | Red Flag Warning - Large Fires | 2027 | 0 | 5.475 | 0.71896 | 3.0715 | 1.6846 | 1.1617 | 2.412e-05 | 0 | 2.8021e-05 | 2.8021e-05 | 0 | 3.5471e-06 | 3.5471e-06 | 0 | 3.5471e-06
[53 empty] | 0.00018768 | 0.022484 | 0 | 0.022484 | 0.0029536 | [5 empty] | 0 | 0 | 0 | 0 | 0 | [11 empty] | WLDFR | HFTD - Distribution - Tier 3 - 3QU CoRE ¦ 4QU LoRE | Red Flag Warning - Large Fires | 2028 | 0 | 5.777 | 0.74734 | 3.238 | 1.7917 | 1.2356 | 2.412e-05 | 0 | 2.9803e-05 | 2.9803e-05 | 0 | 3.5471e-06 | 3.5471e-06 | 0 | 3.5471e-06
[53 empty] | 0 | 0 | 0 | 0 | 0 | [5 empty] | 0 | 0 | 0 | 0 | 0 | [11 empty] | WLDFR | HFTD - Distribution - Tier 3 - 3QU CoRE ¦ 4QU LoRE | Red Flag Warning - Large Fires | 2029 | 0 | 5.777 | 0.74734 | 3.238 | 1.7917 | 1.2356 | 2.412e-05 | 0 | 2.9803e-05 | 2.9803e-05 | 0 | 3.5471e-06 | 3.5471e-06 | 0 | 3.5471e-06
[53 empty] | 0 | 0 | 0 | 0 | 0 | [5 empty] | 0.10631 | 0.80501 | 0 | 0.80501 | 0.80501 | [11 empty] | WLDFR | HFTD - Distribution - Tier 3 - 3QU CoRE ¦ 4QU LoRE | Red Flag Warning - Large Fires | 2030 | 0 | 5.777 | 0.74734 | 3.238 | 1.7917 | 1.2356 | 2.412e-05 | 0 | 2.9803e-05 | 2.9803e-05 | 0 | 3.7428e-06 | 3.7428e-06 | 0 | 3.7428e-06
[53 empty] | 0.10631 | 0.80501 | 0 | 0.80501 | 0.75235 | [5 empty] | 0.10631 | 0.80501 | 0 | 0.80501 | 0.75235 | [11 empty] | WLDFR | HFTD - Distribution - Tier 3 - 3QU CoRE ¦ 4QU LoRE | Red Flag Warning - Large Fires | 2031 | 0 | 5.777 | 0.74734 | 3.238 | 1.7917 | 1.2356 | 2.412e-05 | 0 | 2.9803e-05 | 2.9803e-05 | 0 | 3.7428e-06 | 3.7428e-06 | 0 | 3.7428e-06
[53 empty] | 0.10631 | 0.83454 | 0 | 0.83454 | 0.72892 | [5 empty] | 0.10631 | 0.83454 | 0 | 0.83454 | 0.72892 | [11 empty] | WLDFR | HFTD - Distribution - Tier 3 - 3QU CoRE ¦ 4QU LoRE | Red Flag Warning - Large Fires | 2032 | 0 | 5.777 | 0.74734 | 3.238 | 1.7917 | 1.2356 | 2.412e-05 | 0 | 2.9803e-05 | 2.9803e-05 | 0 | 3.7428e-06 | 3.7428e-06 | 0 | 3.7428e-06
[53 empty] | 0.10631 | 0.83454 | 0 | 0.83454 | 0.68123 | [5 empty] | 0.10631 | 0.83454 | 0 | 0.83454 | 0.68123 | [11 empty] | WLDFR | HFTD - Distribution - Tier 3 - 3QU CoRE ¦ 4QU LoRE | Red Flag Warning - Large Fires | 2033 | 0 | 6.1205 | 0.77885 | 3.4265 | 1.9151 | 1.3207 | 2.412e-05 | 0 | 3.1856e-05 | 3.1856e-05 | 0 | 3.7428e-06 | 3.7428e-06 | 0 | 3.7428e-06
[53 empty] | 0.10631 | 0.83454 | 0 | 0.83454 | 0.63666 | [5 empty] | 0.10631 | 0.83454 | 0 | 0.83454 | 0.63666 | [11 empty] | WLDFR | HFTD - Distribution - Tier 3 - 3QU CoRE ¦ 4QU LoRE | Red Flag Warning - Large Fires | 2034 | 0 | 6.1205 | 0.77885 | 3.4265 | 1.9151 | 1.3207 | 2.412e-05 | 0 | 3.1856e-05 | 3.1856e-05 | 0 | 3.7428e-06 | 3.7428e-06 | 0 | 3.7428e-06
[53 empty] | 0.10631 | 0.83454 | 0 | 0.83454 | 0.59501 | [5 empty] | 0.10631 | 0.83454 | 0 | 0.83454 | 0.59501 | [11 empty] | WLDFR | HFTD - Distribution - Tier 3 - 3QU CoRE ¦ 4QU LoRE | Red Flag Warning - Large Fires | 2035 | 0 | 6.1205 | 0.77885 | 3.4265 | 1.9151 | 1.3207 | 2.412e-05 | 0 | 3.1856e-05 | 3.1856e-05 | 0 | 3.9653e-06 | 3.9653e-06 | 0 | 3.9653e-06
[53 empty] | 0.10631 | 0.83454 | 0 | 0.83454 | 0.55609 | [5 empty] | 0.10631 | 0.83454 | 0 | 0.83454 | 0.55609 | [11 empty] | WLDFR | HFTD - Distribution - Tier 3 - 3QU CoRE ¦ 4QU LoRE | Red Flag Warning - Large Fires | 2036 | 0 | 6.1205 | 0.77885 | 3.4265 | 1.9151 | 1.3207 | 2.412e-05 | 0 | 3.1856e-05 | 3.1856e-05 | 0 | 3.9653e-06 | 3.9653e-06 | 0 | 3.9653e-06
[53 empty] | 0.10631 | 0.87174 | 0 | 0.87174 | 0.54288 | [5 empty] | 0.10631 | 0.87174 | 0 | 0.87174 | 0.54288 | [11 empty] | WLDFR | HFTD - Distribution - Tier 3 - 3QU CoRE ¦ 4QU LoRE | Red Flag Warning - Large Fires | 2037 | 0 | 6.1205 | 0.77885 | 3.4265 | 1.9151 | 1.3207 | 2.412e-05 | 0 | 3.1856e-05 | 3.1856e-05 | 0 | 3.9653e-06 | 3.9653e-06 | 0 | 3.9653e-06
[53 empty] | 0.10631 | 0.87174 | 0 | 0.87174 | 0.50736 | [5 empty] | 0.10631 | 0.87174 | 0 | 0.87174 | 0.50736 | [11 empty] | WLDFR | HFTD - Distribution - Tier 3 - 3QU CoRE ¦ 4QU LoRE | Red Flag Warning - Large Fires | 2038 | 0 | 6.5028 | 0.81304 | 3.6355 | 2.0543 | 1.4167 | 2.412e-05 | 0 | 3.417e-05 | 3.417e-05 | 0 | 3.9653e-06 | 3.9653e-06 | 0 | 3.9653e-06
[53 empty] | 0.10631 | 0.87174 | 0 | 0.87174 | 0.47417 | [5 empty] | 0.10631 | 0.87174 | 0 | 0.87174 | 0.47417 | [11 empty] | WLDFR | HFTD - Distribution - Tier 3 - 3QU CoRE ¦ 4QU LoRE | Red Flag Warning - Large Fires | 2039 | 0 | 6.5028 | 0.81304 | 3.6355 | 2.0543 | 1.4167 | 2.412e-05 | 0 | 3.417e-05 | 3.417e-05 | 0 | 3.9653e-06 | 3.9653e-06 | 0 | 3.9653e-06
[53 empty] | 0.10631 | 0.87174 | 0 | 0.87174 | 0.44315 | [5 empty] | 0.10631 | 0.87174 | 0 | 0.87174 | 0.44315 | [11 empty] | WLDFR | HFTD - Distribution - Tier 3 - 3QU CoRE ¦ 4QU LoRE | Red Flag Warning - Large Fires | 2040 | 0 | 6.5028 | 0.81304 | 3.6355 | 2.0543 | 1.4167 | 2.412e-05 | 0 | 3.417e-05 | 3.417e-05 | 0 | 4.213e-06 | 4.213e-06 | 0 | 4.213e-06
[53 empty] | 0.10631 | 0.87174 | 0 | 0.87174 | 0.41416 | [5 empty] | 0.10631 | 0.87174 | 0 | 0.87174 | 0.41416 | [11 empty] | WLDFR | HFTD - Distribution - Tier 3 - 3QU CoRE ¦ 4QU LoRE | Red Flag Warning - Large Fires | 2041 | 0 | 6.5028 | 0.81304 | 3.6355 | 2.0543 | 1.4167 | 2.412e-05 | 0 | 3.417e-05 | 3.417e-05 | 0 | 4.213e-06 | 4.213e-06 | 0 | 4.213e-06
[53 empty] | 0.10631 | 0.91311 | 0 | 0.91311 | 0.40543 | [5 empty] | 0.10631 | 0.91311 | 0 | 0.91311 | 0.40543 | [11 empty] | WLDFR | HFTD - Distribution - Tier 3 - 3QU CoRE ¦ 4QU LoRE | Red Flag Warning - Large Fires | 2042 | 0 | 6.5028 | 0.81304 | 3.6355 | 2.0543 | 1.4167 | 2.412e-05 | 0 | 3.417e-05 | 3.417e-05 | 0 | 4.213e-06 | 4.213e-06 | 0 | 4.213e-06
[53 empty] | 0.10631 | 0.91311 | 0 | 0.91311 | 0.37891 | [5 empty] | 0.10631 | 0.91311 | 0 | 0.91311 | 0.37891 | [11 empty] | WLDFR | HFTD - Distribution - Tier 3 - 3QU CoRE ¦ 4QU LoRE | Red Flag Warning - Large Fires | 2043 | 0 | 6.9209 | 0.84944 | 3.8632 | 2.2083 | 1.5229 | 2.412e-05 | 0 | 3.6732e-05 | 3.6732e-05 | 0 | 4.213e-06 | 4.213e-06 | 0 | 4.213e-06
[53 empty] | 0.10631 | 0.91311 | 0 | 0.91311 | 0.35412 | [5 empty] | 0.10631 | 0.91311 | 0 | 0.91311 | 0.35412 | [11 empty] | WLDFR | HFTD - Distribution - Tier 3 - 3QU CoRE ¦ 4QU LoRE | Red Flag Warning - Large Fires | 2044 | 0 | 6.9209 | 0.84944 | 3.8632 | 2.2083 | 1.5229 | 2.412e-05 | 0 | 3.6732e-05 | 3.6732e-05 | 0 | 4.213e-06 | 4.213e-06 | 0 | 4.213e-06
[53 empty] | 0.10631 | 0.91311 | 0 | 0.91311 | 0.33095 | [5 empty] | 0.10631 | 0.91311 | 0 | 0.91311 | 0.33095 | [11 empty] | WLDFR | HFTD - Distribution - Tier 3 - 3QU CoRE ¦ 4QU LoRE | Red Flag Warning - Large Fires | 2045 | 0 | 6.9209 | 0.84944 | 3.8632 | 2.2083 | 1.5229 | 2.412e-05 | 0 | 3.6732e-05 | 3.6732e-05 | 0 | 4.4839e-06 | 4.4839e-06 | 0 | 4.4839e-06
[53 empty] | 0.10631 | 0.91311 | 0 | 0.91311 | 0.3093 | [5 empty] | 0.10631 | 0.91311 | 0 | 0.91311 | 0.3093 | [11 empty] | WLDFR | HFTD - Distribution - Tier 3 - 3QU CoRE ¦ 4QU LoRE | Red Flag Warning - Large Fires | 2046 | 0 | 6.9209 | 0.84944 | 3.8632 | 2.2083 | 1.5229 | 2.412e-05 | 0 | 3.6732e-05 | 3.6732e-05 | 0 | 4.4839e-06 | 4.4839e-06 | 0 | 4.4839e-06
[53 empty] | 0.10631 | 0.95803 | 0 | 0.95803 | 0.30329 | [5 empty] | 0.10631 | 0.95803 | 0 | 0.95803 | 0.30329 | [11 empty] | WLDFR | HFTD - Distribution - Tier 3 - 3QU CoRE ¦ 4QU LoRE | Red Flag Warning - Large Fires | 2047 | 0 | 6.9209 | 0.84944 | 3.8632 | 2.2083 | 1.5229 | 2.412e-05 | 0 | 3.6732e-05 | 3.6732e-05 | 0 | 4.4839e-06 | 4.4839e-06 | 0 | 4.4839e-06
[53 empty] | 0.10631 | 0.95803 | 0 | 0.95803 | 0.28345 | [5 empty] | 0.10631 | 0.95803 | 0 | 0.95803 | 0.28345 | [11 empty] | WLDFR | HFTD - Distribution - Tier 3 - 3QU CoRE ¦ 4QU LoRE | Red Flag Warning - Large Fires | 2048 | 0 | 7.3713 | 0.88759 | 4.1075 | 2.3763 | 1.6388 | 2.412e-05 | 0 | 3.9526e-05 | 3.9526e-05 | 0 | 4.4839e-06 | 4.4839e-06 | 0 | 4.4839e-06
[53 empty] | 0.10631 | 0.95803 | 0 | 0.95803 | 0.2649 | [5 empty] | 0.10631 | 0.95803 | 0 | 0.95803 | 0.2649 | [11 empty] | WLDFR | HFTD - Distribution - Tier 3 - 3QU CoRE ¦ 4QU LoRE | Red Flag Warning - Large Fires | 2049 | 0 | 7.3713 | 0.88759 | 4.1075 | 2.3763 | 1.6388 | 2.412e-05 | 0 | 3.9526e-05 | 3.9526e-05 | 0 | 4.4839e-06 | 4.4839e-06 | 0 | 4.4839e-06
[53 empty] | 0.10631 | 0.95803 | 0 | 0.95803 | 0.24757 | [5 empty] | 0.10631 | 0.95803 | 0 | 0.95803 | 0.24757 | [11 empty] | WLDFR | HFTD - Distribution - Tier 3 - 3QU CoRE ¦ 4QU LoRE | Red Flag Warning - Large Fires | 2050 | 0 | 7.3713 | 0.88759 | 4.1075 | 2.3763 | 1.6388 | 2.412e-05 | 0 | 3.9526e-05 | 3.9526e-05 | 0 | 4.7757e-06 | 4.7757e-06 | 0 | 4.7757e-06
[53 empty] | 0.10631 | 0.95803 | 0 | 0.95803 | 0.23138 | [5 empty] | 0.10631 | 0.95803 | 0 | 0.95803 | 0.23138 | [11 empty] | WLDFR | HFTD - Distribution - Tier 3 - 3QU CoRE ¦ 4QU LoRE | Red Flag Warning - Large Fires | 2051 | 0 | 7.3713 | 0.88759 | 4.1075 | 2.3763 | 1.6388 | 2.412e-05 | 0 | 3.9526e-05 | 3.9526e-05 | 0 | 4.7757e-06 | 4.7757e-06 | 0 | 4.7757e-06
[53 empty] | 0.10631 | 1.0059 | 0 | 1.0059 | 0.22705 | [5 empty] | 0.10631 | 1.0059 | 0 | 1.0059 | 0.22705 | [11 empty] | WLDFR | HFTD - Distribution - Tier 3 - 3QU CoRE ¦ 4QU LoRE | Red Flag Warning - Large Fires | 2052 | 0 | 7.3713 | 0.88759 | 4.1075 | 2.3763 | 1.6388 | 2.412e-05 | 0 | 3.9526e-05 | 3.9526e-05 | 0 | 4.7757e-06 | 4.7757e-06 | 0 | 4.7757e-06
[53 empty] | 0.10631 | 1.0059 | 0 | 1.0059 | 0.21219 | [5 empty] | 0.10631 | 1.0059 | 0 | 1.0059 | 0.21219 | [11 empty] | WLDFR | HFTD - Distribution - Tier 3 - 3QU CoRE ¦ 4QU LoRE | Red Flag Warning - Large Fires | 2053 | 0 | 7.8503 | 0.92702 | 4.3664 | 2.5569 | 1.7633 | 2.412e-05 | 0 | 4.253e-05 | 4.253e-05 | 0 | 4.7757e-06 | 4.7757e-06 | 0 | 4.7757e-06
[53 empty] | 0.10631 | 1.0059 | 0 | 1.0059 | 0.19831 | [5 empty] | 0.10631 | 1.0059 | 0 | 1.0059 | 0.19831 | [11 empty] | WLDFR | HFTD - Distribution - Tier 3 - 3QU CoRE ¦ 4QU LoRE | Red Flag Warning - Large Fires | 2054 | 0 | 7.8503 | 0.92702 | 4.3664 | 2.5569 | 1.7633 | 2.412e-05 | 0 | 4.253e-05 | 4.253e-05 | 0 | 0 | 4.7757e-06 | 0 | 4.7757e-06
[53 empty] | 0.10631 | 1.0059 | 0 | 1.0059 | 0.18534 | [5 empty] | 0.10631 | 1.0059 | 0 | 1.0059 | 0.18534 | [11 empty] | WLDFR | HFTD - Distribution - Tier 3 - 3QU CoRE ¦ 4QU LoRE | Red Flag Warning - Large Fires | 2055 | 0 | 7.8503 | 0.92702 | 4.3664 | 2.5569 | 1.7633 | 2.412e-05 | 0 | 4.253e-05 | 4.253e-05 | 0 | 1.3933e-05 | 0 | 0 | 0
[53 empty] | 0.10631 | 1.0059 | 0 | 1.0059 | 0.17321 | [5 empty] | 0.10631 | 1.0059 | 0 | 1.0059 | 0.17321 | [11 empty] | WLDFR | HFTD - Distribution - Tier 3 - 3QU CoRE ¦ 4QU LoRE | Red Flag Warning - Small Fires | 2026 | 0 | 0.080408 | 0.03759 | 0.0016314 | 0.041187 | 0.028403 | 0.00048846 | 0 | 1.3874e-05 | 1.3874e-05 | 0 | 1.4382e-05 | 1.4382e-05 | 0 | 1.4382e-05
[53 empty] | 0.10631 | 1.0561 | 0 | 1.0561 | 0.16996 | [5 empty] | 0.10631 | 1.0561 | 0 | 1.0561 | 0.16996 | [11 empty] | WLDFR | HFTD - Distribution - Tier 3 - 3QU CoRE ¦ 4QU LoRE | Red Flag Warning - Small Fires | 2027 | 0 | 0.080408 | 0.03759 | 0.0016314 | 0.041187 | 0.028403 | 0.00048846 | 0 | 1.3874e-05 | 1.3874e-05 | 0 | 1.4382e-05 | 1.4382e-05 | 0 | 1.4382e-05
[53 empty] | 0.10631 | 1.0561 | 0 | 1.0561 | 0.15884 | [5 empty] | 0.10631 | 1.0561 | 0 | 1.0561 | 0.15884 | [11 empty] | WLDFR | HFTD - Distribution - Tier 3 - 3QU CoRE ¦ 4QU LoRE | Red Flag Warning - Small Fires | 2028 | 0 | 0.083606 | 0.039055 | 0.001695 | 0.042856 | 0.029555 | 0.00048846 | 0 | 1.4436e-05 | 1.4436e-05 | 0 | 1.4382e-05 | 1.4382e-05 | 0 | 1.4382e-05
[53 empty] | 0.10631 | 1.0561 | 0 | 1.0561 | 0.14845 | [5 empty] | 0.10631 | 1.0561 | 0 | 1.0561 | 0.14845 | [11 empty] | WLDFR | HFTD - Distribution - Tier 3 - 3QU CoRE ¦ 4QU LoRE | Red Flag Warning - Small Fires | 2029 | 0 | 0.083606 | 0.039055 | 0.001695 | 0.042856 | 0.029555 | 0.00048846 | 0 | 1.4436e-05 | 1.4436e-05 | 0 | 1.4382e-05 | 1.4382e-05 | 0 | 1.4382e-05
[53 empty] | 0.10631 | 1.0561 | 0 | 1.0561 | 0.13874 | [5 empty] | 0 | 0 | 0 | 0 | 0 | [11 empty] | WLDFR | HFTD - Distribution - Tier 3 - 3QU CoRE ¦ 4QU LoRE | Red Flag Warning - Small Fires | 2030 | 0 | 0.083606 | 0.039055 | 0.001695 | 0.042856 | 0.029555 | 0.00048846 | 0 | 1.4436e-05 | 1.4436e-05 | 0 | 1.4382e-05 | 1.4382e-05 | 0 | 1.4382e-05
[53 empty] | 0 | 0 | 0 | 0 | 0 | [5 empty] | 0 | 0 | 0 | 0 | 0 | [11 empty] | WLDFR | HFTD - Distribution - Tier 3 - 3QU CoRE ¦ 4QU LoRE | Red Flag Warning - Small Fires | 2031 | 0 | 0.083606 | 0.039055 | 0.001695 | 0.042856 | 0.029555 | 0.00048846 | 0 | 1.4436e-05 | 1.4436e-05 | 0 | 1.4954e-05 | 1.4954e-05 | 0 | 1.4954e-05
[53 empty] | 0 | 0 | 0 | 0 | 0 | [5 empty] | 0.02122 | 0.21773 | 0 | 0.21773 | 0.21773 | [11 empty] | WLDFR | HFTD - Distribution - Tier 3 - 3QU CoRE ¦ 4QU LoRE | Red Flag Warning - Small Fires | 2032 | 0 | 0.083606 | 0.039055 | 0.001695 | 0.042856 | 0.029555 | 0.00048846 | 0 | 1.4436e-05 | 1.4436e-05 | 0 | 1.4954e-05 | 1.4954e-05 | 0 | 1.4954e-05
[53 empty] | 0.02122 | 0.21773 | 0 | 0.21773 | 0.20348 | [5 empty] | 0.02122 | 0.21773 | 0 | 0.21773 | 0.20348 | [11 empty] | WLDFR | HFTD - Distribution - Tier 3 - 3QU CoRE ¦ 4QU LoRE | Red Flag Warning - Small Fires | 2033 | 0 | 0.087211 | 0.040679 | 0.0017655 | 0.044766 | 0.030872 | 0.00048846 | 0 | 1.508e-05 | 1.508e-05 | 0 | 1.4954e-05 | 1.4954e-05 | 0 | 1.4954e-05
[53 empty] | 0.02122 | 0.22571 | 0 | 0.22571 | 0.19714 | [5 empty] | 0.02122 | 0.22571 | 0 | 0.22571 | 0.19714 | [11 empty] | WLDFR | HFTD - Distribution - Tier 3 - 3QU CoRE ¦ 4QU LoRE | Red Flag Warning - Small Fires | 2034 | 0 | 0.087211 | 0.040679 | 0.0017655 | 0.044766 | 0.030872 | 0.00048846 | 0 | 1.508e-05 | 1.508e-05 | 0 | 1.4954e-05 | 1.4954e-05 | 0 | 1.4954e-05
[53 empty] | 0.02122 | 0.22571 | 0 | 0.22571 | 0.18425 | [5 empty] | 0.02122 | 0.22571 | 0 | 0.22571 | 0.18425 | [11 empty] | WLDFR | HFTD - Distribution - Tier 3 - 3QU CoRE ¦ 4QU LoRE | Red Flag Warning - Small Fires | 2035 | 0 | 0.087211 | 0.040679 | 0.0017655 | 0.044766 | 0.030872 | 0.00048846 | 0 | 1.508e-05 | 1.508e-05 | 0 | 1.4954e-05 | 1.4954e-05 | 0 | 1.4954e-05
[53 empty] | 0.02122 | 0.22571 | 0 | 0.22571 | 0.17219 | [5 empty] | 0.02122 | 0.22571 | 0 | 0.22571 | 0.17219 | [11 empty] | WLDFR | HFTD - Distribution - Tier 3 - 3QU CoRE ¦ 4QU LoRE | Red Flag Warning - Small Fires | 2036 | 0 | 0.087211 | 0.040679 | 0.0017655 | 0.044766 | 0.030872 | 0.00048846 | 0 | 1.508e-05 | 1.508e-05 | 0 | 1.5598e-05 | 1.5598e-05 | 0 | 1.5598e-05
[53 empty] | 0.02122 | 0.22571 | 0 | 0.22571 | 0.16093 | [5 empty] | 0.02122 | 0.22571 | 0 | 0.22571 | 0.16093 | [11 empty] | WLDFR | HFTD - Distribution - Tier 3 - 3QU CoRE ¦ 4QU LoRE | Red Flag Warning - Small Fires | 2037 | 0 | 0.087211 | 0.040679 | 0.0017655 | 0.044766 | 0.030872 | 0.00048846 | 0 | 1.508e-05 | 1.508e-05 | 0 | 1.5598e-05 | 1.5598e-05 | 0 | 1.5598e-05
[53 empty] | 0.02122 | 0.22571 | 0 | 0.22571 | 0.1504 | [5 empty] | 0.02122 | 0.22571 | 0 | 0.22571 | 0.1504 | [11 empty] | WLDFR | HFTD - Distribution - Tier 3 - 3QU CoRE ¦ 4QU LoRE | Red Flag Warning - Small Fires | 2038 | 0 | 0.091184 | 0.042438 | 0.0018418 | 0.046905 | 0.032347 | 0.00048846 | 0 | 1.58e-05 | 1.58e-05 | 0 | 1.5598e-05 | 1.5598e-05 | 0 | 1.5598e-05
[53 empty] | 0.02122 | 0.23577 | 0 | 0.23577 | 0.14683 | [5 empty] | 0.02122 | 0.23577 | 0 | 0.23577 | 0.14683 | [11 empty] | WLDFR | HFTD - Distribution - Tier 3 - 3QU CoRE ¦ 4QU LoRE | Red Flag Warning - Small Fires | 2039 | 0 | 0.091184 | 0.042438 | 0.0018418 | 0.046905 | 0.032347 | 0.00048846 | 0 | 1.58e-05 | 1.58e-05 | 0 | 1.5598e-05 | 1.5598e-05 | 0 | 1.5598e-05
[53 empty] | 0.02122 | 0.23577 | 0 | 0.23577 | 0.13722 | [5 empty] | 0.02122 | 0.23577 | 0 | 0.23577 | 0.13722 | [11 empty] | WLDFR | HFTD - Distribution - Tier 3 - 3QU CoRE ¦ 4QU LoRE | Red Flag Warning - Small Fires | 2040 | 0 | 0.091184 | 0.042438 | 0.0018418 | 0.046905 | 0.032347 | 0.00048846 | 0 | 1.58e-05 | 1.58e-05 | 0 | 1.5598e-05 | 1.5598e-05 | 0 | 1.5598e-05
[53 empty] | 0.02122 | 0.23577 | 0 | 0.23577 | 0.12824 | [5 empty] | 0.02122 | 0.23577 | 0 | 0.23577 | 0.12824 | [11 empty] | WLDFR | HFTD - Distribution - Tier 3 - 3QU CoRE ¦ 4QU LoRE | Red Flag Warning - Small Fires | 2041 | 0 | 0.091184 | 0.042438 | 0.0018418 | 0.046905 | 0.032347 | 0.00048846 | 0 | 1.58e-05 | 1.58e-05 | 0 | 1.6309e-05 | 1.6309e-05 | 0 | 1.6309e-05
[53 empty] | 0.02122 | 0.23577 | 0 | 0.23577 | 0.11985 | [5 empty] | 0.02122 | 0.23577 | 0 | 0.23577 | 0.11985 | [11 empty] | WLDFR | HFTD - Distribution - Tier 3 - 3QU CoRE ¦ 4QU LoRE | Red Flag Warning - Small Fires | 2042 | 0 | 0.091184 | 0.042438 | 0.0018418 | 0.046905 | 0.032347 | 0.00048846 | 0 | 1.58e-05 | 1.58e-05 | 0 | 1.6309e-05 | 1.6309e-05 | 0 | 1.6309e-05
[53 empty] | 0.02122 | 0.23577 | 0 | 0.23577 | 0.11201 | [5 empty] | 0.02122 | 0.23577 | 0 | 0.23577 | 0.11201 | [11 empty] | WLDFR | HFTD - Distribution - Tier 3 - 3QU CoRE ¦ 4QU LoRE | Red Flag Warning - Small Fires | 2043 | 0 | 0.095486 | 0.044306 | 0.0019228 | 0.049257 | 0.033969 | 0.00048846 | 0 | 1.6592e-05 | 1.6592e-05 | 0 | 1.6309e-05 | 1.6309e-05 | 0 | 1.6309e-05
[53 empty] | 0.02122 | 0.24696 | 0 | 0.24696 | 0.10965 | [5 empty] | 0.02122 | 0.24696 | 0 | 0.24696 | 0.10965 | [11 empty] | WLDFR | HFTD - Distribution - Tier 3 - 3QU CoRE ¦ 4QU LoRE | Red Flag Warning - Small Fires | 2044 | 0 | 0.095486 | 0.044306 | 0.0019228 | 0.049257 | 0.033969 | 0.00048846 | 0 | 1.6592e-05 | 1.6592e-05 | 0 | 1.6309e-05 | 1.6309e-05 | 0 | 1.6309e-05
[53 empty] | 0.02122 | 0.24696 | 0 | 0.24696 | 0.10248 | [5 empty] | 0.02122 | 0.24696 | 0 | 0.24696 | 0.10248 | [11 empty] | WLDFR | HFTD - Distribution - Tier 3 - 3QU CoRE ¦ 4QU LoRE | Red Flag Warning - Small Fires | 2045 | 0 | 0.095486 | 0.044306 | 0.0019228 | 0.049257 | 0.033969 | 0.00048846 | 0 | 1.6592e-05 | 1.6592e-05 | 0 | 1.6309e-05 | 1.6309e-05 | 0 | 1.6309e-05
[53 empty] | 0.02122 | 0.24696 | 0 | 0.24696 | 0.095774 | [5 empty] | 0.02122 | 0.24696 | 0 | 0.24696 | 0.095774 | [11 empty] | WLDFR | HFTD - Distribution - Tier 3 - 3QU CoRE ¦ 4QU LoRE | Red Flag Warning - Small Fires | 2046 | 0 | 0.095486 | 0.044306 | 0.0019228 | 0.049257 | 0.033969 | 0.00048846 | 0 | 1.6592e-05 | 1.6592e-05 | 0 | 1.7078e-05 | 1.7078e-05 | 0 | 1.7078e-05
[53 empty] | 0.02122 | 0.24696 | 0 | 0.24696 | 0.089509 | [5 empty] | 0.02122 | 0.24696 | 0 | 0.24696 | 0.089509 | [11 empty] | WLDFR | HFTD - Distribution - Tier 3 - 3QU CoRE ¦ 4QU LoRE | Red Flag Warning - Small Fires | 2047 | 0 | 0.095486 | 0.044306 | 0.0019228 | 0.049257 | 0.033969 | 0.00048846 | 0 | 1.6592e-05 | 1.6592e-05 | 0 | 1.7078e-05 | 1.7078e-05 | 0 | 1.7078e-05
[53 empty] | 0.02122 | 0.24696 | 0 | 0.24696 | 0.083653 | [5 empty] | 0.02122 | 0.24696 | 0 | 0.24696 | 0.083653 | [11 empty] | WLDFR | HFTD - Distribution - Tier 3 - 3QU CoRE ¦ 4QU LoRE | Red Flag Warning - Small Fires | 2048 | 0 | 0.10007 | 0.04626 | 0.0020076 | 0.051804 | 0.035726 | 0.00048846 | 0 | 1.745e-05 | 1.745e-05 | 0 | 1.7078e-05 | 1.7078e-05 | 0 | 1.7078e-05
[53 empty] | 0.02122 | 0.2591 | 0 | 0.2591 | 0.082026 | [5 empty] | 0.02122 | 0.2591 | 0 | 0.2591 | 0.082026 | [11 empty] | WLDFR | HFTD - Distribution - Tier 3 - 3QU CoRE ¦ 4QU LoRE | Red Flag Warning - Small Fires | 2049 | 0 | 0.10007 | 0.04626 | 0.0020076 | 0.051804 | 0.035726 | 0.00048846 | 0 | 1.745e-05 | 1.745e-05 | 0 | 1.7078e-05 | 1.7078e-05 | 0 | 1.7078e-05
[53 empty] | 0.02122 | 0.2591 | 0 | 0.2591 | 0.07666 | [5 empty] | 0.02122 | 0.2591 | 0 | 0.2591 | 0.07666 | [11 empty] | WLDFR | HFTD - Distribution - Tier 3 - 3QU CoRE ¦ 4QU LoRE | Red Flag Warning - Small Fires | 2050 | 0 | 0.10007 | 0.04626 | 0.0020076 | 0.051804 | 0.035726 | 0.00048846 | 0 | 1.745e-05 | 1.745e-05 | 0 | 1.7078e-05 | 1.7078e-05 | 0 | 1.7078e-05
[53 empty] | 0.02122 | 0.2591 | 0 | 0.2591 | 0.071644 | [5 empty] | 0.02122 | 0.2591 | 0 | 0.2591 | 0.071644 | [11 empty] | WLDFR | HFTD - Distribution - Tier 3 - 3QU CoRE ¦ 4QU LoRE | Red Flag Warning - Small Fires | 2051 | 0 | 0.10007 | 0.04626 | 0.0020076 | 0.051804 | 0.035726 | 0.00048846 | 0 | 1.745e-05 | 1.745e-05 | 0 | 1.7899e-05 | 1.7899e-05 | 0 | 1.7899e-05
[53 empty] | 0.02122 | 0.2591 | 0 | 0.2591 | 0.066957 | [5 empty] | 0.02122 | 0.2591 | 0 | 0.2591 | 0.066957 | [11 empty] | WLDFR | HFTD - Distribution - Tier 3 - 3QU CoRE ¦ 4QU LoRE | Red Flag Warning - Small Fires | 2052 | 0 | 0.10007 | 0.04626 | 0.0020076 | 0.051804 | 0.035726 | 0.00048846 | 0 | 1.745e-05 | 1.745e-05 | 0 | 1.7899e-05 | 1.7899e-05 | 0 | 1.7899e-05
[53 empty] | 0.02122 | 0.2591 | 0 | 0.2591 | 0.062577 | [5 empty] | 0.02122 | 0.2591 | 0 | 0.2591 | 0.062577 | [11 empty] | WLDFR | HFTD - Distribution - Tier 3 - 3QU CoRE ¦ 4QU LoRE | Red Flag Warning - Small Fires | 2053 | 0 | 0.10489 | 0.048274 | 0.002095 | 0.054525 | 0.037602 | 0.00048846 | 0 | 1.8367e-05 | 1.8367e-05 | 0 | 1.7899e-05 | 1.7899e-05 | 0 | 1.7899e-05
[53 empty] | 0.02122 | 0.27205 | 0 | 0.27205 | 0.061404 | [5 empty] | 0.02122 | 0.27205 | 0 | 0.27205 | 0.061404 | [11 empty] | WLDFR | HFTD - Distribution - Tier 3 - 3QU CoRE ¦ 4QU LoRE | Red Flag Warning - Small Fires | 2054 | 0 | 0.10489 | 0.048274 | 0.002095 | 0.054525 | 0.037602 | 0.00048846 | 0 | 1.8367e-05 | 1.8367e-05 | 0 | 1.7899e-05 | 1.7899e-05 | 0 | 1.7899e-05
[53 empty] | 0.02122 | 0.27205 | 0 | 0.27205 | 0.057387 | [5 empty] | 0.02122 | 0.27205 | 0 | 0.27205 | 0.057387 | [11 empty] | WLDFR | HFTD - Distribution - Tier 3 - 3QU CoRE ¦ 4QU LoRE | Red Flag Warning - Small Fires | 2055 | 0 | 0.10489 | 0.048274 | 0.002095 | 0.054525 | 0.037602 | 0.00048846 | 0 | 1.8367e-05 | 1.8367e-05 | 0 | 0 | 1.7899e-05 | 0 | 1.7899e-05
[53 empty] | 0.02122 | 0.27205 | 0 | 0.27205 | 0.053633 | [5 empty] | 0.02122 | 0.27205 | 0 | 0.27205 | 0.053633 | [11 empty] | WLDFR | HFTD - Distribution - Tier 3 - 3QU CoRE ¦ 4QU LoRE | Seismic - Non-Red Flag Warning - Catastrophic Fires | 2026 | 0 | 21835.9781 | 428.6023 | 13939.561 | 7467.8148 | 5149.9993 | 9.09e-11 | 0 | 4.6813e-07 | 4.6813e-07 | 0 | 0.017802 | 0 | 0 | 0
[53 empty] | 0.02122 | 0.27205 | 0 | 0.27205 | 0.050124 | [5 empty] | 0.02122 | 0.27205 | 0 | 0.27205 | 0.050124 | [11 empty] | WLDFR | HFTD - Distribution - Tier 3 - 3QU CoRE ¦ 4QU LoRE | Seismic - Non-Red Flag Warning - Catastrophic Fires | 2027 | 0 | 21835.9781 | 428.6023 | 13939.561 | 7467.8148 | 5149.9993 | 9.09e-11 | 0 | 4.6813e-07 | 4.6813e-07 | 0 | 0.018454 | 0.018454 | 0 | 0.018454
[53 empty] | 0.02122 | 0.27205 | 0 | 0.27205 | 0.046845 | [5 empty] | 0.02122 | 0.27205 | 0 | 0.27205 | 0.046845 | [11 empty] | WLDFR | HFTD - Distribution - Tier 3 - 3QU CoRE ¦ 4QU LoRE | Seismic - Non-Red Flag Warning - Catastrophic Fires | 2028 | 0 | 22783.187 | 453.261 | 14531.3357 | 7798.5904 | 5378.1107 | 9.09e-11 | 0 | 4.8887e-07 | 4.8887e-07 | 0 | 0.018454 | 0.018454 | 0 | 0.018454
[53 empty] | 0.02122 | 0.28562 | 0 | 0.28562 | 0.045965 | [5 empty] | 0.02122 | 0.28562 | 0 | 0.28562 | 0.045965 | [11 empty] | WLDFR | HFTD - Distribution - Tier 3 - 3QU CoRE ¦ 4QU LoRE | Seismic - Non-Red Flag Warning - Catastrophic Fires | 2029 | 0 | 22783.187 | 453.261 | 14531.3357 | 7798.5904 | 5378.1107 | 9.09e-11 | 0 | 4.8887e-07 | 4.8887e-07 | 0 | 0.018454 | 0.018454 | 0 | 0.018454
[53 empty] | 0.02122 | 0.28562 | 0 | 0.28562 | 0.042958 | [5 empty] | 0.02122 | 0.28562 | 0 | 0.28562 | 0.042958 | [11 empty] | WLDFR | HFTD - Distribution - Tier 3 - 3QU CoRE ¦ 4QU LoRE | Seismic - Non-Red Flag Warning - Catastrophic Fires | 2030 | 0 | 22783.187 | 453.261 | 14531.3357 | 7798.5904 | 5378.1107 | 9.09e-11 | 0 | 4.8887e-07 | 4.8887e-07 | 0 | 0.018454 | 0.018454 | 0 | 0.018454
[53 empty] | 0.02122 | 0.28562 | 0 | 0.28562 | 0.040147 | [5 empty] | 0.02122 | 0.28562 | 0 | 0.28562 | 0.040147 | [11 empty] | WLDFR | HFTD - Distribution - Tier 3 - 3QU CoRE ¦ 4QU LoRE | Seismic - Non-Red Flag Warning - Catastrophic Fires | 2031 | 0 | 22783.187 | 453.261 | 14531.3357 | 7798.5904 | 5378.1107 | 9.09e-11 | 0 | 4.8887e-07 | 4.8887e-07 | 0 | 0.018454 | 0.018454 | 0 | 0.018454
[53 empty] | 0.02122 | 0.28562 | 0 | 0.28562 | 0.037521 | [5 empty] | 0 | 0 | 0 | 0 | 0 | [11 empty] | WLDFR | HFTD - Distribution - Tier 3 - 3QU CoRE ¦ 4QU LoRE | Seismic - Non-Red Flag Warning - Catastrophic Fires | 2032 | 0 | 22783.187 | 453.261 | 14531.3357 | 7798.5904 | 5378.1107 | 9.09e-11 | 0 | 4.8887e-07 | 4.8887e-07 | 0 | 0.019277 | 0.019277 | 0 | 0.019277
[53 empty] | 0 | 0 | 0 | 0 | 0 | [5 empty] | 0 | 0 | 0 | 0 | 0 | [11 empty] | WLDFR | HFTD - Distribution - Tier 3 - 3QU CoRE ¦ 4QU LoRE | Seismic - Non-Red Flag Warning - Catastrophic Fires | 2033 | 0 | 23835.2641 | 480.9649 | 15187.7294 | 8166.5698 | 5631.8789 | 9.09e-11 | 0 | 5.1194e-07 | 5.1194e-07 | 0 | 0.019277 | 0.019277 | 0 | 0.019277
[53 empty] | 0 | 0 | 0 | 0 | 0 | [5 empty] | 0.0037113 | 0.060453 | 0 | 0.060453 | 0.060453 | [11 empty] | WLDFR | HFTD - Distribution - Tier 3 - 3QU CoRE ¦ 4QU LoRE | Seismic - Non-Red Flag Warning - Catastrophic Fires | 2034 | 0 | 23835.2641 | 480.9649 | 15187.7294 | 8166.5698 | 5631.8789 | 9.09e-11 | 0 | 5.1194e-07 | 5.1194e-07 | 0 | 0.019277 | 0.019277 | 0 | 0.019277
[53 empty] | 0.0037113 | 0.060453 | 0 | 0.060453 | 0.056498 | [5 empty] | 0.0037113 | 0.060453 | 0 | 0.060453 | 0.056498 | [11 empty] | WLDFR | HFTD - Distribution - Tier 3 - 3QU CoRE ¦ 4QU LoRE | Seismic - Non-Red Flag Warning - Catastrophic Fires | 2035 | 0 | 23835.2641 | 480.9649 | 15187.7294 | 8166.5698 | 5631.8789 | 9.09e-11 | 0 | 5.1194e-07 | 5.1194e-07 | 0 | 0.019277 | 0.019277 | 0 | 0.019277
[53 empty] | 0.0037113 | 0.062669 | 0 | 0.062669 | 0.054737 | [5 empty] | 0.0037113 | 0.062669 | 0 | 0.062669 | 0.054737 | [11 empty] | WLDFR | HFTD - Distribution - Tier 3 - 3QU CoRE ¦ 4QU LoRE | Seismic - Non-Red Flag Warning - Catastrophic Fires | 2036 | 0 | 23835.2641 | 480.9649 | 15187.7294 | 8166.5698 | 5631.8789 | 9.09e-11 | 0 | 5.1194e-07 | 5.1194e-07 | 0 | 0.019277 | 0.019277 | 0 | 0.019277
[53 empty] | 0.0037113 | 0.062669 | 0 | 0.062669 | 0.051157 | [5 empty] | 0.0037113 | 0.062669 | 0 | 0.062669 | 0.051157 | [11 empty] | WLDFR | HFTD - Distribution - Tier 3 - 3QU CoRE ¦ 4QU LoRE | Seismic - Non-Red Flag Warning - Catastrophic Fires | 2037 | 0 | 23835.2641 | 480.9649 | 15187.7294 | 8166.5698 | 5631.8789 | 9.09e-11 | 0 | 5.1194e-07 | 5.1194e-07 | 0 | 0.02019 | 0.02019 | 0 | 0.02019
[53 empty] | 0.0037113 | 0.062669 | 0 | 0.062669 | 0.04781 | [5 empty] | 0.0037113 | 0.062669 | 0 | 0.062669 | 0.04781 | [11 empty] | WLDFR | HFTD - Distribution - Tier 3 - 3QU CoRE ¦ 4QU LoRE | Seismic - Non-Red Flag Warning - Catastrophic Fires | 2038 | 0 | 24976.6418 | 511.3745 | 15898.8237 | 8566.4437 | 5907.6423 | 9.09e-11 | 0 | 5.37e-07 | 5.37e-07 | 0 | 0.02019 | 0.02019 | 0 | 0.02019
[53 empty] | 0.0037113 | 0.062669 | 0 | 0.062669 | 0.044682 | [5 empty] | 0.0037113 | 0.062669 | 0 | 0.062669 | 0.044682 | [11 empty] | WLDFR | HFTD - Distribution - Tier 3 - 3QU CoRE ¦ 4QU LoRE | Seismic - Non-Red Flag Warning - Catastrophic Fires | 2039 | 0 | 24976.6418 | 511.3745 | 15898.8237 | 8566.4437 | 5907.6423 | 9.09e-11 | 0 | 5.37e-07 | 5.37e-07 | 0 | 0.02019 | 0.02019 | 0 | 0.02019
[53 empty] | 0.0037113 | 0.062669 | 0 | 0.062669 | 0.041759 | [5 empty] | 0.0037113 | 0.062669 | 0 | 0.062669 | 0.041759 | [11 empty] | WLDFR | HFTD - Distribution - Tier 3 - 3QU CoRE ¦ 4QU LoRE | Seismic - Non-Red Flag Warning - Catastrophic Fires | 2040 | 0 | 24976.6418 | 511.3745 | 15898.8237 | 8566.4437 | 5907.6423 | 9.09e-11 | 0 | 5.37e-07 | 5.37e-07 | 0 | 0.02019 | 0.02019 | 0 | 0.02019
[53 empty] | 0.0037113 | 0.065462 | 0 | 0.065462 | 0.040766 | [5 empty] | 0.0037113 | 0.065462 | 0 | 0.065462 | 0.040766 | [11 empty] | WLDFR | HFTD - Distribution - Tier 3 - 3QU CoRE ¦ 4QU LoRE | Seismic - Non-Red Flag Warning - Catastrophic Fires | 2041 | 0 | 24976.6418 | 511.3745 | 15898.8237 | 8566.4437 | 5907.6423 | 9.09e-11 | 0 | 5.37e-07 | 5.37e-07 | 0 | 0.02019 | 0.02019 | 0 | 0.02019
[53 empty] | 0.0037113 | 0.065462 | 0 | 0.065462 | 0.038099 | [5 empty] | 0.0037113 | 0.065462 | 0 | 0.065462 | 0.038099 | [11 empty] | WLDFR | HFTD - Distribution - Tier 3 - 3QU CoRE ¦ 4QU LoRE | Seismic - Non-Red Flag Warning - Catastrophic Fires | 2042 | 0 | 24976.6418 | 511.3745 | 15898.8237 | 8566.4437 | 5907.6423 | 9.09e-11 | 0 | 5.37e-07 | 5.37e-07 | 0 | 0.021182 | 0.021182 | 0 | 0.021182
[53 empty] | 0.0037113 | 0.065462 | 0 | 0.065462 | 0.035607 | [5 empty] | 0.0037113 | 0.065462 | 0 | 0.065462 | 0.035607 | [11 empty] | WLDFR | HFTD - Distribution - Tier 3 - 3QU CoRE ¦ 4QU LoRE | Seismic - Non-Red Flag Warning - Catastrophic Fires | 2043 | 0 | 26191.7278 | 544.1291 | 16654.7414 | 8992.8573 | 6201.7082 | 9.09e-11 | 0 | 5.6373e-07 | 5.6373e-07 | 0 | 0.021182 | 0.021182 | 0 | 0.021182
[53 empty] | 0.0037113 | 0.065462 | 0 | 0.065462 | 0.033277 | [5 empty] | 0.0037113 | 0.065462 | 0 | 0.065462 | 0.033277 | [11 empty] | WLDFR | HFTD - Distribution - Tier 3 - 3QU CoRE ¦ 4QU LoRE | Seismic - Non-Red Flag Warning - Catastrophic Fires | 2044 | 0 | 26191.7278 | 544.1291 | 16654.7414 | 8992.8573 | 6201.7082 | 9.09e-11 | 0 | 5.6373e-07 | 5.6373e-07 | 0 | 0.021182 | 0.021182 | 0 | 0.021182
[53 empty] | 0.0037113 | 0.065462 | 0 | 0.065462 | 0.0311 | [5 empty] | 0.0037113 | 0.065462 | 0 | 0.065462 | 0.0311 | [11 empty] | WLDFR | HFTD - Distribution - Tier 3 - 3QU CoRE ¦ 4QU LoRE | Seismic - Non-Red Flag Warning - Catastrophic Fires | 2045 | 0 | 26191.7278 | 544.1291 | 16654.7414 | 8992.8573 | 6201.7082 | 9.09e-11 | 0 | 5.6373e-07 | 5.6373e-07 | 0 | 0.021182 | 0.021182 | 0 | 0.021182
[53 empty] | 0.0037113 | 0.068566 | 0 | 0.068566 | 0.030444 | [5 empty] | 0.0037113 | 0.068566 | 0 | 0.068566 | 0.030444 | [11 empty] | WLDFR | HFTD - Distribution - Tier 3 - 3QU CoRE ¦ 4QU LoRE | Seismic - Non-Red Flag Warning - Catastrophic Fires | 2046 | 0 | 26191.7278 | 544.1291 | 16654.7414 | 8992.8573 | 6201.7082 | 9.09e-11 | 0 | 5.6373e-07 | 5.6373e-07 | 0 | 0.021182 | 0.021182 | 0 | 0.021182
[53 empty] | 0.0037113 | 0.068566 | 0 | 0.068566 | 0.028452 | [5 empty] | 0.0037113 | 0.068566 | 0 | 0.068566 | 0.028452 | [11 empty] | WLDFR | HFTD - Distribution - Tier 3 - 3QU CoRE ¦ 4QU LoRE | Seismic - Non-Red Flag Warning - Catastrophic Fires | 2047 | 0 | 26191.7278 | 544.1291 | 16654.7414 | 8992.8573 | 6201.7082 | 9.09e-11 | 0 | 5.6373e-07 | 5.6373e-07 | 0 | 0.022239 | 0.022239 | 0 | 0.022239
[53 empty] | 0.0037113 | 0.068566 | 0 | 0.068566 | 0.026591 | [5 empty] | 0.0037113 | 0.068566 | 0 | 0.068566 | 0.026591 | [11 empty] | WLDFR | HFTD - Distribution - Tier 3 - 3QU CoRE ¦ 4QU LoRE | Seismic - Non-Red Flag Warning - Catastrophic Fires | 2048 | 0 | 27464.7227 | 578.8407 | 17445.538 | 9440.3441 | 6510.3067 | 9.09e-11 | 0 | 5.9178e-07 | 5.9178e-07 | 0 | 0.022239 | 0.022239 | 0 | 0.022239
[53 empty] | 0.0037113 | 0.068566 | 0 | 0.068566 | 0.024851 | [5 empty] | 0.0037113 | 0.068566 | 0 | 0.068566 | 0.024851 | [11 empty] | WLDFR | HFTD - Distribution - Tier 3 - 3QU CoRE ¦ 4QU LoRE | Seismic - Non-Red Flag Warning - Catastrophic Fires | 2049 | 0 | 27464.7227 | 578.8407 | 17445.538 | 9440.3441 | 6510.3067 | 9.09e-11 | 0 | 5.9178e-07 | 5.9178e-07 | 0 | 0.022239 | 0.022239 | 0 | 0.022239
[53 empty] | 0.0037113 | 0.068566 | 0 | 0.068566 | 0.023226 | [5 empty] | 0.0037113 | 0.068566 | 0 | 0.068566 | 0.023226 | [11 empty] | WLDFR | HFTD - Distribution - Tier 3 - 3QU CoRE ¦ 4QU LoRE | Seismic - Non-Red Flag Warning - Catastrophic Fires | 2050 | 0 | 27464.7227 | 578.8407 | 17445.538 | 9440.3441 | 6510.3067 | 9.09e-11 | 0 | 5.9178e-07 | 5.9178e-07 | 0 | 0.022239 | 0.022239 | 0 | 0.022239
[53 empty] | 0.0037113 | 0.071936 | 0 | 0.071936 | 0.022773 | [5 empty] | 0.0037113 | 0.071936 | 0 | 0.071936 | 0.022773 | [11 empty] | WLDFR | HFTD - Distribution - Tier 3 - 3QU CoRE ¦ 4QU LoRE | Seismic - Non-Red Flag Warning - Catastrophic Fires | 2051 | 0 | 27464.7227 | 578.8407 | 17445.538 | 9440.3441 | 6510.3067 | 9.09e-11 | 0 | 5.9178e-07 | 5.9178e-07 | 0 | 0.022239 | 0.022239 | 0 | 0.022239
[53 empty] | 0.0037113 | 0.071936 | 0 | 0.071936 | 0.021283 | [5 empty] | 0.0037113 | 0.071936 | 0 | 0.071936 | 0.021283 | [11 empty] | WLDFR | HFTD - Distribution - Tier 3 - 3QU CoRE ¦ 4QU LoRE | Seismic - Non-Red Flag Warning - Catastrophic Fires | 2052 | 0 | 27464.7227 | 578.8407 | 17445.538 | 9440.3441 | 6510.3067 | 9.09e-11 | 0 | 5.9178e-07 | 5.9178e-07 | 0 | 0.023347 | 0.023347 | 0 | 0.023347
[53 empty] | 0.0037113 | 0.071936 | 0 | 0.071936 | 0.019891 | [5 empty] | 0.0037113 | 0.071936 | 0 | 0.071936 | 0.019891 | [11 empty] | WLDFR | HFTD - Distribution - Tier 3 - 3QU CoRE ¦ 4QU LoRE | Seismic - Non-Red Flag Warning - Catastrophic Fires | 2053 | 0 | 28779.6694 | 615.0952 | 18261.2327 | 9903.3415 | 6829.6018 | 9.09e-11 | 0 | 6.2081e-07 | 6.2081e-07 | 0 | 0.023347 | 0.023347 | 0 | 0.023347
[53 empty] | 0.0037113 | 0.071936 | 0 | 0.071936 | 0.01859 | [5 empty] | 0.0037113 | 0.071936 | 0 | 0.071936 | 0.01859 | [11 empty] | WLDFR | HFTD - Distribution - Tier 3 - 3QU CoRE ¦ 4QU LoRE | Seismic - Non-Red Flag Warning - Catastrophic Fires | 2054 | 0 | 28779.6694 | 615.0952 | 18261.2327 | 9903.3415 | 6829.6018 | 9.09e-11 | 0 | 6.2081e-07 | 6.2081e-07 | 0 | 0.023347 | 0.023347 | 0 | 0.023347
[53 empty] | 0.0037113 | 0.071936 | 0 | 0.071936 | 0.017374 | [5 empty] | 0.0037113 | 0.071936 | 0 | 0.071936 | 0.017374 | [11 empty] | WLDFR | HFTD - Distribution - Tier 3 - 3QU CoRE ¦ 4QU LoRE | Seismic - Non-Red Flag Warning - Catastrophic Fires | 2055 | 0 | 28779.6694 | 615.0952 | 18261.2327 | 9903.3415 | 6829.6018 | 9.09e-11 | 0 | 6.2081e-07 | 6.2081e-07 | 0 | 0.023347 | 0.023347 | 0 | 0.023347
[53 empty] | 0.0037113 | 0.075527 | 0 | 0.075527 | 0.017047 | [5 empty] | 0.0037113 | 0.075527 | 0 | 0.075527 | 0.017047 | [11 empty] | WLDFR | HFTD - Distribution - Tier 3 - 3QU CoRE ¦ 4QU LoRE | Seismic - Red Flag Warning - Catastrophic Fires | 2026 | 0 | 21835.9781 | 428.6023 | 13939.561 | 7467.8148 | 5149.9993 | 3.9196e-09 | 0 | 2.0186e-05 | 2.0186e-05 | 0 | 0 | 0.023347 | 0 | 0.023347
[53 empty] | 0.0037113 | 0.075527 | 0 | 0.075527 | 0.015932 | [5 empty] | 0.0037113 | 0.075527 | 0 | 0.075527 | 0.015932 | [11 empty] | WLDFR | HFTD - Distribution - Tier 3 - 3QU CoRE ¦ 4QU LoRE | Seismic - Red Flag Warning - Catastrophic Fires | 2027 | 0 | 21835.9781 | 428.6023 | 13939.561 | 7467.8148 | 5149.9993 | 3.9196e-09 | 0 | 2.0186e-05 | 2.0186e-05 | 0 | 0.0015274 | 0 | 0 | 0
[53 empty] | 0.0037113 | 0.075527 | 0 | 0.075527 | 0.01489 | [5 empty] | 0.0037113 | 0.075527 | 0 | 0.075527 | 0.01489 | [11 empty] | WLDFR | HFTD - Distribution - Tier 3 - 3QU CoRE ¦ 4QU LoRE | Seismic - Red Flag Warning - Catastrophic Fires | 2028 | 0 | 22783.187 | 453.261 | 14531.3357 | 7798.5904 | 5378.1107 | 3.9196e-09 | 0 | 2.108e-05 | 2.108e-05 | 0 | 0.0015832 | 0.0015832 | 0 | 0.0015832
[53 empty] | 0.0037113 | 0.075527 | 0 | 0.075527 | 0.013916 | [5 empty] | 0.0037113 | 0.075527 | 0 | 0.075527 | 0.013916 | [11 empty] | WLDFR | HFTD - Distribution - Tier 3 - 3QU CoRE ¦ 4QU LoRE | Seismic - Red Flag Warning - Catastrophic Fires | 2029 | 0 | 22783.187 | 453.261 | 14531.3357 | 7798.5904 | 5378.1107 | 3.9196e-09 | 0 | 2.108e-05 | 2.108e-05 | 0 | 0.0015832 | 0.0015832 | 0 | 0.0015832
[53 empty] | 0.0037113 | 0.075527 | 0 | 0.075527 | 0.013005 | [5 empty] | 0.0037113 | 0.075527 | 0 | 0.075527 | 0.013005 | [11 empty] | WLDFR | HFTD - Distribution - Tier 3 - 3QU CoRE ¦ 4QU LoRE | Seismic - Red Flag Warning - Catastrophic Fires | 2030 | 0 | 22783.187 | 453.261 | 14531.3357 | 7798.5904 | 5378.1107 | 3.9196e-09 | 0 | 2.108e-05 | 2.108e-05 | 0 | 0.0015832 | 0.0015832 | 0 | 0.0015832
[53 empty] | 0.0037113 | 0.079291 | 0 | 0.079291 | 0.01276 | [5 empty] | 0.0037113 | 0.079291 | 0 | 0.079291 | 0.01276 | [11 empty] | WLDFR | HFTD - Distribution - Tier 3 - 3QU CoRE ¦ 4QU LoRE | Seismic - Red Flag Warning - Catastrophic Fires | 2031 | 0 | 22783.187 | 453.261 | 14531.3357 | 7798.5904 | 5378.1107 | 3.9196e-09 | 0 | 2.108e-05 | 2.108e-05 | 0 | 0.0015832 | 0.0015832 | 0 | 0.0015832
[53 empty] | 0.0037113 | 0.079291 | 0 | 0.079291 | 0.011926 | [5 empty] | 0.0037113 | 0.079291 | 0 | 0.079291 | 0.011926 | [11 empty] | WLDFR | HFTD - Distribution - Tier 3 - 3QU CoRE ¦ 4QU LoRE | Seismic - Red Flag Warning - Catastrophic Fires | 2032 | 0 | 22783.187 | 453.261 | 14531.3357 | 7798.5904 | 5378.1107 | 3.9196e-09 | 0 | 2.108e-05 | 2.108e-05 | 0 | 0.0015832 | 0.0015832 | 0 | 0.0015832
[53 empty] | 0.0037113 | 0.079291 | 0 | 0.079291 | 0.011145 | [5 empty] | 0.0037113 | 0.079291 | 0 | 0.079291 | 0.011145 | [11 empty] | WLDFR | HFTD - Distribution - Tier 3 - 3QU CoRE ¦ 4QU LoRE | Seismic - Red Flag Warning - Catastrophic Fires | 2033 | 0 | 23835.2641 | 480.9649 | 15187.7294 | 8166.5698 | 5631.8789 | 3.9196e-09 | 0 | 2.2074e-05 | 2.2074e-05 | 0 | 0.0016535 | 0.0016535 | 0 | 0.0016535
[53 empty] | 0.0037113 | 0.079291 | 0 | 0.079291 | 0.010416 | [5 empty] | 0 | 0 | 0 | 0 | 0 | [11 empty] | WLDFR | HFTD - Distribution - Tier 3 - 3QU CoRE ¦ 4QU LoRE | Seismic - Red Flag Warning - Catastrophic Fires | 2034 | 0 | 23835.2641 | 480.9649 | 15187.7294 | 8166.5698 | 5631.8789 | 3.9196e-09 | 0 | 2.2074e-05 | 2.2074e-05 | 0 | 0.0016535 | 0.0016535 | 0 | 0.0016535
[53 empty] | 0 | 0 | 0 | 0 | 0 | [5 empty] | 0 | 0 | 0 | 0 | 0 | [11 empty] | WLDFR | HFTD - Distribution - Tier 3 - 3QU CoRE ¦ 4QU LoRE | Seismic - Red Flag Warning - Catastrophic Fires | 2035 | 0 | 23835.2641 | 480.9649 | 15187.7294 | 8166.5698 | 5631.8789 | 3.9196e-09 | 0 | 2.2074e-05 | 2.2074e-05 | 0 | 0.0016535 | 0.0016535 | 0 | 0.0016535
[53 empty] | 0 | 0 | 0 | 0 | 0 | [5 empty] | 0.0015147 | 0.034 | 0 | 0.034 | 0.034 | [11 empty] | WLDFR | HFTD - Distribution - Tier 3 - 3QU CoRE ¦ 4QU LoRE | Seismic - Red Flag Warning - Catastrophic Fires | 2036 | 0 | 23835.2641 | 480.9649 | 15187.7294 | 8166.5698 | 5631.8789 | 3.9196e-09 | 0 | 2.2074e-05 | 2.2074e-05 | 0 | 0.0016535 | 0.0016535 | 0 | 0.0016535
[53 empty] | 0.0015147 | 0.034 | 0 | 0.034 | 0.031776 | [5 empty] | 0.0015147 | 0.034 | 0 | 0.034 | 0.031776 | [11 empty] | WLDFR | HFTD - Distribution - Tier 3 - 3QU CoRE ¦ 4QU LoRE | Seismic - Red Flag Warning - Catastrophic Fires | 2037 | 0 | 23835.2641 | 480.9649 | 15187.7294 | 8166.5698 | 5631.8789 | 3.9196e-09 | 0 | 2.2074e-05 | 2.2074e-05 | 0 | 0.0016535 | 0.0016535 | 0 | 0.0016535
[53 empty] | 0.0015147 | 0.035247 | 0 | 0.035247 | 0.030786 | [5 empty] | 0.0015147 | 0.035247 | 0 | 0.035247 | 0.030786 | [11 empty] | WLDFR | HFTD - Distribution - Tier 3 - 3QU CoRE ¦ 4QU LoRE | Seismic - Red Flag Warning - Catastrophic Fires | 2038 | 0 | 24976.6418 | 511.3745 | 15898.8237 | 8566.4437 | 5907.6423 | 3.9196e-09 | 0 | 2.3155e-05 | 2.3155e-05 | 0 | 0.0017315 | 0.0017315 | 0 | 0.0017315
[53 empty] | 0.0015147 | 0.035247 | 0 | 0.035247 | 0.028772 | [5 empty] | 0.0015147 | 0.035247 | 0 | 0.035247 | 0.028772 | [11 empty] | WLDFR | HFTD - Distribution - Tier 3 - 3QU CoRE ¦ 4QU LoRE | Seismic - Red Flag Warning - Catastrophic Fires | 2039 | 0 | 24976.6418 | 511.3745 | 15898.8237 | 8566.4437 | 5907.6423 | 3.9196e-09 | 0 | 2.3155e-05 | 2.3155e-05 | 0 | 0.0017315 | 0.0017315 | 0 | 0.0017315
[53 empty] | 0.0015147 | 0.035247 | 0 | 0.035247 | 0.02689 | [5 empty] | 0.0015147 | 0.035247 | 0 | 0.035247 | 0.02689 | [11 empty] | WLDFR | HFTD - Distribution - Tier 3 - 3QU CoRE ¦ 4QU LoRE | Seismic - Red Flag Warning - Catastrophic Fires | 2040 | 0 | 24976.6418 | 511.3745 | 15898.8237 | 8566.4437 | 5907.6423 | 3.9196e-09 | 0 | 2.3155e-05 | 2.3155e-05 | 0 | 0.0017315 | 0.0017315 | 0 | 0.0017315
[53 empty] | 0.0015147 | 0.035247 | 0 | 0.035247 | 0.02513 | [5 empty] | 0.0015147 | 0.035247 | 0 | 0.035247 | 0.02513 | [11 empty] | WLDFR | HFTD - Distribution - Tier 3 - 3QU CoRE ¦ 4QU LoRE | Seismic - Red Flag Warning - Catastrophic Fires | 2041 | 0 | 24976.6418 | 511.3745 | 15898.8237 | 8566.4437 | 5907.6423 | 3.9196e-09 | 0 | 2.3155e-05 | 2.3155e-05 | 0 | 0.0017315 | 0.0017315 | 0 | 0.0017315
[53 empty] | 0.0015147 | 0.035247 | 0 | 0.035247 | 0.023486 | [5 empty] | 0.0015147 | 0.035247 | 0 | 0.035247 | 0.023486 | [11 empty] | WLDFR | HFTD - Distribution - Tier 3 - 3QU CoRE ¦ 4QU LoRE | Seismic - Red Flag Warning - Catastrophic Fires | 2042 | 0 | 24976.6418 | 511.3745 | 15898.8237 | 8566.4437 | 5907.6423 | 3.9196e-09 | 0 | 2.3155e-05 | 2.3155e-05 | 0 | 0.0017315 | 0.0017315 | 0 | 0.0017315
[53 empty] | 0.0015147 | 0.036817 | 0 | 0.036817 | 0.022928 | [5 empty] | 0.0015147 | 0.036817 | 0 | 0.036817 | 0.022928 | [11 empty] | WLDFR | HFTD - Distribution - Tier 3 - 3QU CoRE ¦ 4QU LoRE | Seismic - Red Flag Warning - Catastrophic Fires | 2043 | 0 | 26191.7278 | 544.1291 | 16654.7414 | 8992.8573 | 6201.7082 | 3.9196e-09 | 0 | 2.4308e-05 | 2.4308e-05 | 0 | 0.0018161 | 0.0018161 | 0 | 0.0018161
[53 empty] | 0.0015147 | 0.036817 | 0 | 0.036817 | 0.021428 | [5 empty] | 0.0015147 | 0.036817 | 0 | 0.036817 | 0.021428 | [11 empty] | WLDFR | HFTD - Distribution - Tier 3 - 3QU CoRE ¦ 4QU LoRE | Seismic - Red Flag Warning - Catastrophic Fires | 2044 | 0 | 26191.7278 | 544.1291 | 16654.7414 | 8992.8573 | 6201.7082 | 3.9196e-09 | 0 | 2.4308e-05 | 2.4308e-05 | 0 | 0.0018161 | 0.0018161 | 0 | 0.0018161
[53 empty] | 0.0015147 | 0.036817 | 0 | 0.036817 | 0.020026 | [5 empty] | 0.0015147 | 0.036817 | 0 | 0.036817 | 0.020026 | [11 empty] | WLDFR | HFTD - Distribution - Tier 3 - 3QU CoRE ¦ 4QU LoRE | Seismic - Red Flag Warning - Catastrophic Fires | 2045 | 0 | 26191.7278 | 544.1291 | 16654.7414 | 8992.8573 | 6201.7082 | 3.9196e-09 | 0 | 2.4308e-05 | 2.4308e-05 | 0 | 0.0018161 | 0.0018161 | 0 | 0.0018161
[53 empty] | 0.0015147 | 0.036817 | 0 | 0.036817 | 0.018716 | [5 empty] | 0.0015147 | 0.036817 | 0 | 0.036817 | 0.018716 | [11 empty] | WLDFR | HFTD - Distribution - Tier 3 - 3QU CoRE ¦ 4QU LoRE | Seismic - Red Flag Warning - Catastrophic Fires | 2046 | 0 | 26191.7278 | 544.1291 | 16654.7414 | 8992.8573 | 6201.7082 | 3.9196e-09 | 0 | 2.4308e-05 | 2.4308e-05 | 0 | 0.0018161 | 0.0018161 | 0 | 0.0018161
[53 empty] | 0.0015147 | 0.036817 | 0 | 0.036817 | 0.017492 | [5 empty] | 0.0015147 | 0.036817 | 0 | 0.036817 | 0.017492 | [11 empty] | WLDFR | HFTD - Distribution - Tier 3 - 3QU CoRE ¦ 4QU LoRE | Seismic - Red Flag Warning - Catastrophic Fires | 2047 | 0 | 26191.7278 | 544.1291 | 16654.7414 | 8992.8573 | 6201.7082 | 3.9196e-09 | 0 | 2.4308e-05 | 2.4308e-05 | 0 | 0.0018161 | 0.0018161 | 0 | 0.0018161
[53 empty] | 0.0015147 | 0.038563 | 0 | 0.038563 | 0.017122 | [5 empty] | 0.0015147 | 0.038563 | 0 | 0.038563 | 0.017122 | [11 empty] | WLDFR | HFTD - Distribution - Tier 3 - 3QU CoRE ¦ 4QU LoRE | Seismic - Red Flag Warning - Catastrophic Fires | 2048 | 0 | 27464.7227 | 578.8407 | 17445.538 | 9440.3441 | 6510.3067 | 3.9196e-09 | 0 | 2.5518e-05 | 2.5518e-05 | 0 | 0.0019062 | 0.0019062 | 0 | 0.0019062
[53 empty] | 0.0015147 | 0.038563 | 0 | 0.038563 | 0.016002 | [5 empty] | 0.0015147 | 0.038563 | 0 | 0.038563 | 0.016002 | [11 empty] | WLDFR | HFTD - Distribution - Tier 3 - 3QU CoRE ¦ 4QU LoRE | Seismic - Red Flag Warning - Catastrophic Fires | 2049 | 0 | 27464.7227 | 578.8407 | 17445.538 | 9440.3441 | 6510.3067 | 3.9196e-09 | 0 | 2.5518e-05 | 2.5518e-05 | 0 | 0.0019062 | 0.0019062 | 0 | 0.0019062
[53 empty] | 0.0015147 | 0.038563 | 0 | 0.038563 | 0.014955 | [5 empty] | 0.0015147 | 0.038563 | 0 | 0.038563 | 0.014955 | [11 empty] | WLDFR | HFTD - Distribution - Tier 3 - 3QU CoRE ¦ 4QU LoRE | Seismic - Red Flag Warning - Catastrophic Fires | 2050 | 0 | 27464.7227 | 578.8407 | 17445.538 | 9440.3441 | 6510.3067 | 3.9196e-09 | 0 | 2.5518e-05 | 2.5518e-05 | 0 | 0.0019062 | 0.0019062 | 0 | 0.0019062
[53 empty] | 0.0015147 | 0.038563 | 0 | 0.038563 | 0.013977 | [5 empty] | 0.0015147 | 0.038563 | 0 | 0.038563 | 0.013977 | [11 empty] | WLDFR | HFTD - Distribution - Tier 3 - 3QU CoRE ¦ 4QU LoRE | Seismic - Red Flag Warning - Catastrophic Fires | 2051 | 0 | 27464.7227 | 578.8407 | 17445.538 | 9440.3441 | 6510.3067 | 3.9196e-09 | 0 | 2.5518e-05 | 2.5518e-05 | 0 | 0.0019062 | 0.0019062 | 0 | 0.0019062
[53 empty] | 0.0015147 | 0.038563 | 0 | 0.038563 | 0.013063 | [5 empty] | 0.0015147 | 0.038563 | 0 | 0.038563 | 0.013063 | [11 empty] | WLDFR | HFTD - Distribution - Tier 3 - 3QU CoRE ¦ 4QU LoRE | Seismic - Red Flag Warning - Catastrophic Fires | 2052 | 0 | 27464.7227 | 578.8407 | 17445.538 | 9440.3441 | 6510.3067 | 3.9196e-09 | 0 | 2.5518e-05 | 2.5518e-05 | 0 | 0.0019062 | 0.0019062 | 0 | 0.0019062
[53 empty] | 0.0015147 | 0.040458 | 0 | 0.040458 | 0.012808 | [5 empty] | 0.0015147 | 0.040458 | 0 | 0.040458 | 0.012808 | [11 empty] | WLDFR | HFTD - Distribution - Tier 3 - 3QU CoRE ¦ 4QU LoRE | Seismic - Red Flag Warning - Catastrophic Fires | 2053 | 0 | 28779.6694 | 615.0952 | 18261.2327 | 9903.3415 | 6829.6018 | 3.9196e-09 | 0 | 2.6769e-05 | 2.6769e-05 | 0 | 0.0020005 | 0.0020005 | 0 | 0.0020005
[53 empty] | 0.0015147 | 0.040458 | 0 | 0.040458 | 0.01197 | [5 empty] | 0.0015147 | 0.040458 | 0 | 0.040458 | 0.01197 | [11 empty] | WLDFR | HFTD - Distribution - Tier 3 - 3QU CoRE ¦ 4QU LoRE | Seismic - Red Flag Warning - Catastrophic Fires | 2054 | 0 | 28779.6694 | 615.0952 | 18261.2327 | 9903.3415 | 6829.6018 | 3.9196e-09 | 0 | 2.6769e-05 | 2.6769e-05 | 0 | 0.0020005 | 0.0020005 | 0 | 0.0020005
[53 empty] | 0.0015147 | 0.040458 | 0 | 0.040458 | 0.011187 | [5 empty] | 0.0015147 | 0.040458 | 0 | 0.040458 | 0.011187 | [11 empty] | WLDFR | HFTD - Distribution - Tier 3 - 3QU CoRE ¦ 4QU LoRE | Seismic - Red Flag Warning - Catastrophic Fires | 2055 | 0 | 28779.6694 | 615.0952 | 18261.2327 | 9903.3415 | 6829.6018 | 3.9196e-09 | 0 | 2.6769e-05 | 2.6769e-05 | 0 | 0.0020005 | 0.0020005 | 0 | 0.0020005
[53 empty] | 0.0015147 | 0.040458 | 0 | 0.040458 | 0.010455 | [5 empty] | 0.0015147 | 0.040458 | 0 | 0.040458 | 0.010455 | [11 empty] | WLDFR | HFTD - Distribution - Tier 3 - 3QU CoRE ¦ 5QU LoRE | Non-Red Flag Warning - Catastrophic Fires | 2026 | 0 | 14664.6376 | 233.2301 | 8896.516 | 5534.8915 | 3817.0051 | 4.7886e-07 | 0 | 0.0018278 | 0.0018278 | 0 | 0.0020005 | 0.0020005 | 0 | 0.0020005
[53 empty] | 0.0015147 | 0.040458 | 0 | 0.040458 | 0.0097711 | [5 empty] | 0.0015147 | 0.040458 | 0 | 0.040458 | 0.0097711 | [11 empty] | WLDFR | HFTD - Distribution - Tier 3 - 3QU CoRE ¦ 5QU LoRE | Non-Red Flag Warning - Catastrophic Fires | 2027 | 0 | 14664.6376 | 233.2301 | 8896.516 | 5534.8915 | 3817.0051 | 4.7886e-07 | 0 | 0.0018278 | 0.0018278 | 0 | 0 | 0.0020005 | 0 | 0.0020005
[53 empty] | 0.0015147 | 0.042477 | 0 | 0.042477 | 0.0095876 | [5 empty] | 0.0015147 | 0.042477 | 0 | 0.042477 | 0.0095876 | [11 empty] | WLDFR | HFTD - Distribution - Tier 3 - 3QU CoRE ¦ 5QU LoRE | Non-Red Flag Warning - Catastrophic Fires | 2028 | 0 | 15317.9909 | 247.273 | 9287.6491 | 5783.0689 | 3988.1546 | 4.7886e-07 | 0 | 0.0019098 | 0.0019098 | 0 | 9.2401e-06 | 0 | 0 | 0
[53 empty] | 0.0015147 | 0.042477 | 0 | 0.042477 | 0.0089603 | [5 empty] | 0.0015147 | 0.042477 | 0 | 0.042477 | 0.0089603 | [11 empty] | WLDFR | HFTD - Distribution - Tier 3 - 3QU CoRE ¦ 5QU LoRE | Non-Red Flag Warning - Catastrophic Fires | 2029 | 0 | 15317.9909 | 247.273 | 9287.6491 | 5783.0689 | 3988.1546 | 4.7886e-07 | 0 | 0.0019098 | 0.0019098 | 0 | 9.6535e-06 | 9.6535e-06 | 0 | 9.6535e-06
[53 empty] | 0.0015147 | 0.042477 | 0 | 0.042477 | 0.0083741 | [5 empty] | 0.0015147 | 0.042477 | 0 | 0.042477 | 0.0083741 | [11 empty] | WLDFR | HFTD - Distribution - Tier 3 - 3QU CoRE ¦ 5QU LoRE | Non-Red Flag Warning - Catastrophic Fires | 2030 | 0 | 15317.9909 | 247.273 | 9287.6491 | 5783.0689 | 3988.1546 | 4.7886e-07 | 0 | 0.0019098 | 0.0019098 | 0 | 9.6535e-06 | 9.6535e-06 | 0 | 9.6535e-06
[53 empty] | 0.0015147 | 0.042477 | 0 | 0.042477 | 0.0078263 | [5 empty] | 0.0015147 | 0.042477 | 0 | 0.042477 | 0.0078263 | [11 empty] | WLDFR | HFTD - Distribution - Tier 3 - 3QU CoRE ¦ 5QU LoRE | Non-Red Flag Warning - Catastrophic Fires | 2031 | 0 | 15317.9909 | 247.273 | 9287.6491 | 5783.0689 | 3988.1546 | 4.7886e-07 | 0 | 0.0019098 | 0.0019098 | 0 | 9.6535e-06 | 9.6535e-06 | 0 | 9.6535e-06
[53 empty] | 0.0015147 | 0.042477 | 0 | 0.042477 | 0.0073143 | [5 empty] | 0.0015147 | 0.042477 | 0 | 0.042477 | 0.0073143 | [11 empty] | WLDFR | HFTD - Distribution - Tier 3 - 3QU CoRE ¦ 5QU LoRE | Non-Red Flag Warning - Catastrophic Fires | 2032 | 0 | 15317.9909 | 247.273 | 9287.6491 | 5783.0689 | 3988.1546 | 4.7886e-07 | 0 | 0.0019098 | 0.0019098 | 0 | 9.6535e-06 | 9.6535e-06 | 0 | 9.6535e-06
[53 empty] | 0.0015147 | 0.044593 | 0 | 0.044593 | 0.0071764 | [5 empty] | 0.0015147 | 0.044593 | 0 | 0.044593 | 0.0071764 | [11 empty] | WLDFR | HFTD - Distribution - Tier 3 - 3QU CoRE ¦ 5QU LoRE | Non-Red Flag Warning - Catastrophic Fires | 2033 | 0 | 16044.1264 | 263.1074 | 9721.74 | 6059.2791 | 4178.6364 | 4.7886e-07 | 0 | 0.002001 | 0.002001 | 0 | 9.6535e-06 | 9.6535e-06 | 0 | 9.6535e-06
[53 empty] | 0.0015147 | 0.044593 | 0 | 0.044593 | 0.0067069 | [5 empty] | 0.0015147 | 0.044593 | 0 | 0.044593 | 0.0067069 | [11 empty] | WLDFR | HFTD - Distribution - Tier 3 - 3QU CoRE ¦ 5QU LoRE | Non-Red Flag Warning - Catastrophic Fires | 2034 | 0 | 16044.1264 | 263.1074 | 9721.74 | 6059.2791 | 4178.6364 | 4.7886e-07 | 0 | 0.002001 | 0.002001 | 0 | 1.0186e-05 | 1.0186e-05 | 0 | 1.0186e-05
[53 empty] | 0.0015147 | 0.044593 | 0 | 0.044593 | 0.0062682 | [5 empty] | 0.0015147 | 0.044593 | 0 | 0.044593 | 0.0062682 | [11 empty] | WLDFR | HFTD - Distribution - Tier 3 - 3QU CoRE ¦ 5QU LoRE | Non-Red Flag Warning - Catastrophic Fires | 2035 | 0 | 16044.1264 | 263.1074 | 9721.74 | 6059.2791 | 4178.6364 | 4.7886e-07 | 0 | 0.002001 | 0.002001 | 0 | 1.0186e-05 | 1.0186e-05 | 0 | 1.0186e-05
[53 empty] | 0.0015147 | 0.044593 | 0 | 0.044593 | 0.0058581 | [5 empty] | 0 | 0 | 0 | 0 | 0 | [11 empty] | WLDFR | HFTD - Distribution - Tier 3 - 3QU CoRE ¦ 5QU LoRE | Non-Red Flag Warning - Catastrophic Fires | 2036 | 0 | 16044.1264 | 263.1074 | 9721.74 | 6059.2791 | 4178.6364 | 4.7886e-07 | 0 | 0.002001 | 0.002001 | 0 | 1.0186e-05 | 1.0186e-05 | 0 | 1.0186e-05
[53 empty] | 0 | 0 | 0 | 0 | 0 | [5 empty] | 0 | 0 | 0 | 0 | 0 | [11 empty] | WLDFR | HFTD - Distribution - Tier 3 - 3QU CoRE ¦ 5QU LoRE | Non-Red Flag Warning - Catastrophic Fires | 2037 | 0 | 16044.1264 | 263.1074 | 9721.74 | 6059.2791 | 4178.6364 | 4.7886e-07 | 0 | 0.002001 | 0.002001 | 0 | 1.0186e-05 | 1.0186e-05 | 0 | 1.0186e-05
[53 empty] | 0 | 0 | 0 | 0 | 0 | [5 empty] | 0.0020757 | 0.020498 | 0 | 0.020498 | 0.020498 | [11 empty] | WLDFR | HFTD - Distribution - Tier 3 - 3QU CoRE ¦ 5QU LoRE | Non-Red Flag Warning - Catastrophic Fires | 2038 | 0 | 16832.3912 | 280.5544 | 10192.2718 | 6359.5651 | 4385.7214 | 4.7886e-07 | 0 | 0.0021001 | 0.0021001 | 0 | 1.0186e-05 | 1.0186e-05 | 0 | 1.0186e-05
[53 empty] | 0.0020757 | 0.020498 | 0 | 0.020498 | 0.019157 | [5 empty] | 0.0020757 | 0.020498 | 0 | 0.020498 | 0.019157 | [11 empty] | WLDFR | HFTD - Distribution - Tier 3 - 3QU CoRE ¦ 5QU LoRE | Non-Red Flag Warning - Catastrophic Fires | 2039 | 0 | 16832.3912 | 280.5544 | 10192.2718 | 6359.5651 | 4385.7214 | 4.7886e-07 | 0 | 0.0021001 | 0.0021001 | 0 | 1.0792e-05 | 1.0792e-05 | 0 | 1.0792e-05
[53 empty] | 0.0020757 | 0.021249 | 0 | 0.021249 | 0.01856 | [5 empty] | 0.0020757 | 0.021249 | 0 | 0.021249 | 0.01856 | [11 empty] | WLDFR | HFTD - Distribution - Tier 3 - 3QU CoRE ¦ 5QU LoRE | Non-Red Flag Warning - Catastrophic Fires | 2040 | 0 | 16832.3912 | 280.5544 | 10192.2718 | 6359.5651 | 4385.7214 | 4.7886e-07 | 0 | 0.0021001 | 0.0021001 | 0 | 1.0792e-05 | 1.0792e-05 | 0 | 1.0792e-05
[53 empty] | 0.0020757 | 0.021249 | 0 | 0.021249 | 0.017346 | [5 empty] | 0.0020757 | 0.021249 | 0 | 0.021249 | 0.017346 | [11 empty] | WLDFR | HFTD - Distribution - Tier 3 - 3QU CoRE ¦ 5QU LoRE | Non-Red Flag Warning - Catastrophic Fires | 2041 | 0 | 16832.3912 | 280.5544 | 10192.2718 | 6359.5651 | 4385.7214 | 4.7886e-07 | 0 | 0.0021001 | 0.0021001 | 0 | 1.0792e-05 | 1.0792e-05 | 0 | 1.0792e-05
[53 empty] | 0.0020757 | 0.021249 | 0 | 0.021249 | 0.016211 | [5 empty] | 0.0020757 | 0.021249 | 0 | 0.021249 | 0.016211 | [11 empty] | WLDFR | HFTD - Distribution - Tier 3 - 3QU CoRE ¦ 5QU LoRE | Non-Red Flag Warning - Catastrophic Fires | 2042 | 0 | 16832.3912 | 280.5544 | 10192.2718 | 6359.5651 | 4385.7214 | 4.7886e-07 | 0 | 0.0021001 | 0.0021001 | 0 | 1.0792e-05 | 1.0792e-05 | 0 | 1.0792e-05
[53 empty] | 0.0020757 | 0.021249 | 0 | 0.021249 | 0.01515 | [5 empty] | 0.0020757 | 0.021249 | 0 | 0.021249 | 0.01515 | [11 empty] | WLDFR | HFTD - Distribution - Tier 3 - 3QU CoRE ¦ 5QU LoRE | Non-Red Flag Warning - Catastrophic Fires | 2043 | 0 | 17672.0852 | 299.42 | 10692.7362 | 6679.929 | 4606.6527 | 4.7886e-07 | 0 | 0.0022059 | 0.0022059 | 0 | 1.0792e-05 | 1.0792e-05 | 0 | 1.0792e-05
[53 empty] | 0.0020757 | 0.021249 | 0 | 0.021249 | 0.014159 | [5 empty] | 0.0020757 | 0.021249 | 0 | 0.021249 | 0.014159 | [11 empty] | WLDFR | HFTD - Distribution - Tier 3 - 3QU CoRE ¦ 5QU LoRE | Non-Red Flag Warning - Catastrophic Fires | 2044 | 0 | 17672.0852 | 299.42 | 10692.7362 | 6679.929 | 4606.6527 | 4.7886e-07 | 0 | 0.0022059 | 0.0022059 | 0 | 1.1466e-05 | 1.1466e-05 | 0 | 1.1466e-05
[53 empty] | 0.0020757 | 0.022197 | 0 | 0.022197 | 0.013823 | [5 empty] | 0.0020757 | 0.022197 | 0 | 0.022197 | 0.013823 | [11 empty] | WLDFR | HFTD - Distribution - Tier 3 - 3QU CoRE ¦ 5QU LoRE | Non-Red Flag Warning - Catastrophic Fires | 2045 | 0 | 17672.0852 | 299.42 | 10692.7362 | 6679.929 | 4606.6527 | 4.7886e-07 | 0 | 0.0022059 | 0.0022059 | 0 | 1.1466e-05 | 1.1466e-05 | 0 | 1.1466e-05
[53 empty] | 0.0020757 | 0.022197 | 0 | 0.022197 | 0.012919 | [5 empty] | 0.0020757 | 0.022197 | 0 | 0.022197 | 0.012919 | [11 empty] | WLDFR | HFTD - Distribution - Tier 3 - 3QU CoRE ¦ 5QU LoRE | Non-Red Flag Warning - Catastrophic Fires | 2046 | 0 | 17672.0852 | 299.42 | 10692.7362 | 6679.929 | 4606.6527 | 4.7886e-07 | 0 | 0.0022059 | 0.0022059 | 0 | 1.1466e-05 | 1.1466e-05 | 0 | 1.1466e-05
[53 empty] | 0.0020757 | 0.022197 | 0 | 0.022197 | 0.012074 | [5 empty] | 0.0020757 | 0.022197 | 0 | 0.022197 | 0.012074 | [11 empty] | WLDFR | HFTD - Distribution - Tier 3 - 3QU CoRE ¦ 5QU LoRE | Non-Red Flag Warning - Catastrophic Fires | 2047 | 0 | 17672.0852 | 299.42 | 10692.7362 | 6679.929 | 4606.6527 | 4.7886e-07 | 0 | 0.0022059 | 0.0022059 | 0 | 1.1466e-05 | 1.1466e-05 | 0 | 1.1466e-05
[53 empty] | 0.0020757 | 0.022197 | 0 | 0.022197 | 0.011284 | [5 empty] | 0.0020757 | 0.022197 | 0 | 0.022197 | 0.011284 | [11 empty] | WLDFR | HFTD - Distribution - Tier 3 - 3QU CoRE ¦ 5QU LoRE | Non-Red Flag Warning - Catastrophic Fires | 2048 | 0 | 18552.3348 | 319.4911 | 11216.5626 | 7016.281 | 4838.6098 | 4.7886e-07 | 0 | 0.002317 | 0.002317 | 0 | 1.1466e-05 | 1.1466e-05 | 0 | 1.1466e-05
[53 empty] | 0.0020757 | 0.022197 | 0 | 0.022197 | 0.010546 | [5 empty] | 0.0020757 | 0.022197 | 0 | 0.022197 | 0.010546 | [11 empty] | WLDFR | HFTD - Distribution - Tier 3 - 3QU CoRE ¦ 5QU LoRE | Non-Red Flag Warning - Catastrophic Fires | 2049 | 0 | 18552.3348 | 319.4911 | 11216.5626 | 7016.281 | 4838.6098 | 4.7886e-07 | 0 | 0.002317 | 0.002317 | 0 | 1.2203e-05 | 1.2203e-05 | 0 | 1.2203e-05
[53 empty] | 0.0020757 | 0.02325 | 0 | 0.02325 | 0.010323 | [5 empty] | 0.0020757 | 0.02325 | 0 | 0.02325 | 0.010323 | [11 empty] | WLDFR | HFTD - Distribution - Tier 3 - 3QU CoRE ¦ 5QU LoRE | Non-Red Flag Warning - Catastrophic Fires | 2050 | 0 | 18552.3348 | 319.4911 | 11216.5626 | 7016.281 | 4838.6098 | 4.7886e-07 | 0 | 0.002317 | 0.002317 | 0 | 1.2203e-05 | 1.2203e-05 | 0 | 1.2203e-05
[53 empty] | 0.0020757 | 0.02325 | 0 | 0.02325 | 0.0096479 | [5 empty] | 0.0020757 | 0.02325 | 0 | 0.02325 | 0.0096479 | [11 empty] | WLDFR | HFTD - Distribution - Tier 3 - 3QU CoRE ¦ 5QU LoRE | Non-Red Flag Warning - Catastrophic Fires | 2051 | 0 | 18552.3348 | 319.4911 | 11216.5626 | 7016.281 | 4838.6098 | 4.7886e-07 | 0 | 0.002317 | 0.002317 | 0 | 1.2203e-05 | 1.2203e-05 | 0 | 1.2203e-05
[53 empty] | 0.0020757 | 0.02325 | 0 | 0.02325 | 0.0090167 | [5 empty] | 0.0020757 | 0.02325 | 0 | 0.02325 | 0.0090167 | [11 empty] | WLDFR | HFTD - Distribution - Tier 3 - 3QU CoRE ¦ 5QU LoRE | Non-Red Flag Warning - Catastrophic Fires | 2052 | 0 | 18552.3348 | 319.4911 | 11216.5626 | 7016.281 | 4838.6098 | 4.7886e-07 | 0 | 0.002317 | 0.002317 | 0 | 1.2203e-05 | 1.2203e-05 | 0 | 1.2203e-05
[53 empty] | 0.0020757 | 0.02325 | 0 | 0.02325 | 0.0084269 | [5 empty] | 0.0020757 | 0.02325 | 0 | 0.02325 | 0.0084269 | [11 empty] | WLDFR | HFTD - Distribution - Tier 3 - 3QU CoRE ¦ 5QU LoRE | Non-Red Flag Warning - Catastrophic Fires | 2053 | 0 | 19462.1283 | 340.5356 | 11757.1413 | 7364.4514 | 5078.7171 | 4.7886e-07 | 0 | 0.002432 | 0.002432 | 0 | 1.2203e-05 | 1.2203e-05 | 0 | 1.2203e-05
[53 empty] | 0.0020757 | 0.02325 | 0 | 0.02325 | 0.0078756 | [5 empty] | 0.0020757 | 0.02325 | 0 | 0.02325 | 0.0078756 | [11 empty] | WLDFR | HFTD - Distribution - Tier 3 - 3QU CoRE ¦ 5QU LoRE | Non-Red Flag Warning - Catastrophic Fires | 2054 | 0 | 19462.1283 | 340.5356 | 11757.1413 | 7364.4514 | 5078.7171 | 4.7886e-07 | 0 | 0.002432 | 0.002432 | 0 | 1.2997e-05 | 1.2997e-05 | 0 | 1.2997e-05
[53 empty] | 0.0020757 | 0.024394 | 0 | 0.024394 | 0.0077224 | [5 empty] | 0.0020757 | 0.024394 | 0 | 0.024394 | 0.0077224 | [11 empty] | WLDFR | HFTD - Distribution - Tier 3 - 3QU CoRE ¦ 5QU LoRE | Non-Red Flag Warning - Catastrophic Fires | 2055 | 0 | 19462.1283 | 340.5356 | 11757.1413 | 7364.4514 | 5078.7171 | 4.7886e-07 | 0 | 0.002432 | 0.002432 | 0 | 1.2997e-05 | 1.2997e-05 | 0 | 1.2997e-05
[53 empty] | 0.0020757 | 0.024394 | 0 | 0.024394 | 0.0072172 | [5 empty] | 0.0020757 | 0.024394 | 0 | 0.024394 | 0.0072172 | [11 empty] | WLDFR | HFTD - Distribution - Tier 3 - 3QU CoRE ¦ 5QU LoRE | Non-Red Flag Warning - Large Fires | 2026 | 0 | 5.475 | 0.71896 | 3.0715 | 1.6846 | 1.1617 | 7.8035e-06 | 0 | 9.0656e-06 | 9.0656e-06 | 0 | 1.2997e-05 | 1.2997e-05 | 0 | 1.2997e-05
[53 empty] | 0.0020757 | 0.024394 | 0 | 0.024394 | 0.006745 | [5 empty] | 0.0020757 | 0.024394 | 0 | 0.024394 | 0.006745 | [11 empty] | WLDFR | HFTD - Distribution - Tier 3 - 3QU CoRE ¦ 5QU LoRE | Non-Red Flag Warning - Large Fires | 2027 | 0 | 5.475 | 0.71896 | 3.0715 | 1.6846 | 1.1617 | 7.8035e-06 | 0 | 9.0656e-06 | 9.0656e-06 | 0 | 1.2997e-05 | 1.2997e-05 | 0 | 1.2997e-05
[53 empty] | 0.0020757 | 0.024394 | 0 | 0.024394 | 0.0063038 | [5 empty] | 0.0020757 | 0.024394 | 0 | 0.024394 | 0.0063038 | [11 empty] | WLDFR | HFTD - Distribution - Tier 3 - 3QU CoRE ¦ 5QU LoRE | Non-Red Flag Warning - Large Fires | 2028 | 0 | 5.777 | 0.74734 | 3.238 | 1.7917 | 1.2356 | 7.8035e-06 | 0 | 9.6422e-06 | 9.6422e-06 | 0 | 0 | 1.2997e-05 | 0 | 1.2997e-05
[53 empty] | 0.0020757 | 0.024394 | 0 | 0.024394 | 0.0058914 | [5 empty] | 0.0020757 | 0.024394 | 0 | 0.024394 | 0.0058914 | [11 empty] | WLDFR | HFTD - Distribution - Tier 3 - 3QU CoRE ¦ 5QU LoRE | Non-Red Flag Warning - Large Fires | 2029 | 0 | 5.777 | 0.74734 | 3.238 | 1.7917 | 1.2356 | 7.8035e-06 | 0 | 9.6422e-06 | 9.6422e-06 | 0 | 2.2574e-06 | 0 | 0 | 0
[53 empty] | 0.0020757 | 0.025612 | 0 | 0.025612 | 0.005781 | [5 empty] | 0.0020757 | 0.025612 | 0 | 0.025612 | 0.005781 | [11 empty] | WLDFR | HFTD - Distribution - Tier 3 - 3QU CoRE ¦ 5QU LoRE | Non-Red Flag Warning - Large Fires | 2030 | 0 | 5.777 | 0.74734 | 3.238 | 1.7917 | 1.2356 | 7.8035e-06 | 0 | 9.6422e-06 | 9.6422e-06 | 0 | 2.3301e-06 | 2.3301e-06 | 0 | 2.3301e-06
[53 empty] | 0.0020757 | 0.025612 | 0 | 0.025612 | 0.0054028 | [5 empty] | 0.0020757 | 0.025612 | 0 | 0.025612 | 0.0054028 | [11 empty] | WLDFR | HFTD - Distribution - Tier 3 - 3QU CoRE ¦ 5QU LoRE | Non-Red Flag Warning - Large Fires | 2031 | 0 | 5.777 | 0.74734 | 3.238 | 1.7917 | 1.2356 | 7.8035e-06 | 0 | 9.6422e-06 | 9.6422e-06 | 0 | 2.3301e-06 | 2.3301e-06 | 0 | 2.3301e-06
[53 empty] | 0.0020757 | 0.025612 | 0 | 0.025612 | 0.0050494 | [5 empty] | 0.0020757 | 0.025612 | 0 | 0.025612 | 0.0050494 | [11 empty] | WLDFR | HFTD - Distribution - Tier 3 - 3QU CoRE ¦ 5QU LoRE | Non-Red Flag Warning - Large Fires | 2032 | 0 | 5.777 | 0.74734 | 3.238 | 1.7917 | 1.2356 | 7.8035e-06 | 0 | 9.6422e-06 | 9.6422e-06 | 0 | 2.3301e-06 | 2.3301e-06 | 0 | 2.3301e-06
[53 empty] | 0.0020757 | 0.025612 | 0 | 0.025612 | 0.004719 | [5 empty] | 0.0020757 | 0.025612 | 0 | 0.025612 | 0.004719 | [11 empty] | WLDFR | HFTD - Distribution - Tier 3 - 3QU CoRE ¦ 5QU LoRE | Non-Red Flag Warning - Large Fires | 2033 | 0 | 6.1205 | 0.77885 | 3.4265 | 1.9151 | 1.3207 | 7.8035e-06 | 0 | 1.0306e-05 | 1.0306e-05 | 0 | 2.3301e-06 | 2.3301e-06 | 0 | 2.3301e-06
[53 empty] | 0.0020757 | 0.025612 | 0 | 0.025612 | 0.0044103 | [5 empty] | 0.0020757 | 0.025612 | 0 | 0.025612 | 0.0044103 | [11 empty] | WLDFR | HFTD - Distribution - Tier 3 - 3QU CoRE ¦ 5QU LoRE | Non-Red Flag Warning - Large Fires | 2034 | 0 | 6.1205 | 0.77885 | 3.4265 | 1.9151 | 1.3207 | 7.8035e-06 | 0 | 1.0306e-05 | 1.0306e-05 | 0 | 2.3301e-06 | 2.3301e-06 | 0 | 2.3301e-06
[53 empty] | 0.0020757 | 0.02689 | 0 | 0.02689 | 0.0043274 | [5 empty] | 0.0020757 | 0.02689 | 0 | 0.02689 | 0.0043274 | [11 empty] | WLDFR | HFTD - Distribution - Tier 3 - 3QU CoRE ¦ 5QU LoRE | Non-Red Flag Warning - Large Fires | 2035 | 0 | 6.1205 | 0.77885 | 3.4265 | 1.9151 | 1.3207 | 7.8035e-06 | 0 | 1.0306e-05 | 1.0306e-05 | 0 | 2.4228e-06 | 2.4228e-06 | 0 | 2.4228e-06
[53 empty] | 0.0020757 | 0.02689 | 0 | 0.02689 | 0.0040443 | [5 empty] | 0.0020757 | 0.02689 | 0 | 0.02689 | 0.0040443 | [11 empty] | WLDFR | HFTD - Distribution - Tier 3 - 3QU CoRE ¦ 5QU LoRE | Non-Red Flag Warning - Large Fires | 2036 | 0 | 6.1205 | 0.77885 | 3.4265 | 1.9151 | 1.3207 | 7.8035e-06 | 0 | 1.0306e-05 | 1.0306e-05 | 0 | 2.4228e-06 | 2.4228e-06 | 0 | 2.4228e-06
[53 empty] | 0.0020757 | 0.02689 | 0 | 0.02689 | 0.0037798 | [5 empty] | 0.0020757 | 0.02689 | 0 | 0.02689 | 0.0037798 | [11 empty] | WLDFR | HFTD - Distribution - Tier 3 - 3QU CoRE ¦ 5QU LoRE | Non-Red Flag Warning - Large Fires | 2037 | 0 | 6.1205 | 0.77885 | 3.4265 | 1.9151 | 1.3207 | 7.8035e-06 | 0 | 1.0306e-05 | 1.0306e-05 | 0 | 2.4228e-06 | 2.4228e-06 | 0 | 2.4228e-06
[53 empty] | 0.0020757 | 0.02689 | 0 | 0.02689 | 0.0035325 | [5 empty] | 0 | 0 | 0 | 0 | 0 | [11 empty] | WLDFR | HFTD - Distribution - Tier 3 - 3QU CoRE ¦ 5QU LoRE | Non-Red Flag Warning - Large Fires | 2038 | 0 | 6.5028 | 0.81304 | 3.6355 | 2.0543 | 1.4167 | 7.8035e-06 | 0 | 1.1055e-05 | 1.1055e-05 | 0 | 2.4228e-06 | 2.4228e-06 | 0 | 2.4228e-06
[53 empty] | 0 | 0 | 0 | 0 | 0 | [5 empty] | 0 | 0 | 0 | 0 | 0 | [11 empty] | WLDFR | HFTD - Distribution - Tier 3 - 3QU CoRE ¦ 5QU LoRE | Non-Red Flag Warning - Large Fires | 2039 | 0 | 6.5028 | 0.81304 | 3.6355 | 2.0543 | 1.4167 | 7.8035e-06 | 0 | 1.1055e-05 | 1.1055e-05 | 0 | 2.4228e-06 | 2.4228e-06 | 0 | 2.4228e-06
[53 empty] | 0 | 0 | 0 | 0 | 0 | [5 empty] | 7.6235e-05 | 0.0051751 | 0 | 0.0051751 | 0.0051751 | [11 empty] | WLDFR | HFTD - Distribution - Tier 3 - 3QU CoRE ¦ 5QU LoRE | Non-Red Flag Warning - Large Fires | 2040 | 0 | 6.5028 | 0.81304 | 3.6355 | 2.0543 | 1.4167 | 7.8035e-06 | 0 | 1.1055e-05 | 1.1055e-05 | 0 | 2.5272e-06 | 2.5272e-06 | 0 | 2.5272e-06
[53 empty] | 7.6235e-05 | 0.0051751 | 0 | 0.0051751 | 0.0048366 | [5 empty] | 7.6235e-05 | 0.0051751 | 0 | 0.0051751 | 0.0048366 | [11 empty] | WLDFR | HFTD - Distribution - Tier 3 - 3QU CoRE ¦ 5QU LoRE | Non-Red Flag Warning - Large Fires | 2041 | 0 | 6.5028 | 0.81304 | 3.6355 | 2.0543 | 1.4167 | 7.8035e-06 | 0 | 1.1055e-05 | 1.1055e-05 | 0 | 2.5272e-06 | 2.5272e-06 | 0 | 2.5272e-06
[53 empty] | 7.6235e-05 | 0.0053647 | 0 | 0.0053647 | 0.0046857 | [5 empty] | 7.6235e-05 | 0.0053647 | 0 | 0.0053647 | 0.0046857 | [11 empty] | WLDFR | HFTD - Distribution - Tier 3 - 3QU CoRE ¦ 5QU LoRE | Non-Red Flag Warning - Large Fires | 2042 | 0 | 6.5028 | 0.81304 | 3.6355 | 2.0543 | 1.4167 | 7.8035e-06 | 0 | 1.1055e-05 | 1.1055e-05 | 0 | 2.5272e-06 | 2.5272e-06 | 0 | 2.5272e-06
[53 empty] | 7.6235e-05 | 0.0053647 | 0 | 0.0053647 | 0.0043792 | [5 empty] | 7.6235e-05 | 0.0053647 | 0 | 0.0053647 | 0.0043792 | [11 empty] | WLDFR | HFTD - Distribution - Tier 3 - 3QU CoRE ¦ 5QU LoRE | Non-Red Flag Warning - Large Fires | 2043 | 0 | 6.9209 | 0.84944 | 3.8632 | 2.2083 | 1.5229 | 7.8035e-06 | 0 | 1.1884e-05 | 1.1884e-05 | 0 | 2.5272e-06 | 2.5272e-06 | 0 | 2.5272e-06
[53 empty] | 7.6235e-05 | 0.0053647 | 0 | 0.0053647 | 0.0040927 | [5 empty] | 7.6235e-05 | 0.0053647 | 0 | 0.0053647 | 0.0040927 | [11 empty] | WLDFR | HFTD - Distribution - Tier 3 - 3QU CoRE ¦ 5QU LoRE | Non-Red Flag Warning - Large Fires | 2044 | 0 | 6.9209 | 0.84944 | 3.8632 | 2.2083 | 1.5229 | 7.8035e-06 | 0 | 1.1884e-05 | 1.1884e-05 | 0 | 2.5272e-06 | 2.5272e-06 | 0 | 2.5272e-06
[53 empty] | 7.6235e-05 | 0.0053647 | 0 | 0.0053647 | 0.0038249 | [5 empty] | 7.6235e-05 | 0.0053647 | 0 | 0.0053647 | 0.0038249 | [11 empty] | WLDFR | HFTD - Distribution - Tier 3 - 3QU CoRE ¦ 5QU LoRE | Non-Red Flag Warning - Large Fires | 2045 | 0 | 6.9209 | 0.84944 | 3.8632 | 2.2083 | 1.5229 | 7.8035e-06 | 0 | 1.1884e-05 | 1.1884e-05 | 0 | 2.6424e-06 | 2.6424e-06 | 0 | 2.6424e-06
[53 empty] | 7.6235e-05 | 0.0053647 | 0 | 0.0053647 | 0.0035747 | [5 empty] | 7.6235e-05 | 0.0053647 | 0 | 0.0053647 | 0.0035747 | [11 empty] | WLDFR | HFTD - Distribution - Tier 3 - 3QU CoRE ¦ 5QU LoRE | Non-Red Flag Warning - Large Fires | 2046 | 0 | 6.9209 | 0.84944 | 3.8632 | 2.2083 | 1.5229 | 7.8035e-06 | 0 | 1.1884e-05 | 1.1884e-05 | 0 | 2.6424e-06 | 2.6424e-06 | 0 | 2.6424e-06
[53 empty] | 7.6235e-05 | 0.0056035 | 0 | 0.0056035 | 0.0034896 | [5 empty] | 7.6235e-05 | 0.0056035 | 0 | 0.0056035 | 0.0034896 | [11 empty] | WLDFR | HFTD - Distribution - Tier 3 - 3QU CoRE ¦ 5QU LoRE | Non-Red Flag Warning - Large Fires | 2047 | 0 | 6.9209 | 0.84944 | 3.8632 | 2.2083 | 1.5229 | 7.8035e-06 | 0 | 1.1884e-05 | 1.1884e-05 | 0 | 2.6424e-06 | 2.6424e-06 | 0 | 2.6424e-06
[53 empty] | 7.6235e-05 | 0.0056035 | 0 | 0.0056035 | 0.0032613 | [5 empty] | 7.6235e-05 | 0.0056035 | 0 | 0.0056035 | 0.0032613 | [11 empty] | WLDFR | HFTD - Distribution - Tier 3 - 3QU CoRE ¦ 5QU LoRE | Non-Red Flag Warning - Large Fires | 2048 | 0 | 7.3713 | 0.88759 | 4.1075 | 2.3763 | 1.6388 | 7.8035e-06 | 0 | 1.2788e-05 | 1.2788e-05 | 0 | 2.6424e-06 | 2.6424e-06 | 0 | 2.6424e-06
[53 empty] | 7.6235e-05 | 0.0056035 | 0 | 0.0056035 | 0.0030479 | [5 empty] | 7.6235e-05 | 0.0056035 | 0 | 0.0056035 | 0.0030479 | [11 empty] | WLDFR | HFTD - Distribution - Tier 3 - 3QU CoRE ¦ 5QU LoRE | Non-Red Flag Warning - Large Fires | 2049 | 0 | 7.3713 | 0.88759 | 4.1075 | 2.3763 | 1.6388 | 7.8035e-06 | 0 | 1.2788e-05 | 1.2788e-05 | 0 | 2.6424e-06 | 2.6424e-06 | 0 | 2.6424e-06
[53 empty] | 7.6235e-05 | 0.0056035 | 0 | 0.0056035 | 0.0028485 | [5 empty] | 7.6235e-05 | 0.0056035 | 0 | 0.0056035 | 0.0028485 | [11 empty] | WLDFR | HFTD - Distribution - Tier 3 - 3QU CoRE ¦ 5QU LoRE | Non-Red Flag Warning - Large Fires | 2050 | 0 | 7.3713 | 0.88759 | 4.1075 | 2.3763 | 1.6388 | 7.8035e-06 | 0 | 1.2788e-05 | 1.2788e-05 | 0 | 2.767e-06 | 2.767e-06 | 0 | 2.767e-06
[53 empty] | 7.6235e-05 | 0.0056035 | 0 | 0.0056035 | 0.0026622 | [5 empty] | 7.6235e-05 | 0.0056035 | 0 | 0.0056035 | 0.0026622 | [11 empty] | WLDFR | HFTD - Distribution - Tier 3 - 3QU CoRE ¦ 5QU LoRE | Non-Red Flag Warning - Large Fires | 2051 | 0 | 7.3713 | 0.88759 | 4.1075 | 2.3763 | 1.6388 | 7.8035e-06 | 0 | 1.2788e-05 | 1.2788e-05 | 0 | 2.767e-06 | 2.767e-06 | 0 | 2.767e-06
[53 empty] | 7.6235e-05 | 0.0058689 | 0 | 0.0058689 | 0.0026059 | [5 empty] | 7.6235e-05 | 0.0058689 | 0 | 0.0058689 | 0.0026059 | [11 empty] | WLDFR | HFTD - Distribution - Tier 3 - 3QU CoRE ¦ 5QU LoRE | Non-Red Flag Warning - Large Fires | 2052 | 0 | 7.3713 | 0.88759 | 4.1075 | 2.3763 | 1.6388 | 7.8035e-06 | 0 | 1.2788e-05 | 1.2788e-05 | 0 | 2.767e-06 | 2.767e-06 | 0 | 2.767e-06
[53 empty] | 7.6235e-05 | 0.0058689 | 0 | 0.0058689 | 0.0024354 | [5 empty] | 7.6235e-05 | 0.0058689 | 0 | 0.0058689 | 0.0024354 | [11 empty] | WLDFR | HFTD - Distribution - Tier 3 - 3QU CoRE ¦ 5QU LoRE | Non-Red Flag Warning - Large Fires | 2053 | 0 | 7.8503 | 0.92702 | 4.3664 | 2.5569 | 1.7633 | 7.8035e-06 | 0 | 1.376e-05 | 1.376e-05 | 0 | 2.767e-06 | 2.767e-06 | 0 | 2.767e-06
[53 empty] | 7.6235e-05 | 0.0058689 | 0 | 0.0058689 | 0.0022761 | [5 empty] | 7.6235e-05 | 0.0058689 | 0 | 0.0058689 | 0.0022761 | [11 empty] | WLDFR | HFTD - Distribution - Tier 3 - 3QU CoRE ¦ 5QU LoRE | Non-Red Flag Warning - Large Fires | 2054 | 0 | 7.8503 | 0.92702 | 4.3664 | 2.5569 | 1.7633 | 7.8035e-06 | 0 | 1.376e-05 | 1.376e-05 | 0 | 2.767e-06 | 2.767e-06 | 0 | 2.767e-06
[53 empty] | 7.6235e-05 | 0.0058689 | 0 | 0.0058689 | 0.0021272 | [5 empty] | 7.6235e-05 | 0.0058689 | 0 | 0.0058689 | 0.0021272 | [11 empty] | WLDFR | HFTD - Distribution - Tier 3 - 3QU CoRE ¦ 5QU LoRE | Non-Red Flag Warning - Large Fires | 2055 | 0 | 7.8503 | 0.92702 | 4.3664 | 2.5569 | 1.7633 | 7.8035e-06 | 0 | 1.376e-05 | 1.376e-05 | 0 | 2.8999e-06 | 2.8999e-06 | 0 | 2.8999e-06
[53 empty] | 7.6235e-05 | 0.0058689 | 0 | 0.0058689 | 0.001988 | [5 empty] | 7.6235e-05 | 0.0058689 | 0 | 0.0058689 | 0.001988 | [11 empty] | WLDFR | HFTD - Distribution - Tier 3 - 3QU CoRE ¦ 5QU LoRE | Non-Red Flag Warning - Small Fires | 2026 | 0 | 0.080408 | 0.03759 | 0.0016314 | 0.041187 | 0.028403 | 0.0021815 | 0 | 6.1963e-05 | 6.1963e-05 | 0 | 2.8999e-06 | 2.8999e-06 | 0 | 2.8999e-06
[53 empty] | 7.6235e-05 | 0.0061569 | 0 | 0.0061569 | 0.0019491 | [5 empty] | 7.6235e-05 | 0.0061569 | 0 | 0.0061569 | 0.0019491 | [11 empty] | WLDFR | HFTD - Distribution - Tier 3 - 3QU CoRE ¦ 5QU LoRE | Non-Red Flag Warning - Small Fires | 2027 | 0 | 0.080408 | 0.03759 | 0.0016314 | 0.041187 | 0.028403 | 0.0021815 | 0 | 6.1963e-05 | 6.1963e-05 | 0 | 2.8999e-06 | 2.8999e-06 | 0 | 2.8999e-06
[53 empty] | 7.6235e-05 | 0.0061569 | 0 | 0.0061569 | 0.0018216 | [5 empty] | 7.6235e-05 | 0.0061569 | 0 | 0.0061569 | 0.0018216 | [11 empty] | WLDFR | HFTD - Distribution - Tier 3 - 3QU CoRE ¦ 5QU LoRE | Non-Red Flag Warning - Small Fires | 2028 | 0 | 0.083606 | 0.039055 | 0.001695 | 0.042856 | 0.029555 | 0.0021815 | 0 | 6.4475e-05 | 6.4475e-05 | 0 | 2.8999e-06 | 2.8999e-06 | 0 | 2.8999e-06
[53 empty] | 7.6235e-05 | 0.0061569 | 0 | 0.0061569 | 0.0017024 | [5 empty] | 7.6235e-05 | 0.0061569 | 0 | 0.0061569 | 0.0017024 | [11 empty] | WLDFR | HFTD - Distribution - Tier 3 - 3QU CoRE ¦ 5QU LoRE | Non-Red Flag Warning - Small Fires | 2029 | 0 | 0.083606 | 0.039055 | 0.001695 | 0.042856 | 0.029555 | 0.0021815 | 0 | 6.4475e-05 | 6.4475e-05 | 0 | 0 | 2.8999e-06 | 0 | 2.8999e-06
[53 empty] | 7.6235e-05 | 0.0061569 | 0 | 0.0061569 | 0.0015911 | [5 empty] | 7.6235e-05 | 0.0061569 | 0 | 0.0061569 | 0.0015911 | [11 empty] | WLDFR | HFTD - Distribution - Tier 3 - 3QU CoRE ¦ 5QU LoRE | Non-Red Flag Warning - Small Fires | 2030 | 0 | 0.083606 | 0.039055 | 0.001695 | 0.042856 | 0.029555 | 0.0021815 | 0 | 6.4475e-05 | 6.4475e-05 | 0 | 0.00017947 | 0 | 0 | 0
[53 empty] | 7.6235e-05 | 0.0061569 | 0 | 0.0061569 | 0.001487 | [5 empty] | 7.6235e-05 | 0.0061569 | 0 | 0.0061569 | 0.001487 | [11 empty] | WLDFR | HFTD - Distribution - Tier 3 - 3QU CoRE ¦ 5QU LoRE | Non-Red Flag Warning - Small Fires | 2031 | 0 | 0.083606 | 0.039055 | 0.001695 | 0.042856 | 0.029555 | 0.0021815 | 0 | 6.4475e-05 | 6.4475e-05 | 0 | 0.00018605 | 0.00018605 | 0 | 0.00018605
[53 empty] | 7.6235e-05 | 0.0064637 | 0 | 0.0064637 | 0.0014589 | [5 empty] | 7.6235e-05 | 0.0064637 | 0 | 0.0064637 | 0.0014589 | [11 empty] | WLDFR | HFTD - Distribution - Tier 3 - 3QU CoRE ¦ 5QU LoRE | Non-Red Flag Warning - Small Fires | 2032 | 0 | 0.083606 | 0.039055 | 0.001695 | 0.042856 | 0.029555 | 0.0021815 | 0 | 6.4475e-05 | 6.4475e-05 | 0 | 0.00018605 | 0.00018605 | 0 | 0.00018605
[53 empty] | 7.6235e-05 | 0.0064637 | 0 | 0.0064637 | 0.0013635 | [5 empty] | 7.6235e-05 | 0.0064637 | 0 | 0.0064637 | 0.0013635 | [11 empty] | WLDFR | HFTD - Distribution - Tier 3 - 3QU CoRE ¦ 5QU LoRE | Non-Red Flag Warning - Small Fires | 2033 | 0 | 0.087211 | 0.040679 | 0.0017655 | 0.044766 | 0.030872 | 0.0021815 | 0 | 6.7349e-05 | 6.7349e-05 | 0 | 0.00018605 | 0.00018605 | 0 | 0.00018605
[53 empty] | 7.6235e-05 | 0.0064637 | 0 | 0.0064637 | 0.0012743 | [5 empty] | 7.6235e-05 | 0.0064637 | 0 | 0.0064637 | 0.0012743 | [11 empty] | WLDFR | HFTD - Distribution - Tier 3 - 3QU CoRE ¦ 5QU LoRE | Non-Red Flag Warning - Small Fires | 2034 | 0 | 0.087211 | 0.040679 | 0.0017655 | 0.044766 | 0.030872 | 0.0021815 | 0 | 6.7349e-05 | 6.7349e-05 | 0 | 0.00018605 | 0.00018605 | 0 | 0.00018605
[53 empty] | 7.6235e-05 | 0.0064637 | 0 | 0.0064637 | 0.0011909 | [5 empty] | 7.6235e-05 | 0.0064637 | 0 | 0.0064637 | 0.0011909 | [11 empty] | WLDFR | HFTD - Distribution - Tier 3 - 3QU CoRE ¦ 5QU LoRE | Non-Red Flag Warning - Small Fires | 2035 | 0 | 0.087211 | 0.040679 | 0.0017655 | 0.044766 | 0.030872 | 0.0021815 | 0 | 6.7349e-05 | 6.7349e-05 | 0 | 0.00018605 | 0.00018605 | 0 | 0.00018605
[53 empty] | 7.6235e-05 | 0.0064637 | 0 | 0.0064637 | 0.001113 | [5 empty] | 7.6235e-05 | 0.0064637 | 0 | 0.0064637 | 0.001113 | [11 empty] | WLDFR | HFTD - Distribution - Tier 3 - 3QU CoRE ¦ 5QU LoRE | Non-Red Flag Warning - Small Fires | 2036 | 0 | 0.087211 | 0.040679 | 0.0017655 | 0.044766 | 0.030872 | 0.0021815 | 0 | 6.7349e-05 | 6.7349e-05 | 0 | 0.00019433 | 0.00019433 | 0 | 0.00019433
[53 empty] | 7.6235e-05 | 0.0067852 | 0 | 0.0067852 | 0.0010919 | [5 empty] | 7.6235e-05 | 0.0067852 | 0 | 0.0067852 | 0.0010919 | [11 empty] | WLDFR | HFTD - Distribution - Tier 3 - 3QU CoRE ¦ 5QU LoRE | Non-Red Flag Warning - Small Fires | 2037 | 0 | 0.087211 | 0.040679 | 0.0017655 | 0.044766 | 0.030872 | 0.0021815 | 0 | 6.7349e-05 | 6.7349e-05 | 0 | 0.00019433 | 0.00019433 | 0 | 0.00019433
[53 empty] | 7.6235e-05 | 0.0067852 | 0 | 0.0067852 | 0.0010205 | [5 empty] | 7.6235e-05 | 0.0067852 | 0 | 0.0067852 | 0.0010205 | [11 empty] | WLDFR | HFTD - Distribution - Tier 3 - 3QU CoRE ¦ 5QU LoRE | Non-Red Flag Warning - Small Fires | 2038 | 0 | 0.091184 | 0.042438 | 0.0018418 | 0.046905 | 0.032347 | 0.0021815 | 0 | 7.0566e-05 | 7.0566e-05 | 0 | 0.00019433 | 0.00019433 | 0 | 0.00019433
[53 empty] | 7.6235e-05 | 0.0067852 | 0 | 0.0067852 | 0.00095375 | [5 empty] | 7.6235e-05 | 0.0067852 | 0 | 0.0067852 | 0.00095375 | [11 empty] | WLDFR | HFTD - Distribution - Tier 3 - 3QU CoRE ¦ 5QU LoRE | Non-Red Flag Warning - Small Fires | 2039 | 0 | 0.091184 | 0.042438 | 0.0018418 | 0.046905 | 0.032347 | 0.0021815 | 0 | 7.0566e-05 | 7.0566e-05 | 0 | 0.00019433 | 0.00019433 | 0 | 0.00019433
[53 empty] | 7.6235e-05 | 0.0067852 | 0 | 0.0067852 | 0.00089136 | [5 empty] | 0 | 0 | 0 | 0 | 0 | [11 empty] | WLDFR | HFTD - Distribution - Tier 3 - 3QU CoRE ¦ 5QU LoRE | Non-Red Flag Warning - Small Fires | 2040 | 0 | 0.091184 | 0.042438 | 0.0018418 | 0.046905 | 0.032347 | 0.0021815 | 0 | 7.0566e-05 | 7.0566e-05 | 0 | 0.00019433 | 0.00019433 | 0 | 0.00019433
[53 empty] | 0 | 0 | 0 | 0 | 0 | [5 empty] | 0 | 0 | 0 | 0 | 0 | [11 empty] | WLDFR | HFTD - Distribution - Tier 3 - 3QU CoRE ¦ 5QU LoRE | Non-Red Flag Warning - Small Fires | 2041 | 0 | 0.091184 | 0.042438 | 0.0018418 | 0.046905 | 0.032347 | 0.0021815 | 0 | 7.0566e-05 | 7.0566e-05 | 0 | 0.00020355 | 0.00020355 | 0 | 0.00020355
[53 empty] | 0 | 0 | 0 | 0 | 0 | [5 empty] | 0.0099343 | 0.0040101 | 0 | 0.0040101 | 0.0040101 | [11 empty] | WLDFR | HFTD - Distribution - Tier 3 - 3QU CoRE ¦ 5QU LoRE | Non-Red Flag Warning - Small Fires | 2042 | 0 | 0.091184 | 0.042438 | 0.0018418 | 0.046905 | 0.032347 | 0.0021815 | 0 | 7.0566e-05 | 7.0566e-05 | 0 | 0.00020355 | 0.00020355 | 0 | 0.00020355
[53 empty] | 0.0099343 | 0.0040101 | 0 | 0.0040101 | 0.0037477 | [5 empty] | 0.0099343 | 0.0040101 | 0 | 0.0040101 | 0.0037477 | [11 empty] | WLDFR | HFTD - Distribution - Tier 3 - 3QU CoRE ¦ 5QU LoRE | Non-Red Flag Warning - Small Fires | 2043 | 0 | 0.095486 | 0.044306 | 0.0019228 | 0.049257 | 0.033969 | 0.0021815 | 0 | 7.4104e-05 | 7.4104e-05 | 0 | 0.00020355 | 0.00020355 | 0 | 0.00020355
[53 empty] | 0.0099343 | 0.0041594 | 0 | 0.0041594 | 0.003633 | [5 empty] | 0.0099343 | 0.0041594 | 0 | 0.0041594 | 0.003633 | [11 empty] | WLDFR | HFTD - Distribution - Tier 3 - 3QU CoRE ¦ 5QU LoRE | Non-Red Flag Warning - Small Fires | 2044 | 0 | 0.095486 | 0.044306 | 0.0019228 | 0.049257 | 0.033969 | 0.0021815 | 0 | 7.4104e-05 | 7.4104e-05 | 0 | 0.00020355 | 0.00020355 | 0 | 0.00020355
[53 empty] | 0.0099343 | 0.0041594 | 0 | 0.0041594 | 0.0033953 | [5 empty] | 0.0099343 | 0.0041594 | 0 | 0.0041594 | 0.0033953 | [11 empty] | WLDFR | HFTD - Distribution - Tier 3 - 3QU CoRE ¦ 5QU LoRE | Non-Red Flag Warning - Small Fires | 2045 | 0 | 0.095486 | 0.044306 | 0.0019228 | 0.049257 | 0.033969 | 0.0021815 | 0 | 7.4104e-05 | 7.4104e-05 | 0 | 0.00020355 | 0.00020355 | 0 | 0.00020355
[53 empty] | 0.0099343 | 0.0041594 | 0 | 0.0041594 | 0.0031732 | [5 empty] | 0.0099343 | 0.0041594 | 0 | 0.0041594 | 0.0031732 | [11 empty] | WLDFR | HFTD - Distribution - Tier 3 - 3QU CoRE ¦ 5QU LoRE | Non-Red Flag Warning - Small Fires | 2046 | 0 | 0.095486 | 0.044306 | 0.0019228 | 0.049257 | 0.033969 | 0.0021815 | 0 | 7.4104e-05 | 7.4104e-05 | 0 | 0.00021355 | 0.00021355 | 0 | 0.00021355
[53 empty] | 0.0099343 | 0.0041594 | 0 | 0.0041594 | 0.0029656 | [5 empty] | 0.0099343 | 0.0041594 | 0 | 0.0041594 | 0.0029656 | [11 empty] | WLDFR | HFTD - Distribution - Tier 3 - 3QU CoRE ¦ 5QU LoRE | Non-Red Flag Warning - Small Fires | 2047 | 0 | 0.095486 | 0.044306 | 0.0019228 | 0.049257 | 0.033969 | 0.0021815 | 0 | 7.4104e-05 | 7.4104e-05 | 0 | 0.00021355 | 0.00021355 | 0 | 0.00021355
[53 empty] | 0.0099343 | 0.0041594 | 0 | 0.0041594 | 0.0027716 | [5 empty] | 0.0099343 | 0.0041594 | 0 | 0.0041594 | 0.0027716 | [11 empty] | WLDFR | HFTD - Distribution - Tier 3 - 3QU CoRE ¦ 5QU LoRE | Non-Red Flag Warning - Small Fires | 2048 | 0 | 0.10007 | 0.04626 | 0.0020076 | 0.051804 | 0.035726 | 0.0021815 | 0 | 7.7937e-05 | 7.7937e-05 | 0 | 0.00021355 | 0.00021355 | 0 | 0.00021355
[53 empty] | 0.0099343 | 0.0043487 | 0 | 0.0043487 | 0.0027082 | [5 empty] | 0.0099343 | 0.0043487 | 0 | 0.0043487 | 0.0027082 | [11 empty] | WLDFR | HFTD - Distribution - Tier 3 - 3QU CoRE ¦ 5QU LoRE | Non-Red Flag Warning - Small Fires | 2049 | 0 | 0.10007 | 0.04626 | 0.0020076 | 0.051804 | 0.035726 | 0.0021815 | 0 | 7.7937e-05 | 7.7937e-05 | 0 | 0.00021355 | 0.00021355 | 0 | 0.00021355
[53 empty] | 0.0099343 | 0.0043487 | 0 | 0.0043487 | 0.002531 | [5 empty] | 0.0099343 | 0.0043487 | 0 | 0.0043487 | 0.002531 | [11 empty] | WLDFR | HFTD - Distribution - Tier 3 - 3QU CoRE ¦ 5QU LoRE | Non-Red Flag Warning - Small Fires | 2050 | 0 | 0.10007 | 0.04626 | 0.0020076 | 0.051804 | 0.035726 | 0.0021815 | 0 | 7.7937e-05 | 7.7937e-05 | 0 | 0.00021355 | 0.00021355 | 0 | 0.00021355
[53 empty] | 0.0099343 | 0.0043487 | 0 | 0.0043487 | 0.0023654 | [5 empty] | 0.0099343 | 0.0043487 | 0 | 0.0043487 | 0.0023654 | [11 empty] | WLDFR | HFTD - Distribution - Tier 3 - 3QU CoRE ¦ 5QU LoRE | Non-Red Flag Warning - Small Fires | 2051 | 0 | 0.10007 | 0.04626 | 0.0020076 | 0.051804 | 0.035726 | 0.0021815 | 0 | 7.7937e-05 | 7.7937e-05 | 0 | 0.0002242 | 0.0002242 | 0 | 0.0002242
[53 empty] | 0.0099343 | 0.0043487 | 0 | 0.0043487 | 0.0022107 | [5 empty] | 0.0099343 | 0.0043487 | 0 | 0.0043487 | 0.0022107 | [11 empty] | WLDFR | HFTD - Distribution - Tier 3 - 3QU CoRE ¦ 5QU LoRE | Non-Red Flag Warning - Small Fires | 2052 | 0 | 0.10007 | 0.04626 | 0.0020076 | 0.051804 | 0.035726 | 0.0021815 | 0 | 7.7937e-05 | 7.7937e-05 | 0 | 0.0002242 | 0.0002242 | 0 | 0.0002242
[53 empty] | 0.0099343 | 0.0043487 | 0 | 0.0043487 | 0.0020661 | [5 empty] | 0.0099343 | 0.0043487 | 0 | 0.0043487 | 0.0020661 | [11 empty] | WLDFR | HFTD - Distribution - Tier 3 - 3QU CoRE ¦ 5QU LoRE | Non-Red Flag Warning - Small Fires | 2053 | 0 | 0.10489 | 0.048274 | 0.002095 | 0.054525 | 0.037602 | 0.0021815 | 0 | 8.203e-05 | 8.203e-05 | 0 | 0.0002242 | 0.0002242 | 0 | 0.0002242
[53 empty] | 0.0099343 | 0.0045607 | 0 | 0.0045607 | 0.002025 | [5 empty] | 0.0099343 | 0.0045607 | 0 | 0.0045607 | 0.002025 | [11 empty] | WLDFR | HFTD - Distribution - Tier 3 - 3QU CoRE ¦ 5QU LoRE | Non-Red Flag Warning - Small Fires | 2054 | 0 | 0.10489 | 0.048274 | 0.002095 | 0.054525 | 0.037602 | 0.0021815 | 0 | 8.203e-05 | 8.203e-05 | 0 | 0.0002242 | 0.0002242 | 0 | 0.0002242
[53 empty] | 0.0099343 | 0.0045607 | 0 | 0.0045607 | 0.0018925 | [5 empty] | 0.0099343 | 0.0045607 | 0 | 0.0045607 | 0.0018925 | [11 empty] | WLDFR | HFTD - Distribution - Tier 3 - 3QU CoRE ¦ 5QU LoRE | Non-Red Flag Warning - Small Fires | 2055 | 0 | 0.10489 | 0.048274 | 0.002095 | 0.054525 | 0.037602 | 0.0021815 | 0 | 8.203e-05 | 8.203e-05 | 0 | 0.0002242 | 0.0002242 | 0 | 0.0002242
[53 empty] | 0.0099343 | 0.0045607 | 0 | 0.0045607 | 0.0017687 | [5 empty] | 0.0099343 | 0.0045607 | 0 | 0.0045607 | 0.0017687 | [11 empty] | WLDFR | HFTD - Distribution - Tier 3 - 3QU CoRE ¦ 5QU LoRE | Red Flag Warning - Catastrophic Fires | 2026 | 0 | 14664.6376 | 233.2301 | 8896.516 | 5534.8915 | 3817.0051 | 1.435e-05 | 0 | 0.054775 | 0.054775 | 0 | 0.00023537 | 0.00023537 | 0 | 0.00023537
[53 empty] | 0.0099343 | 0.0045607 | 0 | 0.0045607 | 0.001653 | [5 empty] | 0.0099343 | 0.0045607 | 0 | 0.0045607 | 0.001653 | [11 empty] | WLDFR | HFTD - Distribution - Tier 3 - 3QU CoRE ¦ 5QU LoRE | Red Flag Warning - Catastrophic Fires | 2027 | 0 | 14664.6376 | 233.2301 | 8896.516 | 5534.8915 | 3817.0051 | 1.435e-05 | 0 | 0.054775 | 0.054775 | 0 | 0.00023537 | 0.00023537 | 0 | 0.00023537
[53 empty] | 0.0099343 | 0.0045607 | 0 | 0.0045607 | 0.0015449 | [5 empty] | 0.0099343 | 0.0045607 | 0 | 0.0045607 | 0.0015449 | [11 empty] | WLDFR | HFTD - Distribution - Tier 3 - 3QU CoRE ¦ 5QU LoRE | Red Flag Warning - Catastrophic Fires | 2028 | 0 | 15317.9909 | 247.273 | 9287.6491 | 5783.0689 | 3988.1546 | 1.435e-05 | 0 | 0.057231 | 0.057231 | 0 | 0.00023537 | 0.00023537 | 0 | 0.00023537
[53 empty] | 0.0099343 | 0.0047927 | 0 | 0.0047927 | 0.0015173 | [5 empty] | 0.0099343 | 0.0047927 | 0 | 0.0047927 | 0.0015173 | [11 empty] | WLDFR | HFTD - Distribution - Tier 3 - 3QU CoRE ¦ 5QU LoRE | Red Flag Warning - Catastrophic Fires | 2029 | 0 | 15317.9909 | 247.273 | 9287.6491 | 5783.0689 | 3988.1546 | 1.435e-05 | 0 | 0.057231 | 0.057231 | 0 | 0.00023537 | 0.00023537 | 0 | 0.00023537
[53 empty] | 0.0099343 | 0.0047927 | 0 | 0.0047927 | 0.001418 | [5 empty] | 0.0099343 | 0.0047927 | 0 | 0.0047927 | 0.001418 | [11 empty] | WLDFR | HFTD - Distribution - Tier 3 - 3QU CoRE ¦ 5QU LoRE | Red Flag Warning - Catastrophic Fires | 2030 | 0 | 15317.9909 | 247.273 | 9287.6491 | 5783.0689 | 3988.1546 | 1.435e-05 | 0 | 0.057231 | 0.057231 | 0 | 0 | 0.00023537 | 0 | 0.00023537
[53 empty] | 0.0099343 | 0.0047927 | 0 | 0.0047927 | 0.0013252 | [5 empty] | 0.0099343 | 0.0047927 | 0 | 0.0047927 | 0.0013252 | [11 empty] | WLDFR | HFTD - Distribution - Tier 3 - 3QU CoRE ¦ 5QU LoRE | Red Flag Warning - Catastrophic Fires | 2031 | 0 | 15317.9909 | 247.273 | 9287.6491 | 5783.0689 | 3988.1546 | 1.435e-05 | 0 | 0.057231 | 0.057231 | 0 | 0.00023516 | 0 | 0 | 0
[53 empty] | 0.0099343 | 0.0047927 | 0 | 0.0047927 | 0.0012385 | [5 empty] | 0.0099343 | 0.0047927 | 0 | 0.0047927 | 0.0012385 | [11 empty] | WLDFR | HFTD - Distribution - Tier 3 - 3QU CoRE ¦ 5QU LoRE | Red Flag Warning - Catastrophic Fires | 2032 | 0 | 15317.9909 | 247.273 | 9287.6491 | 5783.0689 | 3988.1546 | 1.435e-05 | 0 | 0.057231 | 0.057231 | 0 | 0.00024375 | 0.00024375 | 0 | 0.00024375
[53 empty] | 0.0099343 | 0.0047927 | 0 | 0.0047927 | 0.0011575 | [5 empty] | 0.0099343 | 0.0047927 | 0 | 0.0047927 | 0.0011575 | [11 empty] | WLDFR | HFTD - Distribution - Tier 3 - 3QU CoRE ¦ 5QU LoRE | Red Flag Warning - Catastrophic Fires | 2033 | 0 | 16044.1264 | 263.1074 | 9721.74 | 6059.2791 | 4178.6364 | 1.435e-05 | 0 | 0.059964 | 0.059964 | 0 | 0.00024375 | 0.00024375 | 0 | 0.00024375
[53 empty] | 0.0099343 | 0.005042 | 0 | 0.005042 | 0.001138 | [5 empty] | 0.0099343 | 0.005042 | 0 | 0.005042 | 0.001138 | [11 empty] | WLDFR | HFTD - Distribution - Tier 3 - 3QU CoRE ¦ 5QU LoRE | Red Flag Warning - Catastrophic Fires | 2034 | 0 | 16044.1264 | 263.1074 | 9721.74 | 6059.2791 | 4178.6364 | 1.435e-05 | 0 | 0.059964 | 0.059964 | 0 | 0.00024375 | 0.00024375 | 0 | 0.00024375
[53 empty] | 0.0099343 | 0.005042 | 0 | 0.005042 | 0.0010636 | [5 empty] | 0.0099343 | 0.005042 | 0 | 0.005042 | 0.0010636 | [11 empty] | WLDFR | HFTD - Distribution - Tier 3 - 3QU CoRE ¦ 5QU LoRE | Red Flag Warning - Catastrophic Fires | 2035 | 0 | 16044.1264 | 263.1074 | 9721.74 | 6059.2791 | 4178.6364 | 1.435e-05 | 0 | 0.059964 | 0.059964 | 0 | 0.00024375 | 0.00024375 | 0 | 0.00024375
[53 empty] | 0.0099343 | 0.005042 | 0 | 0.005042 | 0.00099401 | [5 empty] | 0.0099343 | 0.005042 | 0 | 0.005042 | 0.00099401 | [11 empty] | WLDFR | HFTD - Distribution - Tier 3 - 3QU CoRE ¦ 5QU LoRE | Red Flag Warning - Catastrophic Fires | 2036 | 0 | 16044.1264 | 263.1074 | 9721.74 | 6059.2791 | 4178.6364 | 1.435e-05 | 0 | 0.059964 | 0.059964 | 0 | 0.00024375 | 0.00024375 | 0 | 0.00024375
[53 empty] | 0.0099343 | 0.005042 | 0 | 0.005042 | 0.00092898 | [5 empty] | 0.0099343 | 0.005042 | 0 | 0.005042 | 0.00092898 | [11 empty] | WLDFR | HFTD - Distribution - Tier 3 - 3QU CoRE ¦ 5QU LoRE | Red Flag Warning - Catastrophic Fires | 2037 | 0 | 16044.1264 | 263.1074 | 9721.74 | 6059.2791 | 4178.6364 | 1.435e-05 | 0 | 0.059964 | 0.059964 | 0 | 0.00025457 | 0.00025457 | 0 | 0.00025457
[53 empty] | 0.0099343 | 0.005042 | 0 | 0.005042 | 0.00086821 | [5 empty] | 0.0099343 | 0.005042 | 0 | 0.005042 | 0.00086821 | [11 empty] | WLDFR | HFTD - Distribution - Tier 3 - 3QU CoRE ¦ 5QU LoRE | Red Flag Warning - Catastrophic Fires | 2038 | 0 | 16832.3912 | 280.5544 | 10192.2718 | 6359.5651 | 4385.7214 | 1.435e-05 | 0 | 0.062936 | 0.062936 | 0 | 0.00025457 | 0.00025457 | 0 | 0.00025457
[53 empty] | 0.0099343 | 0.0053056 | 0 | 0.0053056 | 0.00085384 | [5 empty] | 0.0099343 | 0.0053056 | 0 | 0.0053056 | 0.00085384 | [11 empty] | WLDFR | HFTD - Distribution - Tier 3 - 3QU CoRE ¦ 5QU LoRE | Red Flag Warning - Catastrophic Fires | 2039 | 0 | 16832.3912 | 280.5544 | 10192.2718 | 6359.5651 | 4385.7214 | 1.435e-05 | 0 | 0.062936 | 0.062936 | 0 | 0.00025457 | 0.00025457 | 0 | 0.00025457
[53 empty] | 0.0099343 | 0.0053056 | 0 | 0.0053056 | 0.00079798 | [5 empty] | 0.0099343 | 0.0053056 | 0 | 0.0053056 | 0.00079798 | [11 empty] | WLDFR | HFTD - Distribution - Tier 3 - 3QU CoRE ¦ 5QU LoRE | Red Flag Warning - Catastrophic Fires | 2040 | 0 | 16832.3912 | 280.5544 | 10192.2718 | 6359.5651 | 4385.7214 | 1.435e-05 | 0 | 0.062936 | 0.062936 | 0 | 0.00025457 | 0.00025457 | 0 | 0.00025457
[53 empty] | 0.0099343 | 0.0053056 | 0 | 0.0053056 | 0.00074577 | [5 empty] | 0.0099343 | 0.0053056 | 0 | 0.0053056 | 0.00074577 | [11 empty] | WLDFR | HFTD - Distribution - Tier 3 - 3QU CoRE ¦ 5QU LoRE | Red Flag Warning - Catastrophic Fires | 2041 | 0 | 16832.3912 | 280.5544 | 10192.2718 | 6359.5651 | 4385.7214 | 1.435e-05 | 0 | 0.062936 | 0.062936 | 0 | 0.00025457 | 0.00025457 | 0 | 0.00025457
[53 empty] | 0.0099343 | 0.0053056 | 0 | 0.0053056 | 0.00069699 | [5 empty] | 0 | 0 | 0 | 0 | 0 | [11 empty] | WLDFR | HFTD - Distribution - Tier 3 - 3QU CoRE ¦ 5QU LoRE | Red Flag Warning - Catastrophic Fires | 2042 | 0 | 16832.3912 | 280.5544 | 10192.2718 | 6359.5651 | 4385.7214 | 1.435e-05 | 0 | 0.062936 | 0.062936 | 0 | 0.00026658 | 0.00026658 | 0 | 0.00026658
[53 empty] | 0 | 0 | 0 | 0 | 0 | [5 empty] | 0 | 0 | 0 | 0 | 0 | [11 empty] | WLDFR | HFTD - Distribution - Tier 3 - 3QU CoRE ¦ 5QU LoRE | Red Flag Warning - Catastrophic Fires | 2043 | 0 | 17672.0852 | 299.42 | 10692.7362 | 6679.929 | 4606.6527 | 1.435e-05 | 0 | 0.066107 | 0.066107 | 0 | 0.00026658 | 0.00026658 | 0 | 0.00026658
[53 empty] | 0 | 0 | 0 | 0 | 0 | [5 empty] | 0.061959 | 7.2099 | 0 | 7.2099 | 7.2099 | [11 empty] | WLDFR | HFTD - Distribution - Tier 3 - 3QU CoRE ¦ 5QU LoRE | Red Flag Warning - Catastrophic Fires | 2044 | 0 | 17672.0852 | 299.42 | 10692.7362 | 6679.929 | 4606.6527 | 1.435e-05 | 0 | 0.066107 | 0.066107 | 0 | 0.00026658 | 0.00026658 | 0 | 0.00026658
[53 empty] | 0.061959 | 7.2099 | 0 | 7.2099 | 6.7382 | [5 empty] | 0.061959 | 7.2099 | 0 | 7.2099 | 6.7382 | [11 empty] | WLDFR | HFTD - Distribution - Tier 3 - 3QU CoRE ¦ 5QU LoRE | Red Flag Warning - Catastrophic Fires | 2045 | 0 | 17672.0852 | 299.42 | 10692.7362 | 6679.929 | 4606.6527 | 1.435e-05 | 0 | 0.066107 | 0.066107 | 0 | 0.00026658 | 0.00026658 | 0 | 0.00026658
[53 empty] | 0.061959 | 7.4741 | 0 | 7.4741 | 6.5281 | [5 empty] | 0.061959 | 7.4741 | 0 | 7.4741 | 6.5281 | [11 empty] | WLDFR | HFTD - Distribution - Tier 3 - 3QU CoRE ¦ 5QU LoRE | Red Flag Warning - Catastrophic Fires | 2046 | 0 | 17672.0852 | 299.42 | 10692.7362 | 6679.929 | 4606.6527 | 1.435e-05 | 0 | 0.066107 | 0.066107 | 0 | 0.00026658 | 0.00026658 | 0 | 0.00026658
[53 empty] | 0.061959 | 7.4741 | 0 | 7.4741 | 6.1011 | [5 empty] | 0.061959 | 7.4741 | 0 | 7.4741 | 6.1011 | [11 empty] | WLDFR | HFTD - Distribution - Tier 3 - 3QU CoRE ¦ 5QU LoRE | Red Flag Warning - Catastrophic Fires | 2047 | 0 | 17672.0852 | 299.42 | 10692.7362 | 6679.929 | 4606.6527 | 1.435e-05 | 0 | 0.066107 | 0.066107 | 0 | 0.00027961 | 0.00027961 | 0 | 0.00027961
[53 empty] | 0.061959 | 7.4741 | 0 | 7.4741 | 5.7019 | [5 empty] | 0.061959 | 7.4741 | 0 | 7.4741 | 5.7019 | [11 empty] | WLDFR | HFTD - Distribution - Tier 3 - 3QU CoRE ¦ 5QU LoRE | Red Flag Warning - Catastrophic Fires | 2048 | 0 | 18552.3348 | 319.4911 | 11216.5626 | 7016.281 | 4838.6098 | 1.435e-05 | 0 | 0.069435 | 0.069435 | 0 | 0.00027961 | 0.00027961 | 0 | 0.00027961
[53 empty] | 0.061959 | 7.4741 | 0 | 7.4741 | 5.3289 | [5 empty] | 0.061959 | 7.4741 | 0 | 7.4741 | 5.3289 | [11 empty] | WLDFR | HFTD - Distribution - Tier 3 - 3QU CoRE ¦ 5QU LoRE | Red Flag Warning - Catastrophic Fires | 2049 | 0 | 18552.3348 | 319.4911 | 11216.5626 | 7016.281 | 4838.6098 | 1.435e-05 | 0 | 0.069435 | 0.069435 | 0 | 0.00027961 | 0.00027961 | 0 | 0.00027961
[53 empty] | 0.061959 | 7.4741 | 0 | 7.4741 | 4.9803 | [5 empty] | 0.061959 | 7.4741 | 0 | 7.4741 | 4.9803 | [11 empty] | WLDFR | HFTD - Distribution - Tier 3 - 3QU CoRE ¦ 5QU LoRE | Red Flag Warning - Catastrophic Fires | 2050 | 0 | 18552.3348 | 319.4911 | 11216.5626 | 7016.281 | 4838.6098 | 1.435e-05 | 0 | 0.069435 | 0.069435 | 0 | 0.00027961 | 0.00027961 | 0 | 0.00027961
[53 empty] | 0.061959 | 7.8069 | 0 | 7.8069 | 4.8618 | [5 empty] | 0.061959 | 7.8069 | 0 | 7.8069 | 4.8618 | [11 empty] | WLDFR | HFTD - Distribution - Tier 3 - 3QU CoRE ¦ 5QU LoRE | Red Flag Warning - Catastrophic Fires | 2051 | 0 | 18552.3348 | 319.4911 | 11216.5626 | 7016.281 | 4838.6098 | 1.435e-05 | 0 | 0.069435 | 0.069435 | 0 | 0.00027961 | 0.00027961 | 0 | 0.00027961
[53 empty] | 0.061959 | 7.8069 | 0 | 7.8069 | 4.5437 | [5 empty] | 0.061959 | 7.8069 | 0 | 7.8069 | 4.5437 | [11 empty] | WLDFR | HFTD - Distribution - Tier 3 - 3QU CoRE ¦ 5QU LoRE | Red Flag Warning - Catastrophic Fires | 2052 | 0 | 18552.3348 | 319.4911 | 11216.5626 | 7016.281 | 4838.6098 | 1.435e-05 | 0 | 0.069435 | 0.069435 | 0 | 0.00029347 | 0.00029347 | 0 | 0.00029347
[53 empty] | 0.061959 | 7.8069 | 0 | 7.8069 | 4.2465 | [5 empty] | 0.061959 | 7.8069 | 0 | 7.8069 | 4.2465 | [11 empty] | WLDFR | HFTD - Distribution - Tier 3 - 3QU CoRE ¦ 5QU LoRE | Red Flag Warning - Catastrophic Fires | 2053 | 0 | 19462.1283 | 340.5356 | 11757.1413 | 7364.4514 | 5078.7171 | 1.435e-05 | 0 | 0.072881 | 0.072881 | 0 | 0.00029347 | 0.00029347 | 0 | 0.00029347
[53 empty] | 0.061959 | 7.8069 | 0 | 7.8069 | 3.9687 | [5 empty] | 0.061959 | 7.8069 | 0 | 7.8069 | 3.9687 | [11 empty] | WLDFR | HFTD - Distribution - Tier 3 - 3QU CoRE ¦ 5QU LoRE | Red Flag Warning - Catastrophic Fires | 2054 | 0 | 19462.1283 | 340.5356 | 11757.1413 | 7364.4514 | 5078.7171 | 1.435e-05 | 0 | 0.072881 | 0.072881 | 0 | 0.00029347 | 0.00029347 | 0 | 0.00029347
[53 empty] | 0.061959 | 7.8069 | 0 | 7.8069 | 3.709 | [5 empty] | 0.061959 | 7.8069 | 0 | 7.8069 | 3.709 | [11 empty] | WLDFR | HFTD - Distribution - Tier 3 - 3QU CoRE ¦ 5QU LoRE | Red Flag Warning - Catastrophic Fires | 2055 | 0 | 19462.1283 | 340.5356 | 11757.1413 | 7364.4514 | 5078.7171 | 1.435e-05 | 0 | 0.072881 | 0.072881 | 0 | 0.00029347 | 0.00029347 | 0 | 0.00029347
[53 empty] | 0.061959 | 8.1768 | 0 | 8.1768 | 3.6306 | [5 empty] | 0.061959 | 8.1768 | 0 | 8.1768 | 3.6306 | [11 empty] | WLDFR | HFTD - Distribution - Tier 3 - 3QU CoRE ¦ 5QU LoRE | Red Flag Warning - Large Fires | 2026 | 0 | 5.475 | 0.71896 | 3.0715 | 1.6846 | 1.1617 | 1.4985e-05 | 0 | 1.7409e-05 | 1.7409e-05 | 0 | 0.00029347 | 0.00029347 | 0 | 0.00029347
[53 empty] | 0.061959 | 8.1768 | 0 | 8.1768 | 3.3931 | [5 empty] | 0.061959 | 8.1768 | 0 | 8.1768 | 3.3931 | [11 empty] | WLDFR | HFTD - Distribution - Tier 3 - 3QU CoRE ¦ 5QU LoRE | Red Flag Warning - Large Fires | 2027 | 0 | 5.475 | 0.71896 | 3.0715 | 1.6846 | 1.1617 | 1.4985e-05 | 0 | 1.7409e-05 | 1.7409e-05 | 0 | 0.000308 | 0.000308 | 0 | 0.000308
[53 empty] | 0.061959 | 8.1768 | 0 | 8.1768 | 3.1711 | [5 empty] | 0.061959 | 8.1768 | 0 | 8.1768 | 3.1711 | [11 empty] | WLDFR | HFTD - Distribution - Tier 3 - 3QU CoRE ¦ 5QU LoRE | Red Flag Warning - Large Fires | 2028 | 0 | 5.777 | 0.74734 | 3.238 | 1.7917 | 1.2356 | 1.4985e-05 | 0 | 1.8516e-05 | 1.8516e-05 | 0 | 0.000308 | 0.000308 | 0 | 0.000308
[53 empty] | 0.061959 | 8.1768 | 0 | 8.1768 | 2.9637 | [5 empty] | 0.061959 | 8.1768 | 0 | 8.1768 | 2.9637 | [11 empty] | WLDFR | HFTD - Distribution - Tier 3 - 3QU CoRE ¦ 5QU LoRE | Red Flag Warning - Large Fires | 2029 | 0 | 5.777 | 0.74734 | 3.238 | 1.7917 | 1.2356 | 1.4985e-05 | 0 | 1.8516e-05 | 1.8516e-05 | 0 | 0.000308 | 0.000308 | 0 | 0.000308
[53 empty] | 0.061959 | 8.1768 | 0 | 8.1768 | 2.7698 | [5 empty] | 0.061959 | 8.1768 | 0 | 8.1768 | 2.7698 | [11 empty] | WLDFR | HFTD - Distribution - Tier 3 - 3QU CoRE ¦ 5QU LoRE | Red Flag Warning - Large Fires | 2030 | 0 | 5.777 | 0.74734 | 3.238 | 1.7917 | 1.2356 | 1.4985e-05 | 0 | 1.8516e-05 | 1.8516e-05 | 0 | 0.000308 | 0.000308 | 0 | 0.000308
[53 empty] | 0.061959 | 8.5784 | 0 | 8.5784 | 2.7157 | [5 empty] | 0.061959 | 8.5784 | 0 | 8.5784 | 2.7157 | [11 empty] | WLDFR | HFTD - Distribution - Tier 3 - 3QU CoRE ¦ 5QU LoRE | Red Flag Warning - Large Fires | 2031 | 0 | 5.777 | 0.74734 | 3.238 | 1.7917 | 1.2356 | 1.4985e-05 | 0 | 1.8516e-05 | 1.8516e-05 | 0 | 0 | 0.000308 | 0 | 0.000308
[53 empty] | 0.061959 | 8.5784 | 0 | 8.5784 | 2.538 | [5 empty] | 0.061959 | 8.5784 | 0 | 8.5784 | 2.538 | [11 empty] | WLDFR | HFTD - Distribution - Tier 3 - 3QU CoRE ¦ 5QU LoRE | Red Flag Warning - Large Fires | 2032 | 0 | 5.777 | 0.74734 | 3.238 | 1.7917 | 1.2356 | 1.4985e-05 | 0 | 1.8516e-05 | 1.8516e-05 | 0 | 1.7436e-06 | 0 | 0 | 0
[53 empty] | 0.061959 | 8.5784 | 0 | 8.5784 | 2.372 | [5 empty] | 0.061959 | 8.5784 | 0 | 8.5784 | 2.372 | [11 empty] | WLDFR | HFTD - Distribution - Tier 3 - 3QU CoRE ¦ 5QU LoRE | Red Flag Warning - Large Fires | 2033 | 0 | 6.1205 | 0.77885 | 3.4265 | 1.9151 | 1.3207 | 1.4985e-05 | 0 | 1.9791e-05 | 1.9791e-05 | 0 | 1.8217e-06 | 1.8217e-06 | 0 | 1.8217e-06
[53 empty] | 0.061959 | 8.5784 | 0 | 8.5784 | 2.2168 | [5 empty] | 0.061959 | 8.5784 | 0 | 8.5784 | 2.2168 | [11 empty] | WLDFR | HFTD - Distribution - Tier 3 - 3QU CoRE ¦ 5QU LoRE | Red Flag Warning - Large Fires | 2034 | 0 | 6.1205 | 0.77885 | 3.4265 | 1.9151 | 1.3207 | 1.4985e-05 | 0 | 1.9791e-05 | 1.9791e-05 | 0 | 1.8217e-06 | 1.8217e-06 | 0 | 1.8217e-06
[53 empty] | 0.061959 | 8.5784 | 0 | 8.5784 | 2.0718 | [5 empty] | 0.061959 | 8.5784 | 0 | 8.5784 | 2.0718 | [11 empty] | WLDFR | HFTD - Distribution - Tier 3 - 3QU CoRE ¦ 5QU LoRE | Red Flag Warning - Large Fires | 2035 | 0 | 6.1205 | 0.77885 | 3.4265 | 1.9151 | 1.3207 | 1.4985e-05 | 0 | 1.9791e-05 | 1.9791e-05 | 0 | 1.8217e-06 | 1.8217e-06 | 0 | 1.8217e-06
[53 empty] | 0.061959 | 9.0061 | 0 | 9.0061 | 2.0328 | [5 empty] | 0.061959 | 9.0061 | 0 | 9.0061 | 2.0328 | [11 empty] | WLDFR | HFTD - Distribution - Tier 3 - 3QU CoRE ¦ 5QU LoRE | Red Flag Warning - Large Fires | 2036 | 0 | 6.1205 | 0.77885 | 3.4265 | 1.9151 | 1.3207 | 1.4985e-05 | 0 | 1.9791e-05 | 1.9791e-05 | 0 | 1.8217e-06 | 1.8217e-06 | 0 | 1.8217e-06
[53 empty] | 0.061959 | 9.0061 | 0 | 9.0061 | 1.8998 | [5 empty] | 0.061959 | 9.0061 | 0 | 9.0061 | 1.8998 | [11 empty] | WLDFR | HFTD - Distribution - Tier 3 - 3QU CoRE ¦ 5QU LoRE | Red Flag Warning - Large Fires | 2037 | 0 | 6.1205 | 0.77885 | 3.4265 | 1.9151 | 1.3207 | 1.4985e-05 | 0 | 1.9791e-05 | 1.9791e-05 | 0 | 1.8217e-06 | 1.8217e-06 | 0 | 1.8217e-06
[53 empty] | 0.061959 | 9.0061 | 0 | 9.0061 | 1.7755 | [5 empty] | 0.061959 | 9.0061 | 0 | 9.0061 | 1.7755 | [11 empty] | WLDFR | HFTD - Distribution - Tier 3 - 3QU CoRE ¦ 5QU LoRE | Red Flag Warning - Large Fires | 2038 | 0 | 6.5028 | 0.81304 | 3.6355 | 2.0543 | 1.4167 | 1.4985e-05 | 0 | 2.1229e-05 | 2.1229e-05 | 0 | 1.9221e-06 | 1.9221e-06 | 0 | 1.9221e-06
[53 empty] | 0.061959 | 9.0061 | 0 | 9.0061 | 1.6594 | [5 empty] | 0.061959 | 9.0061 | 0 | 9.0061 | 1.6594 | [11 empty] | WLDFR | HFTD - Distribution - Tier 3 - 3QU CoRE ¦ 5QU LoRE | Red Flag Warning - Large Fires | 2039 | 0 | 6.5028 | 0.81304 | 3.6355 | 2.0543 | 1.4167 | 1.4985e-05 | 0 | 2.1229e-05 | 2.1229e-05 | 0 | 1.9221e-06 | 1.9221e-06 | 0 | 1.9221e-06
[53 empty] | 0.061959 | 9.0061 | 0 | 9.0061 | 1.5508 | [5 empty] | 0.061959 | 9.0061 | 0 | 9.0061 | 1.5508 | [11 empty] | WLDFR | HFTD - Distribution - Tier 3 - 3QU CoRE ¦ 5QU LoRE | Red Flag Warning - Large Fires | 2040 | 0 | 6.5028 | 0.81304 | 3.6355 | 2.0543 | 1.4167 | 1.4985e-05 | 0 | 2.1229e-05 | 2.1229e-05 | 0 | 1.9221e-06 | 1.9221e-06 | 0 | 1.9221e-06
[53 empty] | 0.061959 | 9.4544 | 0 | 9.4544 | 1.5215 | [5 empty] | 0.061959 | 9.4544 | 0 | 9.4544 | 1.5215 | [11 empty] | WLDFR | HFTD - Distribution - Tier 3 - 3QU CoRE ¦ 5QU LoRE | Red Flag Warning - Large Fires | 2041 | 0 | 6.5028 | 0.81304 | 3.6355 | 2.0543 | 1.4167 | 1.4985e-05 | 0 | 2.1229e-05 | 2.1229e-05 | 0 | 1.9221e-06 | 1.9221e-06 | 0 | 1.9221e-06
[53 empty] | 0.061959 | 9.4544 | 0 | 9.4544 | 1.422 | [5 empty] | 0.061959 | 9.4544 | 0 | 9.4544 | 1.422 | [11 empty] | WLDFR | HFTD - Distribution - Tier 3 - 3QU CoRE ¦ 5QU LoRE | Red Flag Warning - Large Fires | 2042 | 0 | 6.5028 | 0.81304 | 3.6355 | 2.0543 | 1.4167 | 1.4985e-05 | 0 | 2.1229e-05 | 2.1229e-05 | 0 | 1.9221e-06 | 1.9221e-06 | 0 | 1.9221e-06
[53 empty] | 0.061959 | 9.4544 | 0 | 9.4544 | 1.3289 | [5 empty] | 0.061959 | 9.4544 | 0 | 9.4544 | 1.3289 | [11 empty] | WLDFR | HFTD - Distribution - Tier 3 - 3QU CoRE ¦ 5QU LoRE | Red Flag Warning - Large Fires | 2043 | 0 | 6.9209 | 0.84944 | 3.8632 | 2.2083 | 1.5229 | 1.4985e-05 | 0 | 2.2821e-05 | 2.2821e-05 | 0 | 2.0364e-06 | 2.0364e-06 | 0 | 2.0364e-06
[53 empty] | 0.061959 | 9.4544 | 0 | 9.4544 | 1.242 | [5 empty] | 0 | 0 | 0 | 0 | 0 | [11 empty] | WLDFR | HFTD - Distribution - Tier 3 - 3QU CoRE ¦ 5QU LoRE | Red Flag Warning - Large Fires | 2044 | 0 | 6.9209 | 0.84944 | 3.8632 | 2.2083 | 1.5229 | 1.4985e-05 | 0 | 2.2821e-05 | 2.2821e-05 | 0 | 2.0364e-06 | 2.0364e-06 | 0 | 2.0364e-06
[53 empty] | 0 | 0 | 0 | 0 | 0 | [5 empty] | 0 | 0 | 0 | 0 | 0 | [11 empty] | WLDFR | HFTD - Distribution - Tier 3 - 3QU CoRE ¦ 5QU LoRE | Red Flag Warning - Large Fires | 2045 | 0 | 6.9209 | 0.84944 | 3.8632 | 2.2083 | 1.5229 | 1.4985e-05 | 0 | 2.2821e-05 | 2.2821e-05 | 0 | 2.0364e-06 | 2.0364e-06 | 0 | 2.0364e-06
[53 empty] | 0 | 0 | 0 | 0 | 0 | [5 empty] | 0.012639 | 1.4707 | 0 | 1.4707 | 1.4707 | [11 empty] | WLDFR | HFTD - Distribution - Tier 3 - 3QU CoRE ¦ 5QU LoRE | Red Flag Warning - Large Fires | 2046 | 0 | 6.9209 | 0.84944 | 3.8632 | 2.2083 | 1.5229 | 1.4985e-05 | 0 | 2.2821e-05 | 2.2821e-05 | 0 | 2.0364e-06 | 2.0364e-06 | 0 | 2.0364e-06
[53 empty] | 0.012639 | 1.4707 | 0 | 1.4707 | 1.3745 | [5 empty] | 0.012639 | 1.4707 | 0 | 1.4707 | 1.3745 | [11 empty] | WLDFR | HFTD - Distribution - Tier 3 - 3QU CoRE ¦ 5QU LoRE | Red Flag Warning - Large Fires | 2047 | 0 | 6.9209 | 0.84944 | 3.8632 | 2.2083 | 1.5229 | 1.4985e-05 | 0 | 2.2821e-05 | 2.2821e-05 | 0 | 2.0364e-06 | 2.0364e-06 | 0 | 2.0364e-06
[53 empty] | 0.012639 | 1.5246 | 0 | 1.5246 | 1.3317 | [5 empty] | 0.012639 | 1.5246 | 0 | 1.5246 | 1.3317 | [11 empty] | WLDFR | HFTD - Distribution - Tier 3 - 3QU CoRE ¦ 5QU LoRE | Red Flag Warning - Large Fires | 2048 | 0 | 7.3713 | 0.88759 | 4.1075 | 2.3763 | 1.6388 | 1.4985e-05 | 0 | 2.4557e-05 | 2.4557e-05 | 0 | 2.1636e-06 | 2.1636e-06 | 0 | 2.1636e-06
[53 empty] | 0.012639 | 1.5246 | 0 | 1.5246 | 1.2446 | [5 empty] | 0.012639 | 1.5246 | 0 | 1.5246 | 1.2446 | [11 empty] | WLDFR | HFTD - Distribution - Tier 3 - 3QU CoRE ¦ 5QU LoRE | Red Flag Warning - Large Fires | 2049 | 0 | 7.3713 | 0.88759 | 4.1075 | 2.3763 | 1.6388 | 1.4985e-05 | 0 | 2.4557e-05 | 2.4557e-05 | 0 | 2.1636e-06 | 2.1636e-06 | 0 | 2.1636e-06
[53 empty] | 0.012639 | 1.5246 | 0 | 1.5246 | 1.1631 | [5 empty] | 0.012639 | 1.5246 | 0 | 1.5246 | 1.1631 | [11 empty] | WLDFR | HFTD - Distribution - Tier 3 - 3QU CoRE ¦ 5QU LoRE | Red Flag Warning - Large Fires | 2050 | 0 | 7.3713 | 0.88759 | 4.1075 | 2.3763 | 1.6388 | 1.4985e-05 | 0 | 2.4557e-05 | 2.4557e-05 | 0 | 2.1636e-06 | 2.1636e-06 | 0 | 2.1636e-06
[53 empty] | 0.012639 | 1.5246 | 0 | 1.5246 | 1.087 | [5 empty] | 0.012639 | 1.5246 | 0 | 1.5246 | 1.087 | [11 empty] | WLDFR | HFTD - Distribution - Tier 3 - 3QU CoRE ¦ 5QU LoRE | Red Flag Warning - Large Fires | 2051 | 0 | 7.3713 | 0.88759 | 4.1075 | 2.3763 | 1.6388 | 1.4985e-05 | 0 | 2.4557e-05 | 2.4557e-05 | 0 | 2.1636e-06 | 2.1636e-06 | 0 | 2.1636e-06
[53 empty] | 0.012639 | 1.5246 | 0 | 1.5246 | 1.0159 | [5 empty] | 0.012639 | 1.5246 | 0 | 1.5246 | 1.0159 | [11 empty] | WLDFR | HFTD - Distribution - Tier 3 - 3QU CoRE ¦ 5QU LoRE | Red Flag Warning - Large Fires | 2052 | 0 | 7.3713 | 0.88759 | 4.1075 | 2.3763 | 1.6388 | 1.4985e-05 | 0 | 2.4557e-05 | 2.4557e-05 | 0 | 2.1636e-06 | 2.1636e-06 | 0 | 2.1636e-06
[53 empty] | 0.012639 | 1.5925 | 0 | 1.5925 | 0.99175 | [5 empty] | 0.012639 | 1.5925 | 0 | 1.5925 | 0.99175 | [11 empty] | WLDFR | HFTD - Distribution - Tier 3 - 3QU CoRE ¦ 5QU LoRE | Red Flag Warning - Large Fires | 2053 | 0 | 7.8503 | 0.92702 | 4.3664 | 2.5569 | 1.7633 | 1.4985e-05 | 0 | 2.6423e-05 | 2.6423e-05 | 0 | 2.3027e-06 | 2.3027e-06 | 0 | 2.3027e-06
[53 empty] | 0.012639 | 1.5925 | 0 | 1.5925 | 0.92687 | [5 empty] | 0.012639 | 1.5925 | 0 | 1.5925 | 0.92687 | [11 empty] | WLDFR | HFTD - Distribution - Tier 3 - 3QU CoRE ¦ 5QU LoRE | Red Flag Warning - Large Fires | 2054 | 0 | 7.8503 | 0.92702 | 4.3664 | 2.5569 | 1.7633 | 1.4985e-05 | 0 | 2.6423e-05 | 2.6423e-05 | 0 | 2.3027e-06 | 2.3027e-06 | 0 | 2.3027e-06
[53 empty] | 0.012639 | 1.5925 | 0 | 1.5925 | 0.86623 | [5 empty] | 0.012639 | 1.5925 | 0 | 1.5925 | 0.86623 | [11 empty] | WLDFR | HFTD - Distribution - Tier 3 - 3QU CoRE ¦ 5QU LoRE | Red Flag Warning - Large Fires | 2055 | 0 | 7.8503 | 0.92702 | 4.3664 | 2.5569 | 1.7633 | 1.4985e-05 | 0 | 2.6423e-05 | 2.6423e-05 | 0 | 2.3027e-06 | 2.3027e-06 | 0 | 2.3027e-06
[53 empty] | 0.012639 | 1.5925 | 0 | 1.5925 | 0.80956 | [5 empty] | 0.012639 | 1.5925 | 0 | 1.5925 | 0.80956 | [11 empty] | WLDFR | HFTD - Distribution - Tier 3 - 3QU CoRE ¦ 5QU LoRE | Red Flag Warning - Small Fires | 2026 | 0 | 0.080408 | 0.03759 | 0.0016314 | 0.041187 | 0.028403 | 0.0003464 | 0 | 9.8389e-06 | 9.8389e-06 | 0 | 2.3027e-06 | 2.3027e-06 | 0 | 2.3027e-06
[53 empty] | 0.012639 | 1.5925 | 0 | 1.5925 | 0.7566 | [5 empty] | 0.012639 | 1.5925 | 0 | 1.5925 | 0.7566 | [11 empty] | WLDFR | HFTD - Distribution - Tier 3 - 3QU CoRE ¦ 5QU LoRE | Red Flag Warning - Small Fires | 2027 | 0 | 0.080408 | 0.03759 | 0.0016314 | 0.041187 | 0.028403 | 0.0003464 | 0 | 9.8389e-06 | 9.8389e-06 | 0 | 2.3027e-06 | 2.3027e-06 | 0 | 2.3027e-06
[53 empty] | 0.012639 | 1.668 | 0 | 1.668 | 0.74061 | [5 empty] | 0.012639 | 1.668 | 0 | 1.668 | 0.74061 | [11 empty] | WLDFR | HFTD - Distribution - Tier 3 - 3QU CoRE ¦ 5QU LoRE | Red Flag Warning - Small Fires | 2028 | 0 | 0.083606 | 0.039055 | 0.001695 | 0.042856 | 0.029555 | 0.0003464 | 0 | 1.0238e-05 | 1.0238e-05 | 0 | 2.4526e-06 | 2.4526e-06 | 0 | 2.4526e-06
[53 empty] | 0.012639 | 1.668 | 0 | 1.668 | 0.69216 | [5 empty] | 0.012639 | 1.668 | 0 | 1.668 | 0.69216 | [11 empty] | WLDFR | HFTD - Distribution - Tier 3 - 3QU CoRE ¦ 5QU LoRE | Red Flag Warning - Small Fires | 2029 | 0 | 0.083606 | 0.039055 | 0.001695 | 0.042856 | 0.029555 | 0.0003464 | 0 | 1.0238e-05 | 1.0238e-05 | 0 | 2.4526e-06 | 2.4526e-06 | 0 | 2.4526e-06
[53 empty] | 0.012639 | 1.668 | 0 | 1.668 | 0.64688 | [5 empty] | 0.012639 | 1.668 | 0 | 1.668 | 0.64688 | [11 empty] | WLDFR | HFTD - Distribution - Tier 3 - 3QU CoRE ¦ 5QU LoRE | Red Flag Warning - Small Fires | 2030 | 0 | 0.083606 | 0.039055 | 0.001695 | 0.042856 | 0.029555 | 0.0003464 | 0 | 1.0238e-05 | 1.0238e-05 | 0 | 2.4526e-06 | 2.4526e-06 | 0 | 2.4526e-06
[53 empty] | 0.012639 | 1.668 | 0 | 1.668 | 0.60456 | [5 empty] | 0.012639 | 1.668 | 0 | 1.668 | 0.60456 | [11 empty] | WLDFR | HFTD - Distribution - Tier 3 - 3QU CoRE ¦ 5QU LoRE | Red Flag Warning - Small Fires | 2031 | 0 | 0.083606 | 0.039055 | 0.001695 | 0.042856 | 0.029555 | 0.0003464 | 0 | 1.0238e-05 | 1.0238e-05 | 0 | 2.4526e-06 | 2.4526e-06 | 0 | 2.4526e-06
[53 empty] | 0.012639 | 1.668 | 0 | 1.668 | 0.56501 | [5 empty] | 0.012639 | 1.668 | 0 | 1.668 | 0.56501 | [11 empty] | WLDFR | HFTD - Distribution - Tier 3 - 3QU CoRE ¦ 5QU LoRE | Red Flag Warning - Small Fires | 2032 | 0 | 0.083606 | 0.039055 | 0.001695 | 0.042856 | 0.029555 | 0.0003464 | 0 | 1.0238e-05 | 1.0238e-05 | 0 | 0 | 2.4526e-06 | 0 | 2.4526e-06
[53 empty] | 0.012639 | 1.7499 | 0 | 1.7499 | 0.55397 | [5 empty] | 0.012639 | 1.7499 | 0 | 1.7499 | 0.55397 | [11 empty] | WLDFR | HFTD - Distribution - Tier 3 - 3QU CoRE ¦ 5QU LoRE | Red Flag Warning - Small Fires | 2033 | 0 | 0.087211 | 0.040679 | 0.0017655 | 0.044766 | 0.030872 | 0.0003464 | 0 | 1.0694e-05 | 1.0694e-05 | 0 | 1.0756e-05 | 0 | 0 | 0
[53 empty] | 0.012639 | 1.7499 | 0 | 1.7499 | 0.51773 | [5 empty] | 0.012639 | 1.7499 | 0 | 1.7499 | 0.51773 | [11 empty] | WLDFR | HFTD - Distribution - Tier 3 - 3QU CoRE ¦ 5QU LoRE | Red Flag Warning - Small Fires | 2034 | 0 | 0.087211 | 0.040679 | 0.0017655 | 0.044766 | 0.030872 | 0.0003464 | 0 | 1.0694e-05 | 1.0694e-05 | 0 | 1.1102e-05 | 1.1102e-05 | 0 | 1.1102e-05
[53 empty] | 0.012639 | 1.7499 | 0 | 1.7499 | 0.48386 | [5 empty] | 0.012639 | 1.7499 | 0 | 1.7499 | 0.48386 | [11 empty] | WLDFR | HFTD - Distribution - Tier 3 - 3QU CoRE ¦ 5QU LoRE | Red Flag Warning - Small Fires | 2035 | 0 | 0.087211 | 0.040679 | 0.0017655 | 0.044766 | 0.030872 | 0.0003464 | 0 | 1.0694e-05 | 1.0694e-05 | 0 | 1.1102e-05 | 1.1102e-05 | 0 | 1.1102e-05
[53 empty] | 0.012639 | 1.7499 | 0 | 1.7499 | 0.45221 | [5 empty] | 0.012639 | 1.7499 | 0 | 1.7499 | 0.45221 | [11 empty] | WLDFR | HFTD - Distribution - Tier 3 - 3QU CoRE ¦ 5QU LoRE | Red Flag Warning - Small Fires | 2036 | 0 | 0.087211 | 0.040679 | 0.0017655 | 0.044766 | 0.030872 | 0.0003464 | 0 | 1.0694e-05 | 1.0694e-05 | 0 | 1.1102e-05 | 1.1102e-05 | 0 | 1.1102e-05
[53 empty] | 0.012639 | 1.7499 | 0 | 1.7499 | 0.42262 | [5 empty] | 0.012639 | 1.7499 | 0 | 1.7499 | 0.42262 | [11 empty] | WLDFR | HFTD - Distribution - Tier 3 - 3QU CoRE ¦ 5QU LoRE | Red Flag Warning - Small Fires | 2037 | 0 | 0.087211 | 0.040679 | 0.0017655 | 0.044766 | 0.030872 | 0.0003464 | 0 | 1.0694e-05 | 1.0694e-05 | 0 | 1.1102e-05 | 1.1102e-05 | 0 | 1.1102e-05
[53 empty] | 0.012639 | 1.8371 | 0 | 1.8371 | 0.41467 | [5 empty] | 0.012639 | 1.8371 | 0 | 1.8371 | 0.41467 | [11 empty] | WLDFR | HFTD - Distribution - Tier 3 - 3QU CoRE ¦ 5QU LoRE | Red Flag Warning - Small Fires | 2038 | 0 | 0.091184 | 0.042438 | 0.0018418 | 0.046905 | 0.032347 | 0.0003464 | 0 | 1.1205e-05 | 1.1205e-05 | 0 | 1.1102e-05 | 1.1102e-05 | 0 | 1.1102e-05
[53 empty] | 0.012639 | 1.8371 | 0 | 1.8371 | 0.38754 | [5 empty] | 0.012639 | 1.8371 | 0 | 1.8371 | 0.38754 | [11 empty] | WLDFR | HFTD - Distribution - Tier 3 - 3QU CoRE ¦ 5QU LoRE | Red Flag Warning - Small Fires | 2039 | 0 | 0.091184 | 0.042438 | 0.0018418 | 0.046905 | 0.032347 | 0.0003464 | 0 | 1.1205e-05 | 1.1205e-05 | 0 | 1.1544e-05 | 1.1544e-05 | 0 | 1.1544e-05
[53 empty] | 0.012639 | 1.8371 | 0 | 1.8371 | 0.36219 | [5 empty] | 0.012639 | 1.8371 | 0 | 1.8371 | 0.36219 | [11 empty] | WLDFR | HFTD - Distribution - Tier 3 - 3QU CoRE ¦ 5QU LoRE | Red Flag Warning - Small Fires | 2040 | 0 | 0.091184 | 0.042438 | 0.0018418 | 0.046905 | 0.032347 | 0.0003464 | 0 | 1.1205e-05 | 1.1205e-05 | 0 | 1.1544e-05 | 1.1544e-05 | 0 | 1.1544e-05
[53 empty] | 0.012639 | 1.8371 | 0 | 1.8371 | 0.33849 | [5 empty] | 0.012639 | 1.8371 | 0 | 1.8371 | 0.33849 | [11 empty] | WLDFR | HFTD - Distribution - Tier 3 - 3QU CoRE ¦ 5QU LoRE | Red Flag Warning - Small Fires | 2041 | 0 | 0.091184 | 0.042438 | 0.0018418 | 0.046905 | 0.032347 | 0.0003464 | 0 | 1.1205e-05 | 1.1205e-05 | 0 | 1.1544e-05 | 1.1544e-05 | 0 | 1.1544e-05
[53 empty] | 0.012639 | 1.8371 | 0 | 1.8371 | 0.31635 | [5 empty] | 0.012639 | 1.8371 | 0 | 1.8371 | 0.31635 | [11 empty] | WLDFR | HFTD - Distribution - Tier 3 - 3QU CoRE ¦ 5QU LoRE | Red Flag Warning - Small Fires | 2042 | 0 | 0.091184 | 0.042438 | 0.0018418 | 0.046905 | 0.032347 | 0.0003464 | 0 | 1.1205e-05 | 1.1205e-05 | 0 | 1.1544e-05 | 1.1544e-05 | 0 | 1.1544e-05
[53 empty] | 0.012639 | 1.9286 | 0 | 1.9286 | 0.31037 | [5 empty] | 0.012639 | 1.9286 | 0 | 1.9286 | 0.31037 | [11 empty] | WLDFR | HFTD - Distribution - Tier 3 - 3QU CoRE ¦ 5QU LoRE | Red Flag Warning - Small Fires | 2043 | 0 | 0.095486 | 0.044306 | 0.0019228 | 0.049257 | 0.033969 | 0.0003464 | 0 | 1.1767e-05 | 1.1767e-05 | 0 | 1.1544e-05 | 1.1544e-05 | 0 | 1.1544e-05
[53 empty] | 0.012639 | 1.9286 | 0 | 1.9286 | 0.29006 | [5 empty] | 0.012639 | 1.9286 | 0 | 1.9286 | 0.29006 | [11 empty] | WLDFR | HFTD - Distribution - Tier 3 - 3QU CoRE ¦ 5QU LoRE | Red Flag Warning - Small Fires | 2044 | 0 | 0.095486 | 0.044306 | 0.0019228 | 0.049257 | 0.033969 | 0.0003464 | 0 | 1.1767e-05 | 1.1767e-05 | 0 | 1.2042e-05 | 1.2042e-05 | 0 | 1.2042e-05
[53 empty] | 0.012639 | 1.9286 | 0 | 1.9286 | 0.27109 | [5 empty] | 0.012639 | 1.9286 | 0 | 1.9286 | 0.27109 | [11 empty] | WLDFR | HFTD - Distribution - Tier 3 - 3QU CoRE ¦ 5QU LoRE | Red Flag Warning - Small Fires | 2045 | 0 | 0.095486 | 0.044306 | 0.0019228 | 0.049257 | 0.033969 | 0.0003464 | 0 | 1.1767e-05 | 1.1767e-05 | 0 | 1.2042e-05 | 1.2042e-05 | 0 | 1.2042e-05
[53 empty] | 0.012639 | 1.9286 | 0 | 1.9286 | 0.25335 | [5 empty] | 0 | 0 | 0 | 0 | 0 | [11 empty] | WLDFR | HFTD - Distribution - Tier 3 - 3QU CoRE ¦ 5QU LoRE | Red Flag Warning - Small Fires | 2046 | 0 | 0.095486 | 0.044306 | 0.0019228 | 0.049257 | 0.033969 | 0.0003464 | 0 | 1.1767e-05 | 1.1767e-05 | 0 | 1.2042e-05 | 1.2042e-05 | 0 | 1.2042e-05
[53 empty] | 0 | 0 | 0 | 0 | 0 | [5 empty] | 0 | 0 | 0 | 0 | 0 | [11 empty] | WLDFR | HFTD - Distribution - Tier 3 - 3QU CoRE ¦ 5QU LoRE | Red Flag Warning - Small Fires | 2047 | 0 | 0.095486 | 0.044306 | 0.0019228 | 0.049257 | 0.033969 | 0.0003464 | 0 | 1.1767e-05 | 1.1767e-05 | 0 | 1.2042e-05 | 1.2042e-05 | 0 | 1.2042e-05
[53 empty] | 0 | 0 | 0 | 0 | 0 | [5 empty] | 0.065801 | 7.6569 | 0 | 7.6569 | 7.6569 | [11 empty] | WLDFR | HFTD - Distribution - Tier 3 - 3QU CoRE ¦ 5QU LoRE | Red Flag Warning - Small Fires | 2048 | 0 | 0.10007 | 0.04626 | 0.0020076 | 0.051804 | 0.035726 | 0.0003464 | 0 | 1.2375e-05 | 1.2375e-05 | 0 | 1.2042e-05 | 1.2042e-05 | 0 | 1.2042e-05
[53 empty] | 0.065801 | 7.6569 | 0 | 7.6569 | 7.156 | [5 empty] | 0.065801 | 7.6569 | 0 | 7.6569 | 7.156 | [11 empty] | WLDFR | HFTD - Distribution - Tier 3 - 3QU CoRE ¦ 5QU LoRE | Red Flag Warning - Small Fires | 2049 | 0 | 0.10007 | 0.04626 | 0.0020076 | 0.051804 | 0.035726 | 0.0003464 | 0 | 1.2375e-05 | 1.2375e-05 | 0 | 1.259e-05 | 1.259e-05 | 0 | 1.259e-05
[53 empty] | 0.065801 | 7.9375 | 0 | 7.9375 | 6.9329 | [5 empty] | 0.065801 | 7.9375 | 0 | 7.9375 | 6.9329 | [11 empty] | WLDFR | HFTD - Distribution - Tier 3 - 3QU CoRE ¦ 5QU LoRE | Red Flag Warning - Small Fires | 2050 | 0 | 0.10007 | 0.04626 | 0.0020076 | 0.051804 | 0.035726 | 0.0003464 | 0 | 1.2375e-05 | 1.2375e-05 | 0 | 1.259e-05 | 1.259e-05 | 0 | 1.259e-05
[53 empty] | 0.065801 | 7.9375 | 0 | 7.9375 | 6.4793 | [5 empty] | 0.065801 | 7.9375 | 0 | 7.9375 | 6.4793 | [11 empty] | WLDFR | HFTD - Distribution - Tier 3 - 3QU CoRE ¦ 5QU LoRE | Red Flag Warning - Small Fires | 2051 | 0 | 0.10007 | 0.04626 | 0.0020076 | 0.051804 | 0.035726 | 0.0003464 | 0 | 1.2375e-05 | 1.2375e-05 | 0 | 1.259e-05 | 1.259e-05 | 0 | 1.259e-05
[53 empty] | 0.065801 | 7.9375 | 0 | 7.9375 | 6.0555 | [5 empty] | 0.065801 | 7.9375 | 0 | 7.9375 | 6.0555 | [11 empty] | WLDFR | HFTD - Distribution - Tier 3 - 3QU CoRE ¦ 5QU LoRE | Red Flag Warning - Small Fires | 2052 | 0 | 0.10007 | 0.04626 | 0.0020076 | 0.051804 | 0.035726 | 0.0003464 | 0 | 1.2375e-05 | 1.2375e-05 | 0 | 1.259e-05 | 1.259e-05 | 0 | 1.259e-05
[53 empty] | 0.065801 | 7.9375 | 0 | 7.9375 | 5.6593 | [5 empty] | 0.065801 | 7.9375 | 0 | 7.9375 | 5.6593 | [11 empty] | WLDFR | HFTD - Distribution - Tier 3 - 3QU CoRE ¦ 5QU LoRE | Red Flag Warning - Small Fires | 2053 | 0 | 0.10489 | 0.048274 | 0.002095 | 0.054525 | 0.037602 | 0.0003464 | 0 | 1.3025e-05 | 1.3025e-05 | 0 | 1.259e-05 | 1.259e-05 | 0 | 1.259e-05
[53 empty] | 0.065801 | 7.9375 | 0 | 7.9375 | 5.2891 | [5 empty] | 0.065801 | 7.9375 | 0 | 7.9375 | 5.2891 | [11 empty] | WLDFR | HFTD - Distribution - Tier 3 - 3QU CoRE ¦ 5QU LoRE | Red Flag Warning - Small Fires | 2054 | 0 | 0.10489 | 0.048274 | 0.002095 | 0.054525 | 0.037602 | 0.0003464 | 0 | 1.3025e-05 | 1.3025e-05 | 0 | 1.3184e-05 | 1.3184e-05 | 0 | 1.3184e-05
[53 empty] | 0.065801 | 8.291 | 0 | 8.291 | 5.1632 | [5 empty] | 0.065801 | 8.291 | 0 | 8.291 | 5.1632 | [11 empty] | WLDFR | HFTD - Distribution - Tier 3 - 3QU CoRE ¦ 5QU LoRE | Red Flag Warning - Small Fires | 2055 | 0 | 0.10489 | 0.048274 | 0.002095 | 0.054525 | 0.037602 | 0.0003464 | 0 | 1.3025e-05 | 1.3025e-05 | 0 | 1.3184e-05 | 1.3184e-05 | 0 | 1.3184e-05
[53 empty] | 0.065801 | 8.291 | 0 | 8.291 | 4.8254 | [5 empty] | 0.065801 | 8.291 | 0 | 8.291 | 4.8254 | [11 empty] | WLDFR | HFTD - Distribution - Tier 3 - 3QU CoRE ¦ 5QU LoRE | Seismic - Non-Red Flag Warning - Catastrophic Fires | 2026 | 0 | 21835.9781 | 428.6023 | 13939.561 | 7467.8148 | 5149.9993 | 1.766e-10 | 0 | 9.0947e-07 | 9.0947e-07 | 0 | 1.3184e-05 | 1.3184e-05 | 0 | 1.3184e-05
[53 empty] | 0.065801 | 8.291 | 0 | 8.291 | 4.5097 | [5 empty] | 0.065801 | 8.291 | 0 | 8.291 | 4.5097 | [11 empty] | WLDFR | HFTD - Distribution - Tier 3 - 3QU CoRE ¦ 5QU LoRE | Seismic - Non-Red Flag Warning - Catastrophic Fires | 2027 | 0 | 21835.9781 | 428.6023 | 13939.561 | 7467.8148 | 5149.9993 | 1.766e-10 | 0 | 9.0947e-07 | 9.0947e-07 | 0 | 1.3184e-05 | 1.3184e-05 | 0 | 1.3184e-05
[53 empty] | 0.065801 | 8.291 | 0 | 8.291 | 4.2147 | [5 empty] | 0.065801 | 8.291 | 0 | 8.291 | 4.2147 | [11 empty] | WLDFR | HFTD - Distribution - Tier 3 - 3QU CoRE ¦ 5QU LoRE | Seismic - Non-Red Flag Warning - Catastrophic Fires | 2028 | 0 | 22783.187 | 453.261 | 14531.3357 | 7798.5904 | 5378.1107 | 1.766e-10 | 0 | 9.4975e-07 | 9.4975e-07 | 0 | 1.3184e-05 | 1.3184e-05 | 0 | 1.3184e-05
[53 empty] | 0.065801 | 8.291 | 0 | 8.291 | 3.939 | [5 empty] | 0.065801 | 8.291 | 0 | 8.291 | 3.939 | [11 empty] | WLDFR | HFTD - Distribution - Tier 3 - 3QU CoRE ¦ 5QU LoRE | Seismic - Non-Red Flag Warning - Catastrophic Fires | 2029 | 0 | 22783.187 | 453.261 | 14531.3357 | 7798.5904 | 5378.1107 | 1.766e-10 | 0 | 9.4975e-07 | 9.4975e-07 | 0 | 1.3818e-05 | 1.3818e-05 | 0 | 1.3818e-05
[53 empty] | 0.065801 | 8.6838 | 0 | 8.6838 | 3.8557 | [5 empty] | 0.065801 | 8.6838 | 0 | 8.6838 | 3.8557 | [11 empty] | WLDFR | HFTD - Distribution - Tier 3 - 3QU CoRE ¦ 5QU LoRE | Seismic - Non-Red Flag Warning - Catastrophic Fires | 2030 | 0 | 22783.187 | 453.261 | 14531.3357 | 7798.5904 | 5378.1107 | 1.766e-10 | 0 | 9.4975e-07 | 9.4975e-07 | 0 | 1.3818e-05 | 1.3818e-05 | 0 | 1.3818e-05
[53 empty] | 0.065801 | 8.6838 | 0 | 8.6838 | 3.6035 | [5 empty] | 0.065801 | 8.6838 | 0 | 8.6838 | 3.6035 | [11 empty] | WLDFR | HFTD - Distribution - Tier 3 - 3QU CoRE ¦ 5QU LoRE | Seismic - Non-Red Flag Warning - Catastrophic Fires | 2031 | 0 | 22783.187 | 453.261 | 14531.3357 | 7798.5904 | 5378.1107 | 1.766e-10 | 0 | 9.4975e-07 | 9.4975e-07 | 0 | 1.3818e-05 | 1.3818e-05 | 0 | 1.3818e-05
[53 empty] | 0.065801 | 8.6838 | 0 | 8.6838 | 3.3677 | [5 empty] | 0.065801 | 8.6838 | 0 | 8.6838 | 3.3677 | [11 empty] | WLDFR | HFTD - Distribution - Tier 3 - 3QU CoRE ¦ 5QU LoRE | Seismic - Non-Red Flag Warning - Catastrophic Fires | 2032 | 0 | 22783.187 | 453.261 | 14531.3357 | 7798.5904 | 5378.1107 | 1.766e-10 | 0 | 9.4975e-07 | 9.4975e-07 | 0 | 1.3818e-05 | 1.3818e-05 | 0 | 1.3818e-05
[53 empty] | 0.065801 | 8.6838 | 0 | 8.6838 | 3.1474 | [5 empty] | 0.065801 | 8.6838 | 0 | 8.6838 | 3.1474 | [11 empty] | WLDFR | HFTD - Distribution - Tier 3 - 3QU CoRE ¦ 5QU LoRE | Seismic - Non-Red Flag Warning - Catastrophic Fires | 2033 | 0 | 23835.2641 | 480.9649 | 15187.7294 | 8166.5698 | 5631.8789 | 1.766e-10 | 0 | 9.9457e-07 | 9.9457e-07 | 0 | 0 | 1.3818e-05 | 0 | 1.3818e-05
[53 empty] | 0.065801 | 8.6838 | 0 | 8.6838 | 2.9415 | [5 empty] | 0.065801 | 8.6838 | 0 | 8.6838 | 2.9415 | [11 empty] | WLDFR | HFTD - Distribution - Tier 3 - 3QU CoRE ¦ 5QU LoRE | Seismic - Non-Red Flag Warning - Catastrophic Fires | 2034 | 0 | 23835.2641 | 480.9649 | 15187.7294 | 8166.5698 | 5631.8789 | 1.766e-10 | 0 | 9.9457e-07 | 9.9457e-07 | 0 | 0.01215 | 0 | 0 | 0
[53 empty] | 0.065801 | 9.1102 | 0 | 9.1102 | 2.8841 | [5 empty] | 0.065801 | 9.1102 | 0 | 9.1102 | 2.8841 | [11 empty] | WLDFR | HFTD - Distribution - Tier 3 - 3QU CoRE ¦ 5QU LoRE | Seismic - Non-Red Flag Warning - Catastrophic Fires | 2035 | 0 | 23835.2641 | 480.9649 | 15187.7294 | 8166.5698 | 5631.8789 | 1.766e-10 | 0 | 9.9457e-07 | 9.9457e-07 | 0 | 0.012595 | 0.012595 | 0 | 0.012595
[53 empty] | 0.065801 | 9.1102 | 0 | 9.1102 | 2.6954 | [5 empty] | 0.065801 | 9.1102 | 0 | 9.1102 | 2.6954 | [11 empty] | WLDFR | HFTD - Distribution - Tier 3 - 3QU CoRE ¦ 5QU LoRE | Seismic - Non-Red Flag Warning - Catastrophic Fires | 2036 | 0 | 23835.2641 | 480.9649 | 15187.7294 | 8166.5698 | 5631.8789 | 1.766e-10 | 0 | 9.9457e-07 | 9.9457e-07 | 0 | 0.012595 | 0.012595 | 0 | 0.012595
[53 empty] | 0.065801 | 9.1102 | 0 | 9.1102 | 2.5191 | [5 empty] | 0.065801 | 9.1102 | 0 | 9.1102 | 2.5191 | [11 empty] | WLDFR | HFTD - Distribution - Tier 3 - 3QU CoRE ¦ 5QU LoRE | Seismic - Non-Red Flag Warning - Catastrophic Fires | 2037 | 0 | 23835.2641 | 480.9649 | 15187.7294 | 8166.5698 | 5631.8789 | 1.766e-10 | 0 | 9.9457e-07 | 9.9457e-07 | 0 | 0.012595 | 0.012595 | 0 | 0.012595
[53 empty] | 0.065801 | 9.1102 | 0 | 9.1102 | 2.3543 | [5 empty] | 0.065801 | 9.1102 | 0 | 9.1102 | 2.3543 | [11 empty] | WLDFR | HFTD - Distribution - Tier 3 - 3QU CoRE ¦ 5QU LoRE | Seismic - Non-Red Flag Warning - Catastrophic Fires | 2038 | 0 | 24976.6418 | 511.3745 | 15898.8237 | 8566.4437 | 5907.6423 | 1.766e-10 | 0 | 1.0433e-06 | 1.0433e-06 | 0 | 0.012595 | 0.012595 | 0 | 0.012595
[53 empty] | 0.065801 | 9.1102 | 0 | 9.1102 | 2.2002 | [5 empty] | 0.065801 | 9.1102 | 0 | 9.1102 | 2.2002 | [11 empty] | WLDFR | HFTD - Distribution - Tier 3 - 3QU CoRE ¦ 5QU LoRE | Seismic - Non-Red Flag Warning - Catastrophic Fires | 2039 | 0 | 24976.6418 | 511.3745 | 15898.8237 | 8566.4437 | 5907.6423 | 1.766e-10 | 0 | 1.0433e-06 | 1.0433e-06 | 0 | 0.012595 | 0.012595 | 0 | 0.012595
[53 empty] | 0.065801 | 9.5644 | 0 | 9.5644 | 2.1588 | [5 empty] | 0.065801 | 9.5644 | 0 | 9.5644 | 2.1588 | [11 empty] | WLDFR | HFTD - Distribution - Tier 3 - 3QU CoRE ¦ 5QU LoRE | Seismic - Non-Red Flag Warning - Catastrophic Fires | 2040 | 0 | 24976.6418 | 511.3745 | 15898.8237 | 8566.4437 | 5907.6423 | 1.766e-10 | 0 | 1.0433e-06 | 1.0433e-06 | 0 | 0.013156 | 0.013156 | 0 | 0.013156
[53 empty] | 0.065801 | 9.5644 | 0 | 9.5644 | 2.0176 | [5 empty] | 0.065801 | 9.5644 | 0 | 9.5644 | 2.0176 | [11 empty] | WLDFR | HFTD - Distribution - Tier 3 - 3QU CoRE ¦ 5QU LoRE | Seismic - Non-Red Flag Warning - Catastrophic Fires | 2041 | 0 | 24976.6418 | 511.3745 | 15898.8237 | 8566.4437 | 5907.6423 | 1.766e-10 | 0 | 1.0433e-06 | 1.0433e-06 | 0 | 0.013156 | 0.013156 | 0 | 0.013156
[53 empty] | 0.065801 | 9.5644 | 0 | 9.5644 | 1.8856 | [5 empty] | 0.065801 | 9.5644 | 0 | 9.5644 | 1.8856 | [11 empty] | WLDFR | HFTD - Distribution - Tier 3 - 3QU CoRE ¦ 5QU LoRE | Seismic - Non-Red Flag Warning - Catastrophic Fires | 2042 | 0 | 24976.6418 | 511.3745 | 15898.8237 | 8566.4437 | 5907.6423 | 1.766e-10 | 0 | 1.0433e-06 | 1.0433e-06 | 0 | 0.013156 | 0.013156 | 0 | 0.013156
[53 empty] | 0.065801 | 9.5644 | 0 | 9.5644 | 1.7622 | [5 empty] | 0.065801 | 9.5644 | 0 | 9.5644 | 1.7622 | [11 empty] | WLDFR | HFTD - Distribution - Tier 3 - 3QU CoRE ¦ 5QU LoRE | Seismic - Non-Red Flag Warning - Catastrophic Fires | 2043 | 0 | 26191.7278 | 544.1291 | 16654.7414 | 8992.8573 | 6201.7082 | 1.766e-10 | 0 | 1.0952e-06 | 1.0952e-06 | 0 | 0.013156 | 0.013156 | 0 | 0.013156
[53 empty] | 0.065801 | 9.5644 | 0 | 9.5644 | 1.647 | [5 empty] | 0.065801 | 9.5644 | 0 | 9.5644 | 1.647 | [11 empty] | WLDFR | HFTD - Distribution - Tier 3 - 3QU CoRE ¦ 5QU LoRE | Seismic - Non-Red Flag Warning - Catastrophic Fires | 2044 | 0 | 26191.7278 | 544.1291 | 16654.7414 | 8992.8573 | 6201.7082 | 1.766e-10 | 0 | 1.0952e-06 | 1.0952e-06 | 0 | 0.013156 | 0.013156 | 0 | 0.013156
[53 empty] | 0.065801 | 10.0405 | 0 | 10.0405 | 1.6158 | [5 empty] | 0.065801 | 10.0405 | 0 | 10.0405 | 1.6158 | [11 empty] | WLDFR | HFTD - Distribution - Tier 3 - 3QU CoRE ¦ 5QU LoRE | Seismic - Non-Red Flag Warning - Catastrophic Fires | 2045 | 0 | 26191.7278 | 544.1291 | 16654.7414 | 8992.8573 | 6201.7082 | 1.766e-10 | 0 | 1.0952e-06 | 1.0952e-06 | 0 | 0.01378 | 0.01378 | 0 | 0.01378
[53 empty] | 0.065801 | 10.0405 | 0 | 10.0405 | 1.5101 | [5 empty] | 0.065801 | 10.0405 | 0 | 10.0405 | 1.5101 | [11 empty] | WLDFR | HFTD - Distribution - Tier 3 - 3QU CoRE ¦ 5QU LoRE | Seismic - Non-Red Flag Warning - Catastrophic Fires | 2046 | 0 | 26191.7278 | 544.1291 | 16654.7414 | 8992.8573 | 6201.7082 | 1.766e-10 | 0 | 1.0952e-06 | 1.0952e-06 | 0 | 0.01378 | 0.01378 | 0 | 0.01378
[53 empty] | 0.065801 | 10.0405 | 0 | 10.0405 | 1.4113 | [5 empty] | 0.065801 | 10.0405 | 0 | 10.0405 | 1.4113 | [11 empty] | WLDFR | HFTD - Distribution - Tier 3 - 3QU CoRE ¦ 5QU LoRE | Seismic - Non-Red Flag Warning - Catastrophic Fires | 2047 | 0 | 26191.7278 | 544.1291 | 16654.7414 | 8992.8573 | 6201.7082 | 1.766e-10 | 0 | 1.0952e-06 | 1.0952e-06 | 0 | 0.01378 | 0.01378 | 0 | 0.01378
[53 empty] | 0.065801 | 10.0405 | 0 | 10.0405 | 1.319 | [5 empty] | 0 | 0 | 0 | 0 | 0 | [11 empty] | WLDFR | HFTD - Distribution - Tier 3 - 3QU CoRE ¦ 5QU LoRE | Seismic - Non-Red Flag Warning - Catastrophic Fires | 2048 | 0 | 27464.7227 | 578.8407 | 17445.538 | 9440.3441 | 6510.3067 | 1.766e-10 | 0 | 1.1497e-06 | 1.1497e-06 | 0 | 0.01378 | 0.01378 | 0 | 0.01378
[53 empty] | 0 | 0 | 0 | 0 | 0 | [5 empty] | 0 | 0 | 0 | 0 | 0 | [11 empty] | WLDFR | HFTD - Distribution - Tier 3 - 3QU CoRE ¦ 5QU LoRE | Seismic - Non-Red Flag Warning - Catastrophic Fires | 2049 | 0 | 27464.7227 | 578.8407 | 17445.538 | 9440.3441 | 6510.3067 | 1.766e-10 | 0 | 1.1497e-06 | 1.1497e-06 | 0 | 0.01378 | 0.01378 | 0 | 0.01378
[53 empty] | 0 | 0 | 0 | 0 | 0 | [5 empty] | 0.021314 | 2.4802 | 0 | 2.4802 | 2.4802 | [11 empty] | WLDFR | HFTD - Distribution - Tier 3 - 3QU CoRE ¦ 5QU LoRE | Seismic - Non-Red Flag Warning - Catastrophic Fires | 2050 | 0 | 27464.7227 | 578.8407 | 17445.538 | 9440.3441 | 6510.3067 | 1.766e-10 | 0 | 1.1497e-06 | 1.1497e-06 | 0 | 0.014457 | 0.014457 | 0 | 0.014457
[53 empty] | 0.021314 | 2.4802 | 0 | 2.4802 | 2.3179 | [5 empty] | 0.021314 | 2.4802 | 0 | 2.4802 | 2.3179 | [11 empty] | WLDFR | HFTD - Distribution - Tier 3 - 3QU CoRE ¦ 5QU LoRE | Seismic - Non-Red Flag Warning - Catastrophic Fires | 2051 | 0 | 27464.7227 | 578.8407 | 17445.538 | 9440.3441 | 6510.3067 | 1.766e-10 | 0 | 1.1497e-06 | 1.1497e-06 | 0 | 0.014457 | 0.014457 | 0 | 0.014457
[53 empty] | 0.021314 | 2.571 | 0 | 2.571 | 2.2456 | [5 empty] | 0.021314 | 2.571 | 0 | 2.571 | 2.2456 | [11 empty] | WLDFR | HFTD - Distribution - Tier 3 - 3QU CoRE ¦ 5QU LoRE | Seismic - Non-Red Flag Warning - Catastrophic Fires | 2052 | 0 | 27464.7227 | 578.8407 | 17445.538 | 9440.3441 | 6510.3067 | 1.766e-10 | 0 | 1.1497e-06 | 1.1497e-06 | 0 | 0.014457 | 0.014457 | 0 | 0.014457
[53 empty] | 0.021314 | 2.571 | 0 | 2.571 | 2.0987 | [5 empty] | 0.021314 | 2.571 | 0 | 2.571 | 2.0987 | [11 empty] | WLDFR | HFTD - Distribution - Tier 3 - 3QU CoRE ¦ 5QU LoRE | Seismic - Non-Red Flag Warning - Catastrophic Fires | 2053 | 0 | 28779.6694 | 615.0952 | 18261.2327 | 9903.3415 | 6829.6018 | 1.766e-10 | 0 | 1.2061e-06 | 1.2061e-06 | 0 | 0.014457 | 0.014457 | 0 | 0.014457
[53 empty] | 0.021314 | 2.571 | 0 | 2.571 | 1.9614 | [5 empty] | 0.021314 | 2.571 | 0 | 2.571 | 1.9614 | [11 empty] | WLDFR | HFTD - Distribution - Tier 3 - 3QU CoRE ¦ 5QU LoRE | Seismic - Non-Red Flag Warning - Catastrophic Fires | 2054 | 0 | 28779.6694 | 615.0952 | 18261.2327 | 9903.3415 | 6829.6018 | 1.766e-10 | 0 | 1.2061e-06 | 1.2061e-06 | 0 | 0.014457 | 0.014457 | 0 | 0.014457
[53 empty] | 0.021314 | 2.571 | 0 | 2.571 | 1.8331 | [5 empty] | 0.021314 | 2.571 | 0 | 2.571 | 1.8331 | [11 empty] | WLDFR | HFTD - Distribution - Tier 3 - 3QU CoRE ¦ 5QU LoRE | Seismic - Non-Red Flag Warning - Catastrophic Fires | 2055 | 0 | 28779.6694 | 615.0952 | 18261.2327 | 9903.3415 | 6829.6018 | 1.766e-10 | 0 | 1.2061e-06 | 1.2061e-06 | 0 | 0.015178 | 0.015178 | 0 | 0.015178
[53 empty] | 0.021314 | 2.571 | 0 | 2.571 | 1.7132 | [5 empty] | 0.021314 | 2.571 | 0 | 2.571 | 1.7132 | [11 empty] | WLDFR | HFTD - Distribution - Tier 3 - 3QU CoRE ¦ 5QU LoRE | Seismic - Red Flag Warning - Catastrophic Fires | 2026 | 0 | 21835.9781 | 428.6023 | 13939.561 | 7467.8148 | 5149.9993 | 7.6148e-09 | 0 | 3.9216e-05 | 3.9216e-05 | 0 | 0.015178 | 0.015178 | 0 | 0.015178
[53 empty] | 0.021314 | 2.6855 | 0 | 2.6855 | 1.6724 | [5 empty] | 0.021314 | 2.6855 | 0 | 2.6855 | 1.6724 | [11 empty] | WLDFR | HFTD - Distribution - Tier 3 - 3QU CoRE ¦ 5QU LoRE | Seismic - Red Flag Warning - Catastrophic Fires | 2027 | 0 | 21835.9781 | 428.6023 | 13939.561 | 7467.8148 | 5149.9993 | 7.6148e-09 | 0 | 3.9216e-05 | 3.9216e-05 | 0 | 0.015178 | 0.015178 | 0 | 0.015178
[53 empty] | 0.021314 | 2.6855 | 0 | 2.6855 | 1.563 | [5 empty] | 0.021314 | 2.6855 | 0 | 2.6855 | 1.563 | [11 empty] | WLDFR | HFTD - Distribution - Tier 3 - 3QU CoRE ¦ 5QU LoRE | Seismic - Red Flag Warning - Catastrophic Fires | 2028 | 0 | 22783.187 | 453.261 | 14531.3357 | 7798.5904 | 5378.1107 | 7.6148e-09 | 0 | 4.0953e-05 | 4.0953e-05 | 0 | 0.015178 | 0.015178 | 0 | 0.015178
[53 empty] | 0.021314 | 2.6855 | 0 | 2.6855 | 1.4608 | [5 empty] | 0.021314 | 2.6855 | 0 | 2.6855 | 1.4608 | [11 empty] | WLDFR | HFTD - Distribution - Tier 3 - 3QU CoRE ¦ 5QU LoRE | Seismic - Red Flag Warning - Catastrophic Fires | 2029 | 0 | 22783.187 | 453.261 | 14531.3357 | 7798.5904 | 5378.1107 | 7.6148e-09 | 0 | 4.0953e-05 | 4.0953e-05 | 0 | 0.015178 | 0.015178 | 0 | 0.015178
[53 empty] | 0.021314 | 2.6855 | 0 | 2.6855 | 1.3652 | [5 empty] | 0.021314 | 2.6855 | 0 | 2.6855 | 1.3652 | [11 empty] | WLDFR | HFTD - Distribution - Tier 3 - 3QU CoRE ¦ 5QU LoRE | Seismic - Red Flag Warning - Catastrophic Fires | 2030 | 0 | 22783.187 | 453.261 | 14531.3357 | 7798.5904 | 5378.1107 | 7.6148e-09 | 0 | 4.0953e-05 | 4.0953e-05 | 0 | 0.015934 | 0.015934 | 0 | 0.015934
[53 empty] | 0.021314 | 2.6855 | 0 | 2.6855 | 1.2759 | [5 empty] | 0.021314 | 2.6855 | 0 | 2.6855 | 1.2759 | [11 empty] | WLDFR | HFTD - Distribution - Tier 3 - 3QU CoRE ¦ 5QU LoRE | Seismic - Red Flag Warning - Catastrophic Fires | 2031 | 0 | 22783.187 | 453.261 | 14531.3357 | 7798.5904 | 5378.1107 | 7.6148e-09 | 0 | 4.0953e-05 | 4.0953e-05 | 0 | 0.015934 | 0.015934 | 0 | 0.015934
[53 empty] | 0.021314 | 2.8128 | 0 | 2.8128 | 1.2489 | [5 empty] | 0.021314 | 2.8128 | 0 | 2.8128 | 1.2489 | [11 empty] | WLDFR | HFTD - Distribution - Tier 3 - 3QU CoRE ¦ 5QU LoRE | Seismic - Red Flag Warning - Catastrophic Fires | 2032 | 0 | 22783.187 | 453.261 | 14531.3357 | 7798.5904 | 5378.1107 | 7.6148e-09 | 0 | 4.0953e-05 | 4.0953e-05 | 0 | 0.015934 | 0.015934 | 0 | 0.015934
[53 empty] | 0.021314 | 2.8128 | 0 | 2.8128 | 1.1672 | [5 empty] | 0.021314 | 2.8128 | 0 | 2.8128 | 1.1672 | [11 empty] | WLDFR | HFTD - Distribution - Tier 3 - 3QU CoRE ¦ 5QU LoRE | Seismic - Red Flag Warning - Catastrophic Fires | 2033 | 0 | 23835.2641 | 480.9649 | 15187.7294 | 8166.5698 | 5631.8789 | 7.6148e-09 | 0 | 4.2885e-05 | 4.2885e-05 | 0 | 0.015934 | 0.015934 | 0 | 0.015934
[53 empty] | 0.021314 | 2.8128 | 0 | 2.8128 | 1.0908 | [5 empty] | 0.021314 | 2.8128 | 0 | 2.8128 | 1.0908 | [11 empty] | WLDFR | HFTD - Distribution - Tier 3 - 3QU CoRE ¦ 5QU LoRE | Seismic - Red Flag Warning - Catastrophic Fires | 2034 | 0 | 23835.2641 | 480.9649 | 15187.7294 | 8166.5698 | 5631.8789 | 7.6148e-09 | 0 | 4.2885e-05 | 4.2885e-05 | 0 | 0 | 0.015934 | 0 | 0.015934
[53 empty] | 0.021314 | 2.8128 | 0 | 2.8128 | 1.0195 | [5 empty] | 0.021314 | 2.8128 | 0 | 2.8128 | 1.0195 | [11 empty] | WLDFR | HFTD - Distribution - Tier 3 - 3QU CoRE ¦ 5QU LoRE | Seismic - Red Flag Warning - Catastrophic Fires | 2035 | 0 | 23835.2641 | 480.9649 | 15187.7294 | 8166.5698 | 5631.8789 | 7.6148e-09 | 0 | 4.2885e-05 | 4.2885e-05 | 0 | 0.0010664 | 0 | 0 | 0
[53 empty] | 0.021314 | 2.8128 | 0 | 2.8128 | 0.95278 | [5 empty] | 0.021314 | 2.8128 | 0 | 2.8128 | 0.95278 | [11 empty] | WLDFR | HFTD - Distribution - Tier 3 - 3QU CoRE ¦ 5QU LoRE | Seismic - Red Flag Warning - Catastrophic Fires | 2036 | 0 | 23835.2641 | 480.9649 | 15187.7294 | 8166.5698 | 5631.8789 | 7.6148e-09 | 0 | 4.2885e-05 | 4.2885e-05 | 0 | 0.0011054 | 0.0011054 | 0 | 0.0011054
[53 empty] | 0.021314 | 2.9509 | 0 | 2.9509 | 0.93418 | [5 empty] | 0.021314 | 2.9509 | 0 | 2.9509 | 0.93418 | [11 empty] | WLDFR | HFTD - Distribution - Tier 3 - 3QU CoRE ¦ 5QU LoRE | Seismic - Red Flag Warning - Catastrophic Fires | 2037 | 0 | 23835.2641 | 480.9649 | 15187.7294 | 8166.5698 | 5631.8789 | 7.6148e-09 | 0 | 4.2885e-05 | 4.2885e-05 | 0 | 0.0011054 | 0.0011054 | 0 | 0.0011054
[53 empty] | 0.021314 | 2.9509 | 0 | 2.9509 | 0.87306 | [5 empty] | 0.021314 | 2.9509 | 0 | 2.9509 | 0.87306 | [11 empty] | WLDFR | HFTD - Distribution - Tier 3 - 3QU CoRE ¦ 5QU LoRE | Seismic - Red Flag Warning - Catastrophic Fires | 2038 | 0 | 24976.6418 | 511.3745 | 15898.8237 | 8566.4437 | 5907.6423 | 7.6148e-09 | 0 | 4.4985e-05 | 4.4985e-05 | 0 | 0.0011054 | 0.0011054 | 0 | 0.0011054
[53 empty] | 0.021314 | 2.9509 | 0 | 2.9509 | 0.81595 | [5 empty] | 0.021314 | 2.9509 | 0 | 2.9509 | 0.81595 | [11 empty] | WLDFR | HFTD - Distribution - Tier 3 - 3QU CoRE ¦ 5QU LoRE | Seismic - Red Flag Warning - Catastrophic Fires | 2039 | 0 | 24976.6418 | 511.3745 | 15898.8237 | 8566.4437 | 5907.6423 | 7.6148e-09 | 0 | 4.4985e-05 | 4.4985e-05 | 0 | 0.0011054 | 0.0011054 | 0 | 0.0011054
[53 empty] | 0.021314 | 2.9509 | 0 | 2.9509 | 0.76257 | [5 empty] | 0.021314 | 2.9509 | 0 | 2.9509 | 0.76257 | [11 empty] | WLDFR | HFTD - Distribution - Tier 3 - 3QU CoRE ¦ 5QU LoRE | Seismic - Red Flag Warning - Catastrophic Fires | 2040 | 0 | 24976.6418 | 511.3745 | 15898.8237 | 8566.4437 | 5907.6423 | 7.6148e-09 | 0 | 4.4985e-05 | 4.4985e-05 | 0 | 0.0011054 | 0.0011054 | 0 | 0.0011054
[53 empty] | 0.021314 | 2.9509 | 0 | 2.9509 | 0.71268 | [5 empty] | 0.021314 | 2.9509 | 0 | 2.9509 | 0.71268 | [11 empty] | WLDFR | HFTD - Distribution - Tier 3 - 3QU CoRE ¦ 5QU LoRE | Seismic - Red Flag Warning - Catastrophic Fires | 2041 | 0 | 24976.6418 | 511.3745 | 15898.8237 | 8566.4437 | 5907.6423 | 7.6148e-09 | 0 | 4.4985e-05 | 4.4985e-05 | 0 | 0.0011544 | 0.0011544 | 0 | 0.0011544
[53 empty] | 0.021314 | 3.098 | 0 | 3.098 | 0.69926 | [5 empty] | 0.021314 | 3.098 | 0 | 3.098 | 0.69926 | [11 empty] | WLDFR | HFTD - Distribution - Tier 3 - 3QU CoRE ¦ 5QU LoRE | Seismic - Red Flag Warning - Catastrophic Fires | 2042 | 0 | 24976.6418 | 511.3745 | 15898.8237 | 8566.4437 | 5907.6423 | 7.6148e-09 | 0 | 4.4985e-05 | 4.4985e-05 | 0 | 0.0011544 | 0.0011544 | 0 | 0.0011544
[53 empty] | 0.021314 | 3.098 | 0 | 3.098 | 0.65352 | [5 empty] | 0.021314 | 3.098 | 0 | 3.098 | 0.65352 | [11 empty] | WLDFR | HFTD - Distribution - Tier 3 - 3QU CoRE ¦ 5QU LoRE | Seismic - Red Flag Warning - Catastrophic Fires | 2043 | 0 | 26191.7278 | 544.1291 | 16654.7414 | 8992.8573 | 6201.7082 | 7.6148e-09 | 0 | 4.7224e-05 | 4.7224e-05 | 0 | 0.0011544 | 0.0011544 | 0 | 0.0011544
[53 empty] | 0.021314 | 3.098 | 0 | 3.098 | 0.61076 | [5 empty] | 0.021314 | 3.098 | 0 | 3.098 | 0.61076 | [11 empty] | WLDFR | HFTD - Distribution - Tier 3 - 3QU CoRE ¦ 5QU LoRE | Seismic - Red Flag Warning - Catastrophic Fires | 2044 | 0 | 26191.7278 | 544.1291 | 16654.7414 | 8992.8573 | 6201.7082 | 7.6148e-09 | 0 | 4.7224e-05 | 4.7224e-05 | 0 | 0.0011544 | 0.0011544 | 0 | 0.0011544
[53 empty] | 0.021314 | 3.098 | 0 | 3.098 | 0.57081 | [5 empty] | 0.021314 | 3.098 | 0 | 3.098 | 0.57081 | [11 empty] | WLDFR | HFTD - Distribution - Tier 3 - 3QU CoRE ¦ 5QU LoRE | Seismic - Red Flag Warning - Catastrophic Fires | 2045 | 0 | 26191.7278 | 544.1291 | 16654.7414 | 8992.8573 | 6201.7082 | 7.6148e-09 | 0 | 4.7224e-05 | 4.7224e-05 | 0 | 0.0011544 | 0.0011544 | 0 | 0.0011544
[53 empty] | 0.021314 | 3.098 | 0 | 3.098 | 0.53347 | [5 empty] | 0.021314 | 3.098 | 0 | 3.098 | 0.53347 | [11 empty] | WLDFR | HFTD - Distribution - Tier 3 - 3QU CoRE ¦ 5QU LoRE | Seismic - Red Flag Warning - Catastrophic Fires | 2046 | 0 | 26191.7278 | 544.1291 | 16654.7414 | 8992.8573 | 6201.7082 | 7.6148e-09 | 0 | 4.7224e-05 | 4.7224e-05 | 0 | 0.0012089 | 0.0012089 | 0 | 0.0012089
[53 empty] | 0.021314 | 3.2522 | 0 | 3.2522 | 0.52338 | [5 empty] | 0.021314 | 3.2522 | 0 | 3.2522 | 0.52338 | [11 empty] | WLDFR | HFTD - Distribution - Tier 3 - 3QU CoRE ¦ 5QU LoRE | Seismic - Red Flag Warning - Catastrophic Fires | 2047 | 0 | 26191.7278 | 544.1291 | 16654.7414 | 8992.8573 | 6201.7082 | 7.6148e-09 | 0 | 4.7224e-05 | 4.7224e-05 | 0 | 0.0012089 | 0.0012089 | 0 | 0.0012089
[53 empty] | 0.021314 | 3.2522 | 0 | 3.2522 | 0.48914 | [5 empty] | 0.021314 | 3.2522 | 0 | 3.2522 | 0.48914 | [11 empty] | WLDFR | HFTD - Distribution - Tier 3 - 3QU CoRE ¦ 5QU LoRE | Seismic - Red Flag Warning - Catastrophic Fires | 2048 | 0 | 27464.7227 | 578.8407 | 17445.538 | 9440.3441 | 6510.3067 | 7.6148e-09 | 0 | 4.9574e-05 | 4.9574e-05 | 0 | 0.0012089 | 0.0012089 | 0 | 0.0012089
[53 empty] | 0.021314 | 3.2522 | 0 | 3.2522 | 0.45714 | [5 empty] | 0.021314 | 3.2522 | 0 | 3.2522 | 0.45714 | [11 empty] | WLDFR | HFTD - Distribution - Tier 3 - 3QU CoRE ¦ 5QU LoRE | Seismic - Red Flag Warning - Catastrophic Fires | 2049 | 0 | 27464.7227 | 578.8407 | 17445.538 | 9440.3441 | 6510.3067 | 7.6148e-09 | 0 | 4.9574e-05 | 4.9574e-05 | 0 | 0.0012089 | 0.0012089 | 0 | 0.0012089
[53 empty] | 0.021314 | 3.2522 | 0 | 3.2522 | 0.42724 | [5 empty] | 0 | 0 | 0 | 0 | 0 | [11 empty] | WLDFR | HFTD - Distribution - Tier 3 - 3QU CoRE ¦ 5QU LoRE | Seismic - Red Flag Warning - Catastrophic Fires | 2050 | 0 | 27464.7227 | 578.8407 | 17445.538 | 9440.3441 | 6510.3067 | 7.6148e-09 | 0 | 4.9574e-05 | 4.9574e-05 | 0 | 0.0012089 | 0.0012089 | 0 | 0.0012089
[53 empty] | 0 | 0 | 0 | 0 | 0 | [5 empty] | 0 | 0 | 0 | 0 | 0 | [11 empty] | WLDFR | HFTD - Distribution - Tier 3 - 3QU CoRE ¦ 5QU LoRE | Seismic - Red Flag Warning - Catastrophic Fires | 2051 | 0 | 27464.7227 | 578.8407 | 17445.538 | 9440.3441 | 6510.3067 | 7.6148e-09 | 0 | 4.9574e-05 | 4.9574e-05 | 0 | 0.001268 | 0.001268 | 0 | 0.001268
[53 empty] | 0 | 0 | 0 | 0 | 0 | [5 empty] | 0.0040054 | 0.46608 | 0 | 0.46608 | 0.46608 | [11 empty] | WLDFR | HFTD - Distribution - Tier 3 - 3QU CoRE ¦ 5QU LoRE | Seismic - Red Flag Warning - Catastrophic Fires | 2052 | 0 | 27464.7227 | 578.8407 | 17445.538 | 9440.3441 | 6510.3067 | 7.6148e-09 | 0 | 4.9574e-05 | 4.9574e-05 | 0 | 0.001268 | 0.001268 | 0 | 0.001268
[53 empty] | 0.0040054 | 0.46608 | 0 | 0.46608 | 0.43559 | [5 empty] | 0.0040054 | 0.46608 | 0 | 0.46608 | 0.43559 | [11 empty] | WLDFR | HFTD - Distribution - Tier 3 - 3QU CoRE ¦ 5QU LoRE | Seismic - Red Flag Warning - Catastrophic Fires | 2053 | 0 | 28779.6694 | 615.0952 | 18261.2327 | 9903.3415 | 6829.6018 | 7.6148e-09 | 0 | 5.2006e-05 | 5.2006e-05 | 0 | 0.001268 | 0.001268 | 0 | 0.001268
[53 empty] | 0.0040054 | 0.48316 | 0 | 0.48316 | 0.42201 | [5 empty] | 0.0040054 | 0.48316 | 0 | 0.48316 | 0.42201 | [11 empty] | WLDFR | HFTD - Distribution - Tier 3 - 3QU CoRE ¦ 5QU LoRE | Seismic - Red Flag Warning - Catastrophic Fires | 2054 | 0 | 28779.6694 | 615.0952 | 18261.2327 | 9903.3415 | 6829.6018 | 7.6148e-09 | 0 | 5.2006e-05 | 5.2006e-05 | 0 | 0.001268 | 0.001268 | 0 | 0.001268
[53 empty] | 0.0040054 | 0.48316 | 0 | 0.48316 | 0.3944 | [5 empty] | 0.0040054 | 0.48316 | 0 | 0.48316 | 0.3944 | [11 empty] | WLDFR | HFTD - Distribution - Tier 3 - 3QU CoRE ¦ 5QU LoRE | Seismic - Red Flag Warning - Catastrophic Fires | 2055 | 0 | 28779.6694 | 615.0952 | 18261.2327 | 9903.3415 | 6829.6018 | 7.6148e-09 | 0 | 5.2006e-05 | 5.2006e-05 | 0 | 0.001268 | 0.001268 | 0 | 0.001268
[53 empty] | 0.0040054 | 0.48316 | 0 | 0.48316 | 0.3686 | [5 empty] | 0.0040054 | 0.48316 | 0 | 0.48316 | 0.3686 | [11 empty] | WLDFR | HFTD - Distribution - Tier 3 - 4QU CoRE ¦ 1QU LoRE | Non-Red Flag Warning - Catastrophic Fires | 2026 | 0 | 14664.6376 | 233.2301 | 8896.516 | 5534.8915 | 3817.0051 | 8.6008e-07 | 0 | 0.0032829 | 0.0032829 | 0 | 0.0013309 | 0.0013309 | 0 | 0.0013309
[53 empty] | 0.0040054 | 0.48316 | 0 | 0.48316 | 0.34449 | [5 empty] | 0.0040054 | 0.48316 | 0 | 0.48316 | 0.34449 | [11 empty] | WLDFR | HFTD - Distribution - Tier 3 - 4QU CoRE ¦ 1QU LoRE | Non-Red Flag Warning - Catastrophic Fires | 2027 | 0 | 14664.6376 | 233.2301 | 8896.516 | 5534.8915 | 3817.0051 | 8.6008e-07 | 0 | 0.0032829 | 0.0032829 | 0 | 0.0013309 | 0.0013309 | 0 | 0.0013309
[53 empty] | 0.0040054 | 0.48316 | 0 | 0.48316 | 0.32195 | [5 empty] | 0.0040054 | 0.48316 | 0 | 0.48316 | 0.32195 | [11 empty] | WLDFR | HFTD - Distribution - Tier 3 - 4QU CoRE ¦ 1QU LoRE | Non-Red Flag Warning - Catastrophic Fires | 2028 | 0 | 15317.9909 | 247.273 | 9287.6491 | 5783.0689 | 3988.1546 | 8.6008e-07 | 0 | 0.0034301 | 0.0034301 | 0 | 0.0013309 | 0.0013309 | 0 | 0.0013309
[53 empty] | 0.0040054 | 0.50468 | 0 | 0.50468 | 0.31429 | [5 empty] | 0.0040054 | 0.50468 | 0 | 0.50468 | 0.31429 | [11 empty] | WLDFR | HFTD - Distribution - Tier 3 - 4QU CoRE ¦ 1QU LoRE | Non-Red Flag Warning - Catastrophic Fires | 2029 | 0 | 15317.9909 | 247.273 | 9287.6491 | 5783.0689 | 3988.1546 | 8.6008e-07 | 0 | 0.0034301 | 0.0034301 | 0 | 0.0013309 | 0.0013309 | 0 | 0.0013309
[53 empty] | 0.0040054 | 0.50468 | 0 | 0.50468 | 0.29373 | [5 empty] | 0.0040054 | 0.50468 | 0 | 0.50468 | 0.29373 | [11 empty] | WLDFR | HFTD - Distribution - Tier 3 - 4QU CoRE ¦ 1QU LoRE | Non-Red Flag Warning - Catastrophic Fires | 2030 | 0 | 15317.9909 | 247.273 | 9287.6491 | 5783.0689 | 3988.1546 | 8.6008e-07 | 0 | 0.0034301 | 0.0034301 | 0 | 0.0013309 | 0.0013309 | 0 | 0.0013309
[53 empty] | 0.0040054 | 0.50468 | 0 | 0.50468 | 0.27451 | [5 empty] | 0.0040054 | 0.50468 | 0 | 0.50468 | 0.27451 | [11 empty] | WLDFR | HFTD - Distribution - Tier 3 - 4QU CoRE ¦ 1QU LoRE | Non-Red Flag Warning - Catastrophic Fires | 2031 | 0 | 15317.9909 | 247.273 | 9287.6491 | 5783.0689 | 3988.1546 | 8.6008e-07 | 0 | 0.0034301 | 0.0034301 | 0 | 0.0013967 | 0.0013967 | 0 | 0.0013967
[53 empty] | 0.0040054 | 0.50468 | 0 | 0.50468 | 0.25655 | [5 empty] | 0.0040054 | 0.50468 | 0 | 0.50468 | 0.25655 | [11 empty] | WLDFR | HFTD - Distribution - Tier 3 - 4QU CoRE ¦ 1QU LoRE | Non-Red Flag Warning - Catastrophic Fires | 2032 | 0 | 15317.9909 | 247.273 | 9287.6491 | 5783.0689 | 3988.1546 | 8.6008e-07 | 0 | 0.0034301 | 0.0034301 | 0 | 0.0013967 | 0.0013967 | 0 | 0.0013967
[53 empty] | 0.0040054 | 0.50468 | 0 | 0.50468 | 0.23977 | [5 empty] | 0.0040054 | 0.50468 | 0 | 0.50468 | 0.23977 | [11 empty] | WLDFR | HFTD - Distribution - Tier 3 - 4QU CoRE ¦ 1QU LoRE | Non-Red Flag Warning - Catastrophic Fires | 2033 | 0 | 16044.1264 | 263.1074 | 9721.74 | 6059.2791 | 4178.6364 | 8.6008e-07 | 0 | 0.003594 | 0.003594 | 0 | 0.0013967 | 0.0013967 | 0 | 0.0013967
[53 empty] | 0.0040054 | 0.52859 | 0 | 0.52859 | 0.2347 | [5 empty] | 0.0040054 | 0.52859 | 0 | 0.52859 | 0.2347 | [11 empty] | WLDFR | HFTD - Distribution - Tier 3 - 4QU CoRE ¦ 1QU LoRE | Non-Red Flag Warning - Catastrophic Fires | 2034 | 0 | 16044.1264 | 263.1074 | 9721.74 | 6059.2791 | 4178.6364 | 8.6008e-07 | 0 | 0.003594 | 0.003594 | 0 | 0.0013967 | 0.0013967 | 0 | 0.0013967
[53 empty] | 0.0040054 | 0.52859 | 0 | 0.52859 | 0.21935 | [5 empty] | 0.0040054 | 0.52859 | 0 | 0.52859 | 0.21935 | [11 empty] | WLDFR | HFTD - Distribution - Tier 3 - 4QU CoRE ¦ 1QU LoRE | Non-Red Flag Warning - Catastrophic Fires | 2035 | 0 | 16044.1264 | 263.1074 | 9721.74 | 6059.2791 | 4178.6364 | 8.6008e-07 | 0 | 0.003594 | 0.003594 | 0 | 0 | 0.0013967 | 0 | 0.0013967
[53 empty] | 0.0040054 | 0.52859 | 0 | 0.52859 | 0.205 | [5 empty] | 0.0040054 | 0.52859 | 0 | 0.52859 | 0.205 | [11 empty] | WLDFR | HFTD - Distribution - Tier 3 - 4QU CoRE ¦ 1QU LoRE | Non-Red Flag Warning - Catastrophic Fires | 2036 | 0 | 16044.1264 | 263.1074 | 9721.74 | 6059.2791 | 4178.6364 | 8.6008e-07 | 0 | 0.003594 | 0.003594 | 0 | 4.414e-06 | 0 | 0 | 0
[53 empty] | 0.0040054 | 0.52859 | 0 | 0.52859 | 0.19159 | [5 empty] | 0.0040054 | 0.52859 | 0 | 0.52859 | 0.19159 | [11 empty] | WLDFR | HFTD - Distribution - Tier 3 - 4QU CoRE ¦ 1QU LoRE | Non-Red Flag Warning - Catastrophic Fires | 2037 | 0 | 16044.1264 | 263.1074 | 9721.74 | 6059.2791 | 4178.6364 | 8.6008e-07 | 0 | 0.003594 | 0.003594 | 0 | 4.6115e-06 | 4.6115e-06 | 0 | 4.6115e-06
[53 empty] | 0.0040054 | 0.52859 | 0 | 0.52859 | 0.17905 | [5 empty] | 0.0040054 | 0.52859 | 0 | 0.52859 | 0.17905 | [11 empty] | WLDFR | HFTD - Distribution - Tier 3 - 4QU CoRE ¦ 1QU LoRE | Non-Red Flag Warning - Catastrophic Fires | 2038 | 0 | 16832.3912 | 280.5544 | 10192.2718 | 6359.5651 | 4385.7214 | 8.6008e-07 | 0 | 0.0037721 | 0.0037721 | 0 | 4.6115e-06 | 4.6115e-06 | 0 | 4.6115e-06
[53 empty] | 0.0040054 | 0.55455 | 0 | 0.55455 | 0.17556 | [5 empty] | 0.0040054 | 0.55455 | 0 | 0.55455 | 0.17556 | [11 empty] | WLDFR | HFTD - Distribution - Tier 3 - 4QU CoRE ¦ 1QU LoRE | Non-Red Flag Warning - Catastrophic Fires | 2039 | 0 | 16832.3912 | 280.5544 | 10192.2718 | 6359.5651 | 4385.7214 | 8.6008e-07 | 0 | 0.0037721 | 0.0037721 | 0 | 4.6115e-06 | 4.6115e-06 | 0 | 4.6115e-06
[53 empty] | 0.0040054 | 0.55455 | 0 | 0.55455 | 0.16407 | [5 empty] | 0.0040054 | 0.55455 | 0 | 0.55455 | 0.16407 | [11 empty] | WLDFR | HFTD - Distribution - Tier 3 - 4QU CoRE ¦ 1QU LoRE | Non-Red Flag Warning - Catastrophic Fires | 2040 | 0 | 16832.3912 | 280.5544 | 10192.2718 | 6359.5651 | 4385.7214 | 8.6008e-07 | 0 | 0.0037721 | 0.0037721 | 0 | 4.6115e-06 | 4.6115e-06 | 0 | 4.6115e-06
[53 empty] | 0.0040054 | 0.55455 | 0 | 0.55455 | 0.15334 | [5 empty] | 0.0040054 | 0.55455 | 0 | 0.55455 | 0.15334 | [11 empty] | WLDFR | HFTD - Distribution - Tier 3 - 4QU CoRE ¦ 1QU LoRE | Non-Red Flag Warning - Catastrophic Fires | 2041 | 0 | 16832.3912 | 280.5544 | 10192.2718 | 6359.5651 | 4385.7214 | 8.6008e-07 | 0 | 0.0037721 | 0.0037721 | 0 | 4.6115e-06 | 4.6115e-06 | 0 | 4.6115e-06
[53 empty] | 0.0040054 | 0.55455 | 0 | 0.55455 | 0.14331 | [5 empty] | 0.0040054 | 0.55455 | 0 | 0.55455 | 0.14331 | [11 empty] | WLDFR | HFTD - Distribution - Tier 3 - 4QU CoRE ¦ 1QU LoRE | Non-Red Flag Warning - Catastrophic Fires | 2042 | 0 | 16832.3912 | 280.5544 | 10192.2718 | 6359.5651 | 4385.7214 | 8.6008e-07 | 0 | 0.0037721 | 0.0037721 | 0 | 4.8658e-06 | 4.8658e-06 | 0 | 4.8658e-06
[53 empty] | 0.0040054 | 0.55455 | 0 | 0.55455 | 0.13393 | [5 empty] | 0.0040054 | 0.55455 | 0 | 0.55455 | 0.13393 | [11 empty] | WLDFR | HFTD - Distribution - Tier 3 - 4QU CoRE ¦ 1QU LoRE | Non-Red Flag Warning - Catastrophic Fires | 2043 | 0 | 17672.0852 | 299.42 | 10692.7362 | 6679.929 | 4606.6527 | 8.6008e-07 | 0 | 0.0039621 | 0.0039621 | 0 | 4.8658e-06 | 4.8658e-06 | 0 | 4.8658e-06
[53 empty] | 0.0040054 | 0.5822 | 0 | 0.5822 | 0.13141 | [5 empty] | 0.0040054 | 0.5822 | 0 | 0.5822 | 0.13141 | [11 empty] | WLDFR | HFTD - Distribution - Tier 3 - 4QU CoRE ¦ 1QU LoRE | Non-Red Flag Warning - Catastrophic Fires | 2044 | 0 | 17672.0852 | 299.42 | 10692.7362 | 6679.929 | 4606.6527 | 8.6008e-07 | 0 | 0.0039621 | 0.0039621 | 0 | 4.8658e-06 | 4.8658e-06 | 0 | 4.8658e-06
[53 empty] | 0.0040054 | 0.5822 | 0 | 0.5822 | 0.12281 | [5 empty] | 0.0040054 | 0.5822 | 0 | 0.5822 | 0.12281 | [11 empty] | WLDFR | HFTD - Distribution - Tier 3 - 4QU CoRE ¦ 1QU LoRE | Non-Red Flag Warning - Catastrophic Fires | 2045 | 0 | 17672.0852 | 299.42 | 10692.7362 | 6679.929 | 4606.6527 | 8.6008e-07 | 0 | 0.0039621 | 0.0039621 | 0 | 4.8658e-06 | 4.8658e-06 | 0 | 4.8658e-06
[53 empty] | 0.0040054 | 0.5822 | 0 | 0.5822 | 0.11478 | [5 empty] | 0.0040054 | 0.5822 | 0 | 0.5822 | 0.11478 | [11 empty] | WLDFR | HFTD - Distribution - Tier 3 - 4QU CoRE ¦ 1QU LoRE | Non-Red Flag Warning - Catastrophic Fires | 2046 | 0 | 17672.0852 | 299.42 | 10692.7362 | 6679.929 | 4606.6527 | 8.6008e-07 | 0 | 0.0039621 | 0.0039621 | 0 | 4.8658e-06 | 4.8658e-06 | 0 | 4.8658e-06
[53 empty] | 0.0040054 | 0.5822 | 0 | 0.5822 | 0.10727 | [5 empty] | 0.0040054 | 0.5822 | 0 | 0.5822 | 0.10727 | [11 empty] | WLDFR | HFTD - Distribution - Tier 3 - 4QU CoRE ¦ 1QU LoRE | Non-Red Flag Warning - Catastrophic Fires | 2047 | 0 | 17672.0852 | 299.42 | 10692.7362 | 6679.929 | 4606.6527 | 8.6008e-07 | 0 | 0.0039621 | 0.0039621 | 0 | 5.1551e-06 | 5.1551e-06 | 0 | 5.1551e-06
[53 empty] | 0.0040054 | 0.5822 | 0 | 0.5822 | 0.10025 | [5 empty] | 0.0040054 | 0.5822 | 0 | 0.5822 | 0.10025 | [11 empty] | WLDFR | HFTD - Distribution - Tier 3 - 4QU CoRE ¦ 1QU LoRE | Non-Red Flag Warning - Catastrophic Fires | 2048 | 0 | 18552.3348 | 319.4911 | 11216.5626 | 7016.281 | 4838.6098 | 8.6008e-07 | 0 | 0.0041616 | 0.0041616 | 0 | 5.1551e-06 | 5.1551e-06 | 0 | 5.1551e-06
[53 empty] | 0.0040054 | 0.61118 | 0 | 0.61118 | 0.098357 | [5 empty] | 0.0040054 | 0.61118 | 0 | 0.61118 | 0.098357 | [11 empty] | WLDFR | HFTD - Distribution - Tier 3 - 4QU CoRE ¦ 1QU LoRE | Non-Red Flag Warning - Catastrophic Fires | 2049 | 0 | 18552.3348 | 319.4911 | 11216.5626 | 7016.281 | 4838.6098 | 8.6008e-07 | 0 | 0.0041616 | 0.0041616 | 0 | 5.1551e-06 | 5.1551e-06 | 0 | 5.1551e-06
[53 empty] | 0.0040054 | 0.61118 | 0 | 0.61118 | 0.091922 | [5 empty] | 0.0040054 | 0.61118 | 0 | 0.61118 | 0.091922 | [11 empty] | WLDFR | HFTD - Distribution - Tier 3 - 4QU CoRE ¦ 1QU LoRE | Non-Red Flag Warning - Catastrophic Fires | 2050 | 0 | 18552.3348 | 319.4911 | 11216.5626 | 7016.281 | 4838.6098 | 8.6008e-07 | 0 | 0.0041616 | 0.0041616 | 0 | 5.1551e-06 | 5.1551e-06 | 0 | 5.1551e-06
[53 empty] | 0.0040054 | 0.61118 | 0 | 0.61118 | 0.085909 | [5 empty] | 0.0040054 | 0.61118 | 0 | 0.61118 | 0.085909 | [11 empty] | WLDFR | HFTD - Distribution - Tier 3 - 4QU CoRE ¦ 1QU LoRE | Non-Red Flag Warning - Catastrophic Fires | 2051 | 0 | 18552.3348 | 319.4911 | 11216.5626 | 7016.281 | 4838.6098 | 8.6008e-07 | 0 | 0.0041616 | 0.0041616 | 0 | 5.1551e-06 | 5.1551e-06 | 0 | 5.1551e-06
[53 empty] | 0.0040054 | 0.61118 | 0 | 0.61118 | 0.080289 | [5 empty] | 0 | 0 | 0 | 0 | 0 | [11 empty] | WLDFR | HFTD - Distribution - Tier 3 - 4QU CoRE ¦ 1QU LoRE | Non-Red Flag Warning - Catastrophic Fires | 2052 | 0 | 18552.3348 | 319.4911 | 11216.5626 | 7016.281 | 4838.6098 | 8.6008e-07 | 0 | 0.0041616 | 0.0041616 | 0 | 5.4771e-06 | 5.4771e-06 | 0 | 5.4771e-06
[53 empty] | 0 | 0 | 0 | 0 | 0 | [5 empty] | 0 | 0 | 0 | 0 | 0 | [11 empty] | WLDFR | HFTD - Distribution - Tier 3 - 4QU CoRE ¦ 1QU LoRE | Non-Red Flag Warning - Catastrophic Fires | 2053 | 0 | 19462.1283 | 340.5356 | 11757.1413 | 7364.4514 | 5078.7171 | 8.6008e-07 | 0 | 0.0043681 | 0.0043681 | 0 | 5.4771e-06 | 5.4771e-06 | 0 | 5.4771e-06
[53 empty] | 0 | 0 | 0 | 0 | 0 | [5 empty] | 0.017449 | 2.0305 | 0 | 2.0305 | 2.0305 | [11 empty] | WLDFR | HFTD - Distribution - Tier 3 - 4QU CoRE ¦ 1QU LoRE | Non-Red Flag Warning - Catastrophic Fires | 2054 | 0 | 19462.1283 | 340.5356 | 11757.1413 | 7364.4514 | 5078.7171 | 8.6008e-07 | 0 | 0.0043681 | 0.0043681 | 0 | 5.4771e-06 | 5.4771e-06 | 0 | 5.4771e-06
[53 empty] | 0.017449 | 2.0305 | 0 | 2.0305 | 1.8976 | [5 empty] | 0.017449 | 2.0305 | 0 | 2.0305 | 1.8976 | [11 empty] | WLDFR | HFTD - Distribution - Tier 3 - 4QU CoRE ¦ 1QU LoRE | Non-Red Flag Warning - Catastrophic Fires | 2055 | 0 | 19462.1283 | 340.5356 | 11757.1413 | 7364.4514 | 5078.7171 | 8.6008e-07 | 0 | 0.0043681 | 0.0043681 | 0 | 5.4771e-06 | 5.4771e-06 | 0 | 5.4771e-06
[53 empty] | 0.017449 | 2.1049 | 0 | 2.1049 | 1.8385 | [5 empty] | 0.017449 | 2.1049 | 0 | 2.1049 | 1.8385 | [11 empty] | WLDFR | HFTD - Distribution - Tier 3 - 4QU CoRE ¦ 1QU LoRE | Non-Red Flag Warning - Large Fires | 2026 | 0 | 5.475 | 0.71896 | 3.0715 | 1.6846 | 1.1617 | 2.0789e-05 | 0 | 2.4151e-05 | 2.4151e-05 | 0 | 5.4771e-06 | 5.4771e-06 | 0 | 5.4771e-06
[53 empty] | 0.017449 | 2.1049 | 0 | 2.1049 | 1.7182 | [5 empty] | 0.017449 | 2.1049 | 0 | 2.1049 | 1.7182 | [11 empty] | WLDFR | HFTD - Distribution - Tier 3 - 4QU CoRE ¦ 1QU LoRE | Non-Red Flag Warning - Large Fires | 2027 | 0 | 5.475 | 0.71896 | 3.0715 | 1.6846 | 1.1617 | 2.0789e-05 | 0 | 2.4151e-05 | 2.4151e-05 | 0 | 5.8293e-06 | 5.8293e-06 | 0 | 5.8293e-06
[53 empty] | 0.017449 | 2.1049 | 0 | 2.1049 | 1.6058 | [5 empty] | 0.017449 | 2.1049 | 0 | 2.1049 | 1.6058 | [11 empty] | WLDFR | HFTD - Distribution - Tier 3 - 4QU CoRE ¦ 1QU LoRE | Non-Red Flag Warning - Large Fires | 2028 | 0 | 5.777 | 0.74734 | 3.238 | 1.7917 | 1.2356 | 2.0789e-05 | 0 | 2.5688e-05 | 2.5688e-05 | 0 | 5.8293e-06 | 5.8293e-06 | 0 | 5.8293e-06
[53 empty] | 0.017449 | 2.1049 | 0 | 2.1049 | 1.5008 | [5 empty] | 0.017449 | 2.1049 | 0 | 2.1049 | 1.5008 | [11 empty] | WLDFR | HFTD - Distribution - Tier 3 - 4QU CoRE ¦ 1QU LoRE | Non-Red Flag Warning - Large Fires | 2029 | 0 | 5.777 | 0.74734 | 3.238 | 1.7917 | 1.2356 | 2.0789e-05 | 0 | 2.5688e-05 | 2.5688e-05 | 0 | 5.8293e-06 | 5.8293e-06 | 0 | 5.8293e-06
[53 empty] | 0.017449 | 2.1049 | 0 | 2.1049 | 1.4026 | [5 empty] | 0.017449 | 2.1049 | 0 | 2.1049 | 1.4026 | [11 empty] | WLDFR | HFTD - Distribution - Tier 3 - 4QU CoRE ¦ 1QU LoRE | Non-Red Flag Warning - Large Fires | 2030 | 0 | 5.777 | 0.74734 | 3.238 | 1.7917 | 1.2356 | 2.0789e-05 | 0 | 2.5688e-05 | 2.5688e-05 | 0 | 5.8293e-06 | 5.8293e-06 | 0 | 5.8293e-06
[53 empty] | 0.017449 | 2.1986 | 0 | 2.1986 | 1.3692 | [5 empty] | 0.017449 | 2.1986 | 0 | 2.1986 | 1.3692 | [11 empty] | WLDFR | HFTD - Distribution - Tier 3 - 4QU CoRE ¦ 1QU LoRE | Non-Red Flag Warning - Large Fires | 2031 | 0 | 5.777 | 0.74734 | 3.238 | 1.7917 | 1.2356 | 2.0789e-05 | 0 | 2.5688e-05 | 2.5688e-05 | 0 | 5.8293e-06 | 5.8293e-06 | 0 | 5.8293e-06
[53 empty] | 0.017449 | 2.1986 | 0 | 2.1986 | 1.2796 | [5 empty] | 0.017449 | 2.1986 | 0 | 2.1986 | 1.2796 | [11 empty] | WLDFR | HFTD - Distribution - Tier 3 - 4QU CoRE ¦ 1QU LoRE | Non-Red Flag Warning - Large Fires | 2032 | 0 | 5.777 | 0.74734 | 3.238 | 1.7917 | 1.2356 | 2.0789e-05 | 0 | 2.5688e-05 | 2.5688e-05 | 0 | 6.2087e-06 | 6.2087e-06 | 0 | 6.2087e-06
[53 empty] | 0.017449 | 2.1986 | 0 | 2.1986 | 1.1959 | [5 empty] | 0.017449 | 2.1986 | 0 | 2.1986 | 1.1959 | [11 empty] | WLDFR | HFTD - Distribution - Tier 3 - 4QU CoRE ¦ 1QU LoRE | Non-Red Flag Warning - Large Fires | 2033 | 0 | 6.1205 | 0.77885 | 3.4265 | 1.9151 | 1.3207 | 2.0789e-05 | 0 | 2.7457e-05 | 2.7457e-05 | 0 | 6.2087e-06 | 6.2087e-06 | 0 | 6.2087e-06
[53 empty] | 0.017449 | 2.1986 | 0 | 2.1986 | 1.1177 | [5 empty] | 0.017449 | 2.1986 | 0 | 2.1986 | 1.1177 | [11 empty] | WLDFR | HFTD - Distribution - Tier 3 - 4QU CoRE ¦ 1QU LoRE | Non-Red Flag Warning - Large Fires | 2034 | 0 | 6.1205 | 0.77885 | 3.4265 | 1.9151 | 1.3207 | 2.0789e-05 | 0 | 2.7457e-05 | 2.7457e-05 | 0 | 6.2087e-06 | 6.2087e-06 | 0 | 6.2087e-06
[53 empty] | 0.017449 | 2.1986 | 0 | 2.1986 | 1.0445 | [5 empty] | 0.017449 | 2.1986 | 0 | 2.1986 | 1.0445 | [11 empty] | WLDFR | HFTD - Distribution - Tier 3 - 4QU CoRE ¦ 1QU LoRE | Non-Red Flag Warning - Large Fires | 2035 | 0 | 6.1205 | 0.77885 | 3.4265 | 1.9151 | 1.3207 | 2.0789e-05 | 0 | 2.7457e-05 | 2.7457e-05 | 0 | 6.2087e-06 | 6.2087e-06 | 0 | 6.2087e-06
[53 empty] | 0.017449 | 2.3028 | 0 | 2.3028 | 1.0225 | [5 empty] | 0.017449 | 2.3028 | 0 | 2.3028 | 1.0225 | [11 empty] | WLDFR | HFTD - Distribution - Tier 3 - 4QU CoRE ¦ 1QU LoRE | Non-Red Flag Warning - Large Fires | 2036 | 0 | 6.1205 | 0.77885 | 3.4265 | 1.9151 | 1.3207 | 2.0789e-05 | 0 | 2.7457e-05 | 2.7457e-05 | 0 | 0 | 6.2087e-06 | 0 | 6.2087e-06
[53 empty] | 0.017449 | 2.3028 | 0 | 2.3028 | 0.95558 | [5 empty] | 0.017449 | 2.3028 | 0 | 2.3028 | 0.95558 | [11 empty] | WLDFR | HFTD - Distribution - Tier 3 - 4QU CoRE ¦ 1QU LoRE | Non-Red Flag Warning - Large Fires | 2037 | 0 | 6.1205 | 0.77885 | 3.4265 | 1.9151 | 1.3207 | 2.0789e-05 | 0 | 2.7457e-05 | 2.7457e-05 | 0 | 1.5612e-06 | 0 | 0 | 0
[53 empty] | 0.017449 | 2.3028 | 0 | 2.3028 | 0.89306 | [5 empty] | 0.017449 | 2.3028 | 0 | 2.3028 | 0.89306 | [11 empty] | WLDFR | HFTD - Distribution - Tier 3 - 4QU CoRE ¦ 1QU LoRE | Non-Red Flag Warning - Large Fires | 2038 | 0 | 6.5028 | 0.81304 | 3.6355 | 2.0543 | 1.4167 | 2.0789e-05 | 0 | 2.9451e-05 | 2.9451e-05 | 0 | 1.6115e-06 | 1.6115e-06 | 0 | 1.6115e-06
[53 empty] | 0.017449 | 2.3028 | 0 | 2.3028 | 0.83464 | [5 empty] | 0.017449 | 2.3028 | 0 | 2.3028 | 0.83464 | [11 empty] | WLDFR | HFTD - Distribution - Tier 3 - 4QU CoRE ¦ 1QU LoRE | Non-Red Flag Warning - Large Fires | 2039 | 0 | 6.5028 | 0.81304 | 3.6355 | 2.0543 | 1.4167 | 2.0789e-05 | 0 | 2.9451e-05 | 2.9451e-05 | 0 | 1.6115e-06 | 1.6115e-06 | 0 | 1.6115e-06
[53 empty] | 0.017449 | 2.3028 | 0 | 2.3028 | 0.78004 | [5 empty] | 0.017449 | 2.3028 | 0 | 2.3028 | 0.78004 | [11 empty] | WLDFR | HFTD - Distribution - Tier 3 - 4QU CoRE ¦ 1QU LoRE | Non-Red Flag Warning - Large Fires | 2040 | 0 | 6.5028 | 0.81304 | 3.6355 | 2.0543 | 1.4167 | 2.0789e-05 | 0 | 2.9451e-05 | 2.9451e-05 | 0 | 1.6115e-06 | 1.6115e-06 | 0 | 1.6115e-06
[53 empty] | 0.017449 | 2.4159 | 0 | 2.4159 | 0.76481 | [5 empty] | 0.017449 | 2.4159 | 0 | 2.4159 | 0.76481 | [11 empty] | WLDFR | HFTD - Distribution - Tier 3 - 4QU CoRE ¦ 1QU LoRE | Non-Red Flag Warning - Large Fires | 2041 | 0 | 6.5028 | 0.81304 | 3.6355 | 2.0543 | 1.4167 | 2.0789e-05 | 0 | 2.9451e-05 | 2.9451e-05 | 0 | 1.6115e-06 | 1.6115e-06 | 0 | 1.6115e-06
[53 empty] | 0.017449 | 2.4159 | 0 | 2.4159 | 0.71477 | [5 empty] | 0.017449 | 2.4159 | 0 | 2.4159 | 0.71477 | [11 empty] | WLDFR | HFTD - Distribution - Tier 3 - 4QU CoRE ¦ 1QU LoRE | Non-Red Flag Warning - Large Fires | 2042 | 0 | 6.5028 | 0.81304 | 3.6355 | 2.0543 | 1.4167 | 2.0789e-05 | 0 | 2.9451e-05 | 2.9451e-05 | 0 | 1.6115e-06 | 1.6115e-06 | 0 | 1.6115e-06
[53 empty] | 0.017449 | 2.4159 | 0 | 2.4159 | 0.66801 | [5 empty] | 0.017449 | 2.4159 | 0 | 2.4159 | 0.66801 | [11 empty] | WLDFR | HFTD - Distribution - Tier 3 - 4QU CoRE ¦ 1QU LoRE | Non-Red Flag Warning - Large Fires | 2043 | 0 | 6.9209 | 0.84944 | 3.8632 | 2.2083 | 1.5229 | 2.0789e-05 | 0 | 3.166e-05 | 3.166e-05 | 0 | 1.6756e-06 | 1.6756e-06 | 0 | 1.6756e-06
[53 empty] | 0.017449 | 2.4159 | 0 | 2.4159 | 0.62431 | [5 empty] | 0.017449 | 2.4159 | 0 | 2.4159 | 0.62431 | [11 empty] | WLDFR | HFTD - Distribution - Tier 3 - 4QU CoRE ¦ 1QU LoRE | Non-Red Flag Warning - Large Fires | 2044 | 0 | 6.9209 | 0.84944 | 3.8632 | 2.2083 | 1.5229 | 2.0789e-05 | 0 | 3.166e-05 | 3.166e-05 | 0 | 1.6756e-06 | 1.6756e-06 | 0 | 1.6756e-06
[53 empty] | 0.017449 | 2.4159 | 0 | 2.4159 | 0.58347 | [5 empty] | 0.017449 | 2.4159 | 0 | 2.4159 | 0.58347 | [11 empty] | WLDFR | HFTD - Distribution - Tier 3 - 4QU CoRE ¦ 1QU LoRE | Non-Red Flag Warning - Large Fires | 2045 | 0 | 6.9209 | 0.84944 | 3.8632 | 2.2083 | 1.5229 | 2.0789e-05 | 0 | 3.166e-05 | 3.166e-05 | 0 | 1.6756e-06 | 1.6756e-06 | 0 | 1.6756e-06
[53 empty] | 0.017449 | 2.5363 | 0 | 2.5363 | 0.57248 | [5 empty] | 0.017449 | 2.5363 | 0 | 2.5363 | 0.57248 | [11 empty] | WLDFR | HFTD - Distribution - Tier 3 - 4QU CoRE ¦ 1QU LoRE | Non-Red Flag Warning - Large Fires | 2046 | 0 | 6.9209 | 0.84944 | 3.8632 | 2.2083 | 1.5229 | 2.0789e-05 | 0 | 3.166e-05 | 3.166e-05 | 0 | 1.6756e-06 | 1.6756e-06 | 0 | 1.6756e-06
[53 empty] | 0.017449 | 2.5363 | 0 | 2.5363 | 0.53503 | [5 empty] | 0.017449 | 2.5363 | 0 | 2.5363 | 0.53503 | [11 empty] | WLDFR | HFTD - Distribution - Tier 3 - 4QU CoRE ¦ 1QU LoRE | Non-Red Flag Warning - Large Fires | 2047 | 0 | 6.9209 | 0.84944 | 3.8632 | 2.2083 | 1.5229 | 2.0789e-05 | 0 | 3.166e-05 | 3.166e-05 | 0 | 1.6756e-06 | 1.6756e-06 | 0 | 1.6756e-06
[53 empty] | 0.017449 | 2.5363 | 0 | 2.5363 | 0.50003 | [5 empty] | 0.017449 | 2.5363 | 0 | 2.5363 | 0.50003 | [11 empty] | WLDFR | HFTD - Distribution - Tier 3 - 4QU CoRE ¦ 1QU LoRE | Non-Red Flag Warning - Large Fires | 2048 | 0 | 7.3713 | 0.88759 | 4.1075 | 2.3763 | 1.6388 | 2.0789e-05 | 0 | 3.4068e-05 | 3.4068e-05 | 0 | 1.7478e-06 | 1.7478e-06 | 0 | 1.7478e-06
[53 empty] | 0.017449 | 2.5363 | 0 | 2.5363 | 0.46732 | [5 empty] | 0.017449 | 2.5363 | 0 | 2.5363 | 0.46732 | [11 empty] | WLDFR | HFTD - Distribution - Tier 3 - 4QU CoRE ¦ 1QU LoRE | Non-Red Flag Warning - Large Fires | 2049 | 0 | 7.3713 | 0.88759 | 4.1075 | 2.3763 | 1.6388 | 2.0789e-05 | 0 | 3.4068e-05 | 3.4068e-05 | 0 | 1.7478e-06 | 1.7478e-06 | 0 | 1.7478e-06
[53 empty] | 0.017449 | 2.5363 | 0 | 2.5363 | 0.43674 | [5 empty] | 0.017449 | 2.5363 | 0 | 2.5363 | 0.43674 | [11 empty] | WLDFR | HFTD - Distribution - Tier 3 - 4QU CoRE ¦ 1QU LoRE | Non-Red Flag Warning - Large Fires | 2050 | 0 | 7.3713 | 0.88759 | 4.1075 | 2.3763 | 1.6388 | 2.0789e-05 | 0 | 3.4068e-05 | 3.4068e-05 | 0 | 1.7478e-06 | 1.7478e-06 | 0 | 1.7478e-06
[53 empty] | 0.017449 | 2.6626 | 0 | 2.6626 | 0.42849 | [5 empty] | 0.017449 | 2.6626 | 0 | 2.6626 | 0.42849 | [11 empty] | WLDFR | HFTD - Distribution - Tier 3 - 4QU CoRE ¦ 1QU LoRE | Non-Red Flag Warning - Large Fires | 2051 | 0 | 7.3713 | 0.88759 | 4.1075 | 2.3763 | 1.6388 | 2.0789e-05 | 0 | 3.4068e-05 | 3.4068e-05 | 0 | 1.7478e-06 | 1.7478e-06 | 0 | 1.7478e-06
[53 empty] | 0.017449 | 2.6626 | 0 | 2.6626 | 0.40046 | [5 empty] | 0.017449 | 2.6626 | 0 | 2.6626 | 0.40046 | [11 empty] | WLDFR | HFTD - Distribution - Tier 3 - 4QU CoRE ¦ 1QU LoRE | Non-Red Flag Warning - Large Fires | 2052 | 0 | 7.3713 | 0.88759 | 4.1075 | 2.3763 | 1.6388 | 2.0789e-05 | 0 | 3.4068e-05 | 3.4068e-05 | 0 | 1.7478e-06 | 1.7478e-06 | 0 | 1.7478e-06
[53 empty] | 0.017449 | 2.6626 | 0 | 2.6626 | 0.37426 | [5 empty] | 0.017449 | 2.6626 | 0 | 2.6626 | 0.37426 | [11 empty] | WLDFR | HFTD - Distribution - Tier 3 - 4QU CoRE ¦ 1QU LoRE | Non-Red Flag Warning - Large Fires | 2053 | 0 | 7.8503 | 0.92702 | 4.3664 | 2.5569 | 1.7633 | 2.0789e-05 | 0 | 3.6657e-05 | 3.6657e-05 | 0 | 1.8275e-06 | 1.8275e-06 | 0 | 1.8275e-06
[53 empty] | 0.017449 | 2.6626 | 0 | 2.6626 | 0.34978 | [5 empty] | 0 | 0 | 0 | 0 | 0 | [11 empty] | WLDFR | HFTD - Distribution - Tier 3 - 4QU CoRE ¦ 1QU LoRE | Non-Red Flag Warning - Large Fires | 2054 | 0 | 7.8503 | 0.92702 | 4.3664 | 2.5569 | 1.7633 | 2.0789e-05 | 0 | 3.6657e-05 | 3.6657e-05 | 0 | 1.8275e-06 | 1.8275e-06 | 0 | 1.8275e-06
[53 empty] | 0 | 0 | 0 | 0 | 0 | [5 empty] | 0 | 0 | 0 | 0 | 0 | [11 empty] | WLDFR | HFTD - Distribution - Tier 3 - 4QU CoRE ¦ 1QU LoRE | Non-Red Flag Warning - Large Fires | 2055 | 0 | 7.8503 | 0.92702 | 4.3664 | 2.5569 | 1.7633 | 2.0789e-05 | 0 | 3.6657e-05 | 3.6657e-05 | 0 | 1.8275e-06 | 1.8275e-06 | 0 | 1.8275e-06
[53 empty] | 0 | 0 | 0 | 0 | 0 | [5 empty] | 6.0562e-05 | 0.0070473 | 0 | 0.0070473 | 0.0070473 | [11 empty] | WLDFR | HFTD - Distribution - Tier 3 - 4QU CoRE ¦ 1QU LoRE | Non-Red Flag Warning - Small Fires | 2026 | 0 | 0.080408 | 0.03759 | 0.0016314 | 0.041187 | 0.028403 | 0.0076457 | 0 | 0.00021716 | 0.00021716 | 0 | 1.8275e-06 | 1.8275e-06 | 0 | 1.8275e-06
[53 empty] | 6.0562e-05 | 0.0070473 | 0 | 0.0070473 | 0.0065863 | [5 empty] | 6.0562e-05 | 0.0070473 | 0 | 0.0070473 | 0.0065863 | [11 empty] | WLDFR | HFTD - Distribution - Tier 3 - 4QU CoRE ¦ 1QU LoRE | Non-Red Flag Warning - Small Fires | 2027 | 0 | 0.080408 | 0.03759 | 0.0016314 | 0.041187 | 0.028403 | 0.0076457 | 0 | 0.00021716 | 0.00021716 | 0 | 1.8275e-06 | 1.8275e-06 | 0 | 1.8275e-06
[53 empty] | 6.0562e-05 | 0.0073055 | 0 | 0.0073055 | 0.0063809 | [5 empty] | 6.0562e-05 | 0.0073055 | 0 | 0.0073055 | 0.0063809 | [11 empty] | WLDFR | HFTD - Distribution - Tier 3 - 4QU CoRE ¦ 1QU LoRE | Non-Red Flag Warning - Small Fires | 2028 | 0 | 0.083606 | 0.039055 | 0.001695 | 0.042856 | 0.029555 | 0.0076457 | 0 | 0.00022597 | 0.00022597 | 0 | 1.9137e-06 | 1.9137e-06 | 0 | 1.9137e-06
[53 empty] | 6.0562e-05 | 0.0073055 | 0 | 0.0073055 | 0.0059635 | [5 empty] | 6.0562e-05 | 0.0073055 | 0 | 0.0073055 | 0.0059635 | [11 empty] | WLDFR | HFTD - Distribution - Tier 3 - 4QU CoRE ¦ 1QU LoRE | Non-Red Flag Warning - Small Fires | 2029 | 0 | 0.083606 | 0.039055 | 0.001695 | 0.042856 | 0.029555 | 0.0076457 | 0 | 0.00022597 | 0.00022597 | 0 | 1.9137e-06 | 1.9137e-06 | 0 | 1.9137e-06
[53 empty] | 6.0562e-05 | 0.0073055 | 0 | 0.0073055 | 0.0055734 | [5 empty] | 6.0562e-05 | 0.0073055 | 0 | 0.0073055 | 0.0055734 | [11 empty] | WLDFR | HFTD - Distribution - Tier 3 - 4QU CoRE ¦ 1QU LoRE | Non-Red Flag Warning - Small Fires | 2030 | 0 | 0.083606 | 0.039055 | 0.001695 | 0.042856 | 0.029555 | 0.0076457 | 0 | 0.00022597 | 0.00022597 | 0 | 1.9137e-06 | 1.9137e-06 | 0 | 1.9137e-06
[53 empty] | 6.0562e-05 | 0.0073055 | 0 | 0.0073055 | 0.0052087 | [5 empty] | 6.0562e-05 | 0.0073055 | 0 | 0.0073055 | 0.0052087 | [11 empty] | WLDFR | HFTD - Distribution - Tier 3 - 4QU CoRE ¦ 1QU LoRE | Non-Red Flag Warning - Small Fires | 2031 | 0 | 0.083606 | 0.039055 | 0.001695 | 0.042856 | 0.029555 | 0.0076457 | 0 | 0.00022597 | 0.00022597 | 0 | 1.9137e-06 | 1.9137e-06 | 0 | 1.9137e-06
[53 empty] | 6.0562e-05 | 0.0073055 | 0 | 0.0073055 | 0.004868 | [5 empty] | 6.0562e-05 | 0.0073055 | 0 | 0.0073055 | 0.004868 | [11 empty] | WLDFR | HFTD - Distribution - Tier 3 - 4QU CoRE ¦ 1QU LoRE | Non-Red Flag Warning - Small Fires | 2032 | 0 | 0.083606 | 0.039055 | 0.001695 | 0.042856 | 0.029555 | 0.0076457 | 0 | 0.00022597 | 0.00022597 | 0 | 1.9137e-06 | 1.9137e-06 | 0 | 1.9137e-06
[53 empty] | 6.0562e-05 | 0.0076309 | 0 | 0.0076309 | 0.0047521 | [5 empty] | 6.0562e-05 | 0.0076309 | 0 | 0.0076309 | 0.0047521 | [11 empty] | WLDFR | HFTD - Distribution - Tier 3 - 4QU CoRE ¦ 1QU LoRE | Non-Red Flag Warning - Small Fires | 2033 | 0 | 0.087211 | 0.040679 | 0.0017655 | 0.044766 | 0.030872 | 0.0076457 | 0 | 0.00023604 | 0.00023604 | 0 | 2.0056e-06 | 2.0056e-06 | 0 | 2.0056e-06
[53 empty] | 6.0562e-05 | 0.0076309 | 0 | 0.0076309 | 0.0044412 | [5 empty] | 6.0562e-05 | 0.0076309 | 0 | 0.0076309 | 0.0044412 | [11 empty] | WLDFR | HFTD - Distribution - Tier 3 - 4QU CoRE ¦ 1QU LoRE | Non-Red Flag Warning - Small Fires | 2034 | 0 | 0.087211 | 0.040679 | 0.0017655 | 0.044766 | 0.030872 | 0.0076457 | 0 | 0.00023604 | 0.00023604 | 0 | 2.0056e-06 | 2.0056e-06 | 0 | 2.0056e-06
[53 empty] | 6.0562e-05 | 0.0076309 | 0 | 0.0076309 | 0.0041507 | [5 empty] | 6.0562e-05 | 0.0076309 | 0 | 0.0076309 | 0.0041507 | [11 empty] | WLDFR | HFTD - Distribution - Tier 3 - 4QU CoRE ¦ 1QU LoRE | Non-Red Flag Warning - Small Fires | 2035 | 0 | 0.087211 | 0.040679 | 0.0017655 | 0.044766 | 0.030872 | 0.0076457 | 0 | 0.00023604 | 0.00023604 | 0 | 2.0056e-06 | 2.0056e-06 | 0 | 2.0056e-06
[53 empty] | 6.0562e-05 | 0.0076309 | 0 | 0.0076309 | 0.0038792 | [5 empty] | 6.0562e-05 | 0.0076309 | 0 | 0.0076309 | 0.0038792 | [11 empty] | WLDFR | HFTD - Distribution - Tier 3 - 4QU CoRE ¦ 1QU LoRE | Non-Red Flag Warning - Small Fires | 2036 | 0 | 0.087211 | 0.040679 | 0.0017655 | 0.044766 | 0.030872 | 0.0076457 | 0 | 0.00023604 | 0.00023604 | 0 | 2.0056e-06 | 2.0056e-06 | 0 | 2.0056e-06
[53 empty] | 6.0562e-05 | 0.0076309 | 0 | 0.0076309 | 0.0036254 | [5 empty] | 6.0562e-05 | 0.0076309 | 0 | 0.0076309 | 0.0036254 | [11 empty] | WLDFR | HFTD - Distribution - Tier 3 - 4QU CoRE ¦ 1QU LoRE | Non-Red Flag Warning - Small Fires | 2037 | 0 | 0.087211 | 0.040679 | 0.0017655 | 0.044766 | 0.030872 | 0.0076457 | 0 | 0.00023604 | 0.00023604 | 0 | 0 | 2.0056e-06 | 0 | 2.0056e-06
[53 empty] | 6.0562e-05 | 0.0079925 | 0 | 0.0079925 | 0.0035487 | [5 empty] | 6.0562e-05 | 0.0079925 | 0 | 0.0079925 | 0.0035487 | [11 empty] | WLDFR | HFTD - Distribution - Tier 3 - 4QU CoRE ¦ 1QU LoRE | Non-Red Flag Warning - Small Fires | 2038 | 0 | 0.091184 | 0.042438 | 0.0018418 | 0.046905 | 0.032347 | 0.0076457 | 0 | 0.00024731 | 0.00024731 | 0 | 0.00015353 | 0 | 0 | 0
[53 empty] | 6.0562e-05 | 0.0079925 | 0 | 0.0079925 | 0.0033166 | [5 empty] | 6.0562e-05 | 0.0079925 | 0 | 0.0079925 | 0.0033166 | [11 empty] | WLDFR | HFTD - Distribution - Tier 3 - 4QU CoRE ¦ 1QU LoRE | Non-Red Flag Warning - Small Fires | 2039 | 0 | 0.091184 | 0.042438 | 0.0018418 | 0.046905 | 0.032347 | 0.0076457 | 0 | 0.00024731 | 0.00024731 | 0 | 0.00015916 | 0.00015916 | 0 | 0.00015916
[53 empty] | 6.0562e-05 | 0.0079925 | 0 | 0.0079925 | 0.0030996 | [5 empty] | 6.0562e-05 | 0.0079925 | 0 | 0.0079925 | 0.0030996 | [11 empty] | WLDFR | HFTD - Distribution - Tier 3 - 4QU CoRE ¦ 1QU LoRE | Non-Red Flag Warning - Small Fires | 2040 | 0 | 0.091184 | 0.042438 | 0.0018418 | 0.046905 | 0.032347 | 0.0076457 | 0 | 0.00024731 | 0.00024731 | 0 | 0.00015916 | 0.00015916 | 0 | 0.00015916
[53 empty] | 6.0562e-05 | 0.0079925 | 0 | 0.0079925 | 0.0028968 | [5 empty] | 6.0562e-05 | 0.0079925 | 0 | 0.0079925 | 0.0028968 | [11 empty] | WLDFR | HFTD - Distribution - Tier 3 - 4QU CoRE ¦ 1QU LoRE | Non-Red Flag Warning - Small Fires | 2041 | 0 | 0.091184 | 0.042438 | 0.0018418 | 0.046905 | 0.032347 | 0.0076457 | 0 | 0.00024731 | 0.00024731 | 0 | 0.00015916 | 0.00015916 | 0 | 0.00015916
[53 empty] | 6.0562e-05 | 0.0079925 | 0 | 0.0079925 | 0.0027073 | [5 empty] | 6.0562e-05 | 0.0079925 | 0 | 0.0079925 | 0.0027073 | [11 empty] | WLDFR | HFTD - Distribution - Tier 3 - 4QU CoRE ¦ 1QU LoRE | Non-Red Flag Warning - Small Fires | 2042 | 0 | 0.091184 | 0.042438 | 0.0018418 | 0.046905 | 0.032347 | 0.0076457 | 0 | 0.00024731 | 0.00024731 | 0 | 0.00015916 | 0.00015916 | 0 | 0.00015916
[53 empty] | 6.0562e-05 | 0.0083849 | 0 | 0.0083849 | 0.0026545 | [5 empty] | 6.0562e-05 | 0.0083849 | 0 | 0.0083849 | 0.0026545 | [11 empty] | WLDFR | HFTD - Distribution - Tier 3 - 4QU CoRE ¦ 1QU LoRE | Non-Red Flag Warning - Small Fires | 2043 | 0 | 0.095486 | 0.044306 | 0.0019228 | 0.049257 | 0.033969 | 0.0076457 | 0 | 0.00025971 | 0.00025971 | 0 | 0.00015916 | 0.00015916 | 0 | 0.00015916
[53 empty] | 6.0562e-05 | 0.0083849 | 0 | 0.0083849 | 0.0024808 | [5 empty] | 6.0562e-05 | 0.0083849 | 0 | 0.0083849 | 0.0024808 | [11 empty] | WLDFR | HFTD - Distribution - Tier 3 - 4QU CoRE ¦ 1QU LoRE | Non-Red Flag Warning - Small Fires | 2044 | 0 | 0.095486 | 0.044306 | 0.0019228 | 0.049257 | 0.033969 | 0.0076457 | 0 | 0.00025971 | 0.00025971 | 0 | 0.00016625 | 0.00016625 | 0 | 0.00016625
[53 empty] | 6.0562e-05 | 0.0083849 | 0 | 0.0083849 | 0.0023185 | [5 empty] | 6.0562e-05 | 0.0083849 | 0 | 0.0083849 | 0.0023185 | [11 empty] | WLDFR | HFTD - Distribution - Tier 3 - 4QU CoRE ¦ 1QU LoRE | Non-Red Flag Warning - Small Fires | 2045 | 0 | 0.095486 | 0.044306 | 0.0019228 | 0.049257 | 0.033969 | 0.0076457 | 0 | 0.00025971 | 0.00025971 | 0 | 0.00016625 | 0.00016625 | 0 | 0.00016625
[53 empty] | 6.0562e-05 | 0.0083849 | 0 | 0.0083849 | 0.0021668 | [5 empty] | 6.0562e-05 | 0.0083849 | 0 | 0.0083849 | 0.0021668 | [11 empty] | WLDFR | HFTD - Distribution - Tier 3 - 4QU CoRE ¦ 1QU LoRE | Non-Red Flag Warning - Small Fires | 2046 | 0 | 0.095486 | 0.044306 | 0.0019228 | 0.049257 | 0.033969 | 0.0076457 | 0 | 0.00025971 | 0.00025971 | 0 | 0.00016625 | 0.00016625 | 0 | 0.00016625
[53 empty] | 6.0562e-05 | 0.0083849 | 0 | 0.0083849 | 0.0020251 | [5 empty] | 6.0562e-05 | 0.0083849 | 0 | 0.0083849 | 0.0020251 | [11 empty] | WLDFR | HFTD - Distribution - Tier 3 - 4QU CoRE ¦ 1QU LoRE | Non-Red Flag Warning - Small Fires | 2047 | 0 | 0.095486 | 0.044306 | 0.0019228 | 0.049257 | 0.033969 | 0.0076457 | 0 | 0.00025971 | 0.00025971 | 0 | 0.00016625 | 0.00016625 | 0 | 0.00016625
[53 empty] | 6.0562e-05 | 0.008803 | 0 | 0.008803 | 0.0019869 | [5 empty] | 6.0562e-05 | 0.008803 | 0 | 0.008803 | 0.0019869 | [11 empty] | WLDFR | HFTD - Distribution - Tier 3 - 4QU CoRE ¦ 1QU LoRE | Non-Red Flag Warning - Small Fires | 2048 | 0 | 0.10007 | 0.04626 | 0.0020076 | 0.051804 | 0.035726 | 0.0076457 | 0 | 0.00027315 | 0.00027315 | 0 | 0.00016625 | 0.00016625 | 0 | 0.00016625
[53 empty] | 6.0562e-05 | 0.008803 | 0 | 0.008803 | 0.001857 | [5 empty] | 6.0562e-05 | 0.008803 | 0 | 0.008803 | 0.001857 | [11 empty] | WLDFR | HFTD - Distribution - Tier 3 - 4QU CoRE ¦ 1QU LoRE | Non-Red Flag Warning - Small Fires | 2049 | 0 | 0.10007 | 0.04626 | 0.0020076 | 0.051804 | 0.035726 | 0.0076457 | 0 | 0.00027315 | 0.00027315 | 0 | 0.00017413 | 0.00017413 | 0 | 0.00017413
[53 empty] | 6.0562e-05 | 0.008803 | 0 | 0.008803 | 0.0017355 | [5 empty] | 6.0562e-05 | 0.008803 | 0 | 0.008803 | 0.0017355 | [11 empty] | WLDFR | HFTD - Distribution - Tier 3 - 4QU CoRE ¦ 1QU LoRE | Non-Red Flag Warning - Small Fires | 2050 | 0 | 0.10007 | 0.04626 | 0.0020076 | 0.051804 | 0.035726 | 0.0076457 | 0 | 0.00027315 | 0.00027315 | 0 | 0.00017413 | 0.00017413 | 0 | 0.00017413
[53 empty] | 6.0562e-05 | 0.008803 | 0 | 0.008803 | 0.0016219 | [5 empty] | 6.0562e-05 | 0.008803 | 0 | 0.008803 | 0.0016219 | [11 empty] | WLDFR | HFTD - Distribution - Tier 3 - 4QU CoRE ¦ 1QU LoRE | Non-Red Flag Warning - Small Fires | 2051 | 0 | 0.10007 | 0.04626 | 0.0020076 | 0.051804 | 0.035726 | 0.0076457 | 0 | 0.00027315 | 0.00027315 | 0 | 0.00017413 | 0.00017413 | 0 | 0.00017413
[53 empty] | 6.0562e-05 | 0.008803 | 0 | 0.008803 | 0.0015158 | [5 empty] | 6.0562e-05 | 0.008803 | 0 | 0.008803 | 0.0015158 | [11 empty] | WLDFR | HFTD - Distribution - Tier 3 - 4QU CoRE ¦ 1QU LoRE | Non-Red Flag Warning - Small Fires | 2052 | 0 | 0.10007 | 0.04626 | 0.0020076 | 0.051804 | 0.035726 | 0.0076457 | 0 | 0.00027315 | 0.00027315 | 0 | 0.00017413 | 0.00017413 | 0 | 0.00017413
[53 empty] | 6.0562e-05 | 0.0092412 | 0 | 0.0092412 | 0.0014872 | [5 empty] | 6.0562e-05 | 0.0092412 | 0 | 0.0092412 | 0.0014872 | [11 empty] | WLDFR | HFTD - Distribution - Tier 3 - 4QU CoRE ¦ 1QU LoRE | Non-Red Flag Warning - Small Fires | 2053 | 0 | 0.10489 | 0.048274 | 0.002095 | 0.054525 | 0.037602 | 0.0076457 | 0 | 0.00028749 | 0.00028749 | 0 | 0.00017413 | 0.00017413 | 0 | 0.00017413
[53 empty] | 6.0562e-05 | 0.0092412 | 0 | 0.0092412 | 0.0013899 | [5 empty] | 6.0562e-05 | 0.0092412 | 0 | 0.0092412 | 0.0013899 | [11 empty] | WLDFR | HFTD - Distribution - Tier 3 - 4QU CoRE ¦ 1QU LoRE | Non-Red Flag Warning - Small Fires | 2054 | 0 | 0.10489 | 0.048274 | 0.002095 | 0.054525 | 0.037602 | 0.0076457 | 0 | 0.00028749 | 0.00028749 | 0 | 0.00018269 | 0.00018269 | 0 | 0.00018269
[53 empty] | 6.0562e-05 | 0.0092412 | 0 | 0.0092412 | 0.001299 | [5 empty] | 6.0562e-05 | 0.0092412 | 0 | 0.0092412 | 0.001299 | [11 empty] | WLDFR | HFTD - Distribution - Tier 3 - 4QU CoRE ¦ 1QU LoRE | Non-Red Flag Warning - Small Fires | 2055 | 0 | 0.10489 | 0.048274 | 0.002095 | 0.054525 | 0.037602 | 0.0076457 | 0 | 0.00028749 | 0.00028749 | 0 | 0.00018269 | 0.00018269 | 0 | 0.00018269
[53 empty] | 6.0562e-05 | 0.0092412 | 0 | 0.0092412 | 0.001214 | [5 empty] | 0 | 0 | 0 | 0 | 0 | [11 empty] | WLDFR | HFTD - Distribution - Tier 3 - 4QU CoRE ¦ 1QU LoRE | Red Flag Warning - Catastrophic Fires | 2026 | 0 | 14664.6376 | 233.2301 | 8896.516 | 5534.8915 | 3817.0051 | 1.7986e-05 | 0 | 0.068653 | 0.068653 | 0 | 0.00018269 | 0.00018269 | 0 | 0.00018269
[53 empty] | 0 | 0 | 0 | 0 | 0 | [5 empty] | 0 | 0 | 0 | 0 | 0 | [11 empty] | WLDFR | HFTD - Distribution - Tier 3 - 4QU CoRE ¦ 1QU LoRE | Red Flag Warning - Catastrophic Fires | 2027 | 0 | 14664.6376 | 233.2301 | 8896.516 | 5534.8915 | 3817.0051 | 1.7986e-05 | 0 | 0.068653 | 0.068653 | 0 | 0.00018269 | 0.00018269 | 0 | 0.00018269
[53 empty] | 0 | 0 | 0 | 0 | 0 | [5 empty] | 2.2268e-05 | 0.0025912 | 0 | 0.0025912 | 0.0025912 | [11 empty] | WLDFR | HFTD - Distribution - Tier 3 - 4QU CoRE ¦ 1QU LoRE | Red Flag Warning - Catastrophic Fires | 2028 | 0 | 15317.9909 | 247.273 | 9287.6491 | 5783.0689 | 3988.1546 | 1.7986e-05 | 0 | 0.071732 | 0.071732 | 0 | 0.00018269 | 0.00018269 | 0 | 0.00018269
[53 empty] | 2.2268e-05 | 0.0025912 | 0 | 0.0025912 | 0.0024217 | [5 empty] | 2.2268e-05 | 0.0025912 | 0 | 0.0025912 | 0.0024217 | [11 empty] | WLDFR | HFTD - Distribution - Tier 3 - 4QU CoRE ¦ 1QU LoRE | Red Flag Warning - Catastrophic Fires | 2029 | 0 | 15317.9909 | 247.273 | 9287.6491 | 5783.0689 | 3988.1546 | 1.7986e-05 | 0 | 0.071732 | 0.071732 | 0 | 0.0001918 | 0.0001918 | 0 | 0.0001918
[53 empty] | 2.2268e-05 | 0.0026862 | 0 | 0.0026862 | 0.0023462 | [5 empty] | 2.2268e-05 | 0.0026862 | 0 | 0.0026862 | 0.0023462 | [11 empty] | WLDFR | HFTD - Distribution - Tier 3 - 4QU CoRE ¦ 1QU LoRE | Red Flag Warning - Catastrophic Fires | 2030 | 0 | 15317.9909 | 247.273 | 9287.6491 | 5783.0689 | 3988.1546 | 1.7986e-05 | 0 | 0.071732 | 0.071732 | 0 | 0.0001918 | 0.0001918 | 0 | 0.0001918
[53 empty] | 2.2268e-05 | 0.0026862 | 0 | 0.0026862 | 0.0021927 | [5 empty] | 2.2268e-05 | 0.0026862 | 0 | 0.0026862 | 0.0021927 | [11 empty] | WLDFR | HFTD - Distribution - Tier 3 - 4QU CoRE ¦ 1QU LoRE | Red Flag Warning - Catastrophic Fires | 2031 | 0 | 15317.9909 | 247.273 | 9287.6491 | 5783.0689 | 3988.1546 | 1.7986e-05 | 0 | 0.071732 | 0.071732 | 0 | 0.0001918 | 0.0001918 | 0 | 0.0001918
[53 empty] | 2.2268e-05 | 0.0026862 | 0 | 0.0026862 | 0.0020493 | [5 empty] | 2.2268e-05 | 0.0026862 | 0 | 0.0026862 | 0.0020493 | [11 empty] | WLDFR | HFTD - Distribution - Tier 3 - 4QU CoRE ¦ 1QU LoRE | Red Flag Warning - Catastrophic Fires | 2032 | 0 | 15317.9909 | 247.273 | 9287.6491 | 5783.0689 | 3988.1546 | 1.7986e-05 | 0 | 0.071732 | 0.071732 | 0 | 0.0001918 | 0.0001918 | 0 | 0.0001918
[53 empty] | 2.2268e-05 | 0.0026862 | 0 | 0.0026862 | 0.0019152 | [5 empty] | 2.2268e-05 | 0.0026862 | 0 | 0.0026862 | 0.0019152 | [11 empty] | WLDFR | HFTD - Distribution - Tier 3 - 4QU CoRE ¦ 1QU LoRE | Red Flag Warning - Catastrophic Fires | 2033 | 0 | 16044.1264 | 263.1074 | 9721.74 | 6059.2791 | 4178.6364 | 1.7986e-05 | 0 | 0.075158 | 0.075158 | 0 | 0.0001918 | 0.0001918 | 0 | 0.0001918
[53 empty] | 2.2268e-05 | 0.0026862 | 0 | 0.0026862 | 0.0017899 | [5 empty] | 2.2268e-05 | 0.0026862 | 0 | 0.0026862 | 0.0017899 | [11 empty] | WLDFR | HFTD - Distribution - Tier 3 - 4QU CoRE ¦ 1QU LoRE | Red Flag Warning - Catastrophic Fires | 2034 | 0 | 16044.1264 | 263.1074 | 9721.74 | 6059.2791 | 4178.6364 | 1.7986e-05 | 0 | 0.075158 | 0.075158 | 0 | 0.00020135 | 0.00020135 | 0 | 0.00020135
[53 empty] | 2.2268e-05 | 0.0028058 | 0 | 0.0028058 | 0.0017473 | [5 empty] | 2.2268e-05 | 0.0028058 | 0 | 0.0028058 | 0.0017473 | [11 empty] | WLDFR | HFTD - Distribution - Tier 3 - 4QU CoRE ¦ 1QU LoRE | Red Flag Warning - Catastrophic Fires | 2035 | 0 | 16044.1264 | 263.1074 | 9721.74 | 6059.2791 | 4178.6364 | 1.7986e-05 | 0 | 0.075158 | 0.075158 | 0 | 0.00020135 | 0.00020135 | 0 | 0.00020135
[53 empty] | 2.2268e-05 | 0.0028058 | 0 | 0.0028058 | 0.001633 | [5 empty] | 2.2268e-05 | 0.0028058 | 0 | 0.0028058 | 0.001633 | [11 empty] | WLDFR | HFTD - Distribution - Tier 3 - 4QU CoRE ¦ 1QU LoRE | Red Flag Warning - Catastrophic Fires | 2036 | 0 | 16044.1264 | 263.1074 | 9721.74 | 6059.2791 | 4178.6364 | 1.7986e-05 | 0 | 0.075158 | 0.075158 | 0 | 0.00020135 | 0.00020135 | 0 | 0.00020135
[53 empty] | 2.2268e-05 | 0.0028058 | 0 | 0.0028058 | 0.0015262 | [5 empty] | 2.2268e-05 | 0.0028058 | 0 | 0.0028058 | 0.0015262 | [11 empty] | WLDFR | HFTD - Distribution - Tier 3 - 4QU CoRE ¦ 1QU LoRE | Red Flag Warning - Catastrophic Fires | 2037 | 0 | 16044.1264 | 263.1074 | 9721.74 | 6059.2791 | 4178.6364 | 1.7986e-05 | 0 | 0.075158 | 0.075158 | 0 | 0.00020135 | 0.00020135 | 0 | 0.00020135
[53 empty] | 2.2268e-05 | 0.0028058 | 0 | 0.0028058 | 0.0014263 | [5 empty] | 2.2268e-05 | 0.0028058 | 0 | 0.0028058 | 0.0014263 | [11 empty] | WLDFR | HFTD - Distribution - Tier 3 - 4QU CoRE ¦ 1QU LoRE | Red Flag Warning - Catastrophic Fires | 2038 | 0 | 16832.3912 | 280.5544 | 10192.2718 | 6359.5651 | 4385.7214 | 1.7986e-05 | 0 | 0.078883 | 0.078883 | 0 | 0 | 0.00020135 | 0 | 0.00020135
[53 empty] | 2.2268e-05 | 0.0028058 | 0 | 0.0028058 | 0.001333 | [5 empty] | 2.2268e-05 | 0.0028058 | 0 | 0.0028058 | 0.001333 | [11 empty] | WLDFR | HFTD - Distribution - Tier 3 - 4QU CoRE ¦ 1QU LoRE | Red Flag Warning - Catastrophic Fires | 2039 | 0 | 16832.3912 | 280.5544 | 10192.2718 | 6359.5651 | 4385.7214 | 1.7986e-05 | 0 | 0.078883 | 0.078883 | 0 | 0.0002052 | 0 | 0 | 0
[53 empty] | 2.2268e-05 | 0.0029387 | 0 | 0.0029387 | 0.0013048 | [5 empty] | 2.2268e-05 | 0.0029387 | 0 | 0.0029387 | 0.0013048 | [11 empty] | WLDFR | HFTD - Distribution - Tier 3 - 4QU CoRE ¦ 1QU LoRE | Red Flag Warning - Catastrophic Fires | 2040 | 0 | 16832.3912 | 280.5544 | 10192.2718 | 6359.5651 | 4385.7214 | 1.7986e-05 | 0 | 0.078883 | 0.078883 | 0 | 0.0002127 | 0.0002127 | 0 | 0.0002127
[53 empty] | 2.2268e-05 | 0.0029387 | 0 | 0.0029387 | 0.0012195 | [5 empty] | 2.2268e-05 | 0.0029387 | 0 | 0.0029387 | 0.0012195 | [11 empty] | WLDFR | HFTD - Distribution - Tier 3 - 4QU CoRE ¦ 1QU LoRE | Red Flag Warning - Catastrophic Fires | 2041 | 0 | 16832.3912 | 280.5544 | 10192.2718 | 6359.5651 | 4385.7214 | 1.7986e-05 | 0 | 0.078883 | 0.078883 | 0 | 0.0002127 | 0.0002127 | 0 | 0.0002127
[53 empty] | 2.2268e-05 | 0.0029387 | 0 | 0.0029387 | 0.0011397 | [5 empty] | 2.2268e-05 | 0.0029387 | 0 | 0.0029387 | 0.0011397 | [11 empty] | WLDFR | HFTD - Distribution - Tier 3 - 4QU CoRE ¦ 1QU LoRE | Red Flag Warning - Catastrophic Fires | 2042 | 0 | 16832.3912 | 280.5544 | 10192.2718 | 6359.5651 | 4385.7214 | 1.7986e-05 | 0 | 0.078883 | 0.078883 | 0 | 0.0002127 | 0.0002127 | 0 | 0.0002127
[53 empty] | 2.2268e-05 | 0.0029387 | 0 | 0.0029387 | 0.0010651 | [5 empty] | 2.2268e-05 | 0.0029387 | 0 | 0.0029387 | 0.0010651 | [11 empty] | WLDFR | HFTD - Distribution - Tier 3 - 4QU CoRE ¦ 1QU LoRE | Red Flag Warning - Catastrophic Fires | 2043 | 0 | 17672.0852 | 299.42 | 10692.7362 | 6679.929 | 4606.6527 | 1.7986e-05 | 0 | 0.082856 | 0.082856 | 0 | 0.0002127 | 0.0002127 | 0 | 0.0002127
[53 empty] | 2.2268e-05 | 0.0029387 | 0 | 0.0029387 | 0.00099545 | [5 empty] | 2.2268e-05 | 0.0029387 | 0 | 0.0029387 | 0.00099545 | [11 empty] | WLDFR | HFTD - Distribution - Tier 3 - 4QU CoRE ¦ 1QU LoRE | Red Flag Warning - Catastrophic Fires | 2044 | 0 | 17672.0852 | 299.42 | 10692.7362 | 6679.929 | 4606.6527 | 1.7986e-05 | 0 | 0.082856 | 0.082856 | 0 | 0.0002127 | 0.0002127 | 0 | 0.0002127
[53 empty] | 2.2268e-05 | 0.003083 | 0 | 0.003083 | 0.00097601 | [5 empty] | 2.2268e-05 | 0.003083 | 0 | 0.003083 | 0.00097601 | [11 empty] | WLDFR | HFTD - Distribution - Tier 3 - 4QU CoRE ¦ 1QU LoRE | Red Flag Warning - Catastrophic Fires | 2045 | 0 | 17672.0852 | 299.42 | 10692.7362 | 6679.929 | 4606.6527 | 1.7986e-05 | 0 | 0.082856 | 0.082856 | 0 | 0.00022214 | 0.00022214 | 0 | 0.00022214
[53 empty] | 2.2268e-05 | 0.003083 | 0 | 0.003083 | 0.00091216 | [5 empty] | 2.2268e-05 | 0.003083 | 0 | 0.003083 | 0.00091216 | [11 empty] | WLDFR | HFTD - Distribution - Tier 3 - 4QU CoRE ¦ 1QU LoRE | Red Flag Warning - Catastrophic Fires | 2046 | 0 | 17672.0852 | 299.42 | 10692.7362 | 6679.929 | 4606.6527 | 1.7986e-05 | 0 | 0.082856 | 0.082856 | 0 | 0.00022214 | 0.00022214 | 0 | 0.00022214
[53 empty] | 2.2268e-05 | 0.003083 | 0 | 0.003083 | 0.00085248 | [5 empty] | 2.2268e-05 | 0.003083 | 0 | 0.003083 | 0.00085248 | [11 empty] | WLDFR | HFTD - Distribution - Tier 3 - 4QU CoRE ¦ 1QU LoRE | Red Flag Warning - Catastrophic Fires | 2047 | 0 | 17672.0852 | 299.42 | 10692.7362 | 6679.929 | 4606.6527 | 1.7986e-05 | 0 | 0.082856 | 0.082856 | 0 | 0.00022214 | 0.00022214 | 0 | 0.00022214
[53 empty] | 2.2268e-05 | 0.003083 | 0 | 0.003083 | 0.00079671 | [5 empty] | 2.2268e-05 | 0.003083 | 0 | 0.003083 | 0.00079671 | [11 empty] | WLDFR | HFTD - Distribution - Tier 3 - 4QU CoRE ¦ 1QU LoRE | Red Flag Warning - Catastrophic Fires | 2048 | 0 | 18552.3348 | 319.4911 | 11216.5626 | 7016.281 | 4838.6098 | 1.7986e-05 | 0 | 0.087028 | 0.087028 | 0 | 0.00022214 | 0.00022214 | 0 | 0.00022214
[53 empty] | 2.2268e-05 | 0.003083 | 0 | 0.003083 | 0.00074459 | [5 empty] | 2.2268e-05 | 0.003083 | 0 | 0.003083 | 0.00074459 | [11 empty] | WLDFR | HFTD - Distribution - Tier 3 - 4QU CoRE ¦ 1QU LoRE | Red Flag Warning - Catastrophic Fires | 2049 | 0 | 18552.3348 | 319.4911 | 11216.5626 | 7016.281 | 4838.6098 | 1.7986e-05 | 0 | 0.087028 | 0.087028 | 0 | 0.00022214 | 0.00022214 | 0 | 0.00022214
[53 empty] | 2.2268e-05 | 0.0032367 | 0 | 0.0032367 | 0.00073058 | [5 empty] | 2.2268e-05 | 0.0032367 | 0 | 0.0032367 | 0.00073058 | [11 empty] | WLDFR | HFTD - Distribution - Tier 3 - 4QU CoRE ¦ 1QU LoRE | Red Flag Warning - Catastrophic Fires | 2050 | 0 | 18552.3348 | 319.4911 | 11216.5626 | 7016.281 | 4838.6098 | 1.7986e-05 | 0 | 0.087028 | 0.087028 | 0 | 0.00023262 | 0.00023262 | 0 | 0.00023262
[53 empty] | 2.2268e-05 | 0.0032367 | 0 | 0.0032367 | 0.00068278 | [5 empty] | 2.2268e-05 | 0.0032367 | 0 | 0.0032367 | 0.00068278 | [11 empty] | WLDFR | HFTD - Distribution - Tier 3 - 4QU CoRE ¦ 1QU LoRE | Red Flag Warning - Catastrophic Fires | 2051 | 0 | 18552.3348 | 319.4911 | 11216.5626 | 7016.281 | 4838.6098 | 1.7986e-05 | 0 | 0.087028 | 0.087028 | 0 | 0.00023262 | 0.00023262 | 0 | 0.00023262
[53 empty] | 2.2268e-05 | 0.0032367 | 0 | 0.0032367 | 0.00063811 | [5 empty] | 2.2268e-05 | 0.0032367 | 0 | 0.0032367 | 0.00063811 | [11 empty] | WLDFR | HFTD - Distribution - Tier 3 - 4QU CoRE ¦ 1QU LoRE | Red Flag Warning - Catastrophic Fires | 2052 | 0 | 18552.3348 | 319.4911 | 11216.5626 | 7016.281 | 4838.6098 | 1.7986e-05 | 0 | 0.087028 | 0.087028 | 0 | 0.00023262 | 0.00023262 | 0 | 0.00023262
[53 empty] | 2.2268e-05 | 0.0032367 | 0 | 0.0032367 | 0.00059637 | [5 empty] | 2.2268e-05 | 0.0032367 | 0 | 0.0032367 | 0.00059637 | [11 empty] | WLDFR | HFTD - Distribution - Tier 3 - 4QU CoRE ¦ 1QU LoRE | Red Flag Warning - Catastrophic Fires | 2053 | 0 | 19462.1283 | 340.5356 | 11757.1413 | 7364.4514 | 5078.7171 | 1.7986e-05 | 0 | 0.091347 | 0.091347 | 0 | 0.00023262 | 0.00023262 | 0 | 0.00023262
[53 empty] | 2.2268e-05 | 0.0032367 | 0 | 0.0032367 | 0.00055735 | [5 empty] | 2.2268e-05 | 0.0032367 | 0 | 0.0032367 | 0.00055735 | [11 empty] | WLDFR | HFTD - Distribution - Tier 3 - 4QU CoRE ¦ 1QU LoRE | Red Flag Warning - Catastrophic Fires | 2054 | 0 | 19462.1283 | 340.5356 | 11757.1413 | 7364.4514 | 5078.7171 | 1.7986e-05 | 0 | 0.091347 | 0.091347 | 0 | 0.00023262 | 0.00023262 | 0 | 0.00023262
[53 empty] | 2.2268e-05 | 0.0033979 | 0 | 0.0033979 | 0.00054682 | [5 empty] | 2.2268e-05 | 0.0033979 | 0 | 0.0033979 | 0.00054682 | [11 empty] | WLDFR | HFTD - Distribution - Tier 3 - 4QU CoRE ¦ 1QU LoRE | Red Flag Warning - Catastrophic Fires | 2055 | 0 | 19462.1283 | 340.5356 | 11757.1413 | 7364.4514 | 5078.7171 | 1.7986e-05 | 0 | 0.091347 | 0.091347 | 0 | 0.00024399 | 0.00024399 | 0 | 0.00024399
[53 empty] | 2.2268e-05 | 0.0033979 | 0 | 0.0033979 | 0.00051105 | [5 empty] | 2.2268e-05 | 0.0033979 | 0 | 0.0033979 | 0.00051105 | [11 empty] | WLDFR | HFTD - Distribution - Tier 3 - 4QU CoRE ¦ 1QU LoRE | Red Flag Warning - Large Fires | 2026 | 0 | 5.475 | 0.71896 | 3.0715 | 1.6846 | 1.1617 | 3.7823e-05 | 0 | 4.3941e-05 | 4.3941e-05 | 0 | 0.00024399 | 0.00024399 | 0 | 0.00024399
[53 empty] | 2.2268e-05 | 0.0033979 | 0 | 0.0033979 | 0.00047761 | [5 empty] | 2.2268e-05 | 0.0033979 | 0 | 0.0033979 | 0.00047761 | [11 empty] | WLDFR | HFTD - Distribution - Tier 3 - 4QU CoRE ¦ 1QU LoRE | Red Flag Warning - Large Fires | 2027 | 0 | 5.475 | 0.71896 | 3.0715 | 1.6846 | 1.1617 | 3.7823e-05 | 0 | 4.3941e-05 | 4.3941e-05 | 0 | 0.00024399 | 0.00024399 | 0 | 0.00024399
[53 empty] | 2.2268e-05 | 0.0033979 | 0 | 0.0033979 | 0.00044637 | [5 empty] | 0 | 0 | 0 | 0 | 0 | [11 empty] | WLDFR | HFTD - Distribution - Tier 3 - 4QU CoRE ¦ 1QU LoRE | Red Flag Warning - Large Fires | 2028 | 0 | 5.777 | 0.74734 | 3.238 | 1.7917 | 1.2356 | 3.7823e-05 | 0 | 4.6735e-05 | 4.6735e-05 | 0 | 0.00024399 | 0.00024399 | 0 | 0.00024399
[53 empty] | 0 | 0 | 0 | 0 | 0 | [5 empty] | 0 | 0 | 0 | 0 | 0 | [11 empty] | WLDFR | HFTD - Distribution - Tier 3 - 4QU CoRE ¦ 1QU LoRE | Red Flag Warning - Large Fires | 2029 | 0 | 5.777 | 0.74734 | 3.238 | 1.7917 | 1.2356 | 3.7823e-05 | 0 | 4.6735e-05 | 4.6735e-05 | 0 | 0.00024399 | 0.00024399 | 0 | 0.00024399
[53 empty] | 0 | 0 | 0 | 0 | 0 | [5 empty] | 8.3438e-05 | 0.0097093 | 0 | 0.0097093 | 0.0097093 | [11 empty] | WLDFR | HFTD - Distribution - Tier 3 - 4QU CoRE ¦ 1QU LoRE | Red Flag Warning - Large Fires | 2030 | 0 | 5.777 | 0.74734 | 3.238 | 1.7917 | 1.2356 | 3.7823e-05 | 0 | 4.6735e-05 | 4.6735e-05 | 0 | 0.00025609 | 0.00025609 | 0 | 0.00025609
[53 empty] | 8.3438e-05 | 0.0097093 | 0 | 0.0097093 | 0.0090741 | [5 empty] | 8.3438e-05 | 0.0097093 | 0 | 0.0097093 | 0.0090741 | [11 empty] | WLDFR | HFTD - Distribution - Tier 3 - 4QU CoRE ¦ 1QU LoRE | Red Flag Warning - Large Fires | 2031 | 0 | 5.777 | 0.74734 | 3.238 | 1.7917 | 1.2356 | 3.7823e-05 | 0 | 4.6735e-05 | 4.6735e-05 | 0 | 0.00025609 | 0.00025609 | 0 | 0.00025609
[53 empty] | 8.3438e-05 | 0.010065 | 0 | 0.010065 | 0.0087912 | [5 empty] | 8.3438e-05 | 0.010065 | 0 | 0.010065 | 0.0087912 | [11 empty] | WLDFR | HFTD - Distribution - Tier 3 - 4QU CoRE ¦ 1QU LoRE | Red Flag Warning - Large Fires | 2032 | 0 | 5.777 | 0.74734 | 3.238 | 1.7917 | 1.2356 | 3.7823e-05 | 0 | 4.6735e-05 | 4.6735e-05 | 0 | 0.00025609 | 0.00025609 | 0 | 0.00025609
[53 empty] | 8.3438e-05 | 0.010065 | 0 | 0.010065 | 0.0082161 | [5 empty] | 8.3438e-05 | 0.010065 | 0 | 0.010065 | 0.0082161 | [11 empty] | WLDFR | HFTD - Distribution - Tier 3 - 4QU CoRE ¦ 1QU LoRE | Red Flag Warning - Large Fires | 2033 | 0 | 6.1205 | 0.77885 | 3.4265 | 1.9151 | 1.3207 | 3.7823e-05 | 0 | 4.9955e-05 | 4.9955e-05 | 0 | 0.00025609 | 0.00025609 | 0 | 0.00025609
[53 empty] | 8.3438e-05 | 0.010065 | 0 | 0.010065 | 0.0076786 | [5 empty] | 8.3438e-05 | 0.010065 | 0 | 0.010065 | 0.0076786 | [11 empty] | WLDFR | HFTD - Distribution - Tier 3 - 4QU CoRE ¦ 1QU LoRE | Red Flag Warning - Large Fires | 2034 | 0 | 6.1205 | 0.77885 | 3.4265 | 1.9151 | 1.3207 | 3.7823e-05 | 0 | 4.9955e-05 | 4.9955e-05 | 0 | 0.00025609 | 0.00025609 | 0 | 0.00025609
[53 empty] | 8.3438e-05 | 0.010065 | 0 | 0.010065 | 0.0071762 | [5 empty] | 8.3438e-05 | 0.010065 | 0 | 0.010065 | 0.0071762 | [11 empty] | WLDFR | HFTD - Distribution - Tier 3 - 4QU CoRE ¦ 1QU LoRE | Red Flag Warning - Large Fires | 2035 | 0 | 6.1205 | 0.77885 | 3.4265 | 1.9151 | 1.3207 | 3.7823e-05 | 0 | 4.9955e-05 | 4.9955e-05 | 0 | 0.00026876 | 0.00026876 | 0 | 0.00026876
[53 empty] | 8.3438e-05 | 0.010065 | 0 | 0.010065 | 0.0067068 | [5 empty] | 8.3438e-05 | 0.010065 | 0 | 0.010065 | 0.0067068 | [11 empty] | WLDFR | HFTD - Distribution - Tier 3 - 4QU CoRE ¦ 1QU LoRE | Red Flag Warning - Large Fires | 2036 | 0 | 6.1205 | 0.77885 | 3.4265 | 1.9151 | 1.3207 | 3.7823e-05 | 0 | 4.9955e-05 | 4.9955e-05 | 0 | 0.00026876 | 0.00026876 | 0 | 0.00026876
[53 empty] | 8.3438e-05 | 0.010513 | 0 | 0.010513 | 0.0065472 | [5 empty] | 8.3438e-05 | 0.010513 | 0 | 0.010513 | 0.0065472 | [11 empty] | WLDFR | HFTD - Distribution - Tier 3 - 4QU CoRE ¦ 1QU LoRE | Red Flag Warning - Large Fires | 2037 | 0 | 6.1205 | 0.77885 | 3.4265 | 1.9151 | 1.3207 | 3.7823e-05 | 0 | 4.9955e-05 | 4.9955e-05 | 0 | 0.00026876 | 0.00026876 | 0 | 0.00026876
[53 empty] | 8.3438e-05 | 0.010513 | 0 | 0.010513 | 0.0061188 | [5 empty] | 8.3438e-05 | 0.010513 | 0 | 0.010513 | 0.0061188 | [11 empty] | WLDFR | HFTD - Distribution - Tier 3 - 4QU CoRE ¦ 1QU LoRE | Red Flag Warning - Large Fires | 2038 | 0 | 6.5028 | 0.81304 | 3.6355 | 2.0543 | 1.4167 | 3.7823e-05 | 0 | 5.3583e-05 | 5.3583e-05 | 0 | 0.00026876 | 0.00026876 | 0 | 0.00026876
[53 empty] | 8.3438e-05 | 0.010513 | 0 | 0.010513 | 0.0057185 | [5 empty] | 8.3438e-05 | 0.010513 | 0 | 0.010513 | 0.0057185 | [11 empty] | WLDFR | HFTD - Distribution - Tier 3 - 4QU CoRE ¦ 1QU LoRE | Red Flag Warning - Large Fires | 2039 | 0 | 6.5028 | 0.81304 | 3.6355 | 2.0543 | 1.4167 | 3.7823e-05 | 0 | 5.3583e-05 | 5.3583e-05 | 0 | 0 | 0.00026876 | 0 | 0.00026876
[53 empty] | 8.3438e-05 | 0.010513 | 0 | 0.010513 | 0.0053444 | [5 empty] | 8.3438e-05 | 0.010513 | 0 | 0.010513 | 0.0053444 | [11 empty] | WLDFR | HFTD - Distribution - Tier 3 - 4QU CoRE ¦ 1QU LoRE | Red Flag Warning - Large Fires | 2040 | 0 | 6.5028 | 0.81304 | 3.6355 | 2.0543 | 1.4167 | 3.7823e-05 | 0 | 5.3583e-05 | 5.3583e-05 | 0 | 2.008e-06 | 0 | 0 | 0
[53 empty] | 8.3438e-05 | 0.010513 | 0 | 0.010513 | 0.0049948 | [5 empty] | 8.3438e-05 | 0.010513 | 0 | 0.010513 | 0.0049948 | [11 empty] | WLDFR | HFTD - Distribution - Tier 3 - 4QU CoRE ¦ 1QU LoRE | Red Flag Warning - Large Fires | 2041 | 0 | 6.5028 | 0.81304 | 3.6355 | 2.0543 | 1.4167 | 3.7823e-05 | 0 | 5.3583e-05 | 5.3583e-05 | 0 | 2.0979e-06 | 2.0979e-06 | 0 | 2.0979e-06
[53 empty] | 8.3438e-05 | 0.011011 | 0 | 0.011011 | 0.0048892 | [5 empty] | 8.3438e-05 | 0.011011 | 0 | 0.011011 | 0.0048892 | [11 empty] | WLDFR | HFTD - Distribution - Tier 3 - 4QU CoRE ¦ 1QU LoRE | Red Flag Warning - Large Fires | 2042 | 0 | 6.5028 | 0.81304 | 3.6355 | 2.0543 | 1.4167 | 3.7823e-05 | 0 | 5.3583e-05 | 5.3583e-05 | 0 | 2.0979e-06 | 2.0979e-06 | 0 | 2.0979e-06
[53 empty] | 8.3438e-05 | 0.011011 | 0 | 0.011011 | 0.0045694 | [5 empty] | 8.3438e-05 | 0.011011 | 0 | 0.011011 | 0.0045694 | [11 empty] | WLDFR | HFTD - Distribution - Tier 3 - 4QU CoRE ¦ 1QU LoRE | Red Flag Warning - Large Fires | 2043 | 0 | 6.9209 | 0.84944 | 3.8632 | 2.2083 | 1.5229 | 3.7823e-05 | 0 | 5.7602e-05 | 5.7602e-05 | 0 | 2.0979e-06 | 2.0979e-06 | 0 | 2.0979e-06
[53 empty] | 8.3438e-05 | 0.011011 | 0 | 0.011011 | 0.0042704 | [5 empty] | 8.3438e-05 | 0.011011 | 0 | 0.011011 | 0.0042704 | [11 empty] | WLDFR | HFTD - Distribution - Tier 3 - 4QU CoRE ¦ 1QU LoRE | Red Flag Warning - Large Fires | 2044 | 0 | 6.9209 | 0.84944 | 3.8632 | 2.2083 | 1.5229 | 3.7823e-05 | 0 | 5.7602e-05 | 5.7602e-05 | 0 | 2.0979e-06 | 2.0979e-06 | 0 | 2.0979e-06
[53 empty] | 8.3438e-05 | 0.011011 | 0 | 0.011011 | 0.0039911 | [5 empty] | 8.3438e-05 | 0.011011 | 0 | 0.011011 | 0.0039911 | [11 empty] | WLDFR | HFTD - Distribution - Tier 3 - 4QU CoRE ¦ 1QU LoRE | Red Flag Warning - Large Fires | 2045 | 0 | 6.9209 | 0.84944 | 3.8632 | 2.2083 | 1.5229 | 3.7823e-05 | 0 | 5.7602e-05 | 5.7602e-05 | 0 | 2.0979e-06 | 2.0979e-06 | 0 | 2.0979e-06
[53 empty] | 8.3438e-05 | 0.011011 | 0 | 0.011011 | 0.00373 | [5 empty] | 8.3438e-05 | 0.011011 | 0 | 0.011011 | 0.00373 | [11 empty] | WLDFR | HFTD - Distribution - Tier 3 - 4QU CoRE ¦ 1QU LoRE | Red Flag Warning - Large Fires | 2046 | 0 | 6.9209 | 0.84944 | 3.8632 | 2.2083 | 1.5229 | 3.7823e-05 | 0 | 5.7602e-05 | 5.7602e-05 | 0 | 2.2136e-06 | 2.2136e-06 | 0 | 2.2136e-06
[53 empty] | 8.3438e-05 | 0.011552 | 0 | 0.011552 | 0.0036571 | [5 empty] | 8.3438e-05 | 0.011552 | 0 | 0.011552 | 0.0036571 | [11 empty] | WLDFR | HFTD - Distribution - Tier 3 - 4QU CoRE ¦ 1QU LoRE | Red Flag Warning - Large Fires | 2047 | 0 | 6.9209 | 0.84944 | 3.8632 | 2.2083 | 1.5229 | 3.7823e-05 | 0 | 5.7602e-05 | 5.7602e-05 | 0 | 2.2136e-06 | 2.2136e-06 | 0 | 2.2136e-06
[53 empty] | 8.3438e-05 | 0.011552 | 0 | 0.011552 | 0.0034179 | [5 empty] | 8.3438e-05 | 0.011552 | 0 | 0.011552 | 0.0034179 | [11 empty] | WLDFR | HFTD - Distribution - Tier 3 - 4QU CoRE ¦ 1QU LoRE | Red Flag Warning - Large Fires | 2048 | 0 | 7.3713 | 0.88759 | 4.1075 | 2.3763 | 1.6388 | 3.7823e-05 | 0 | 6.1983e-05 | 6.1983e-05 | 0 | 2.2136e-06 | 2.2136e-06 | 0 | 2.2136e-06
[53 empty] | 8.3438e-05 | 0.011552 | 0 | 0.011552 | 0.0031943 | [5 empty] | 8.3438e-05 | 0.011552 | 0 | 0.011552 | 0.0031943 | [11 empty] | WLDFR | HFTD - Distribution - Tier 3 - 4QU CoRE ¦ 1QU LoRE | Red Flag Warning - Large Fires | 2049 | 0 | 7.3713 | 0.88759 | 4.1075 | 2.3763 | 1.6388 | 3.7823e-05 | 0 | 6.1983e-05 | 6.1983e-05 | 0 | 2.2136e-06 | 2.2136e-06 | 0 | 2.2136e-06
[53 empty] | 8.3438e-05 | 0.011552 | 0 | 0.011552 | 0.0029853 | [5 empty] | 8.3438e-05 | 0.011552 | 0 | 0.011552 | 0.0029853 | [11 empty] | WLDFR | HFTD - Distribution - Tier 3 - 4QU CoRE ¦ 1QU LoRE | Red Flag Warning - Large Fires | 2050 | 0 | 7.3713 | 0.88759 | 4.1075 | 2.3763 | 1.6388 | 3.7823e-05 | 0 | 6.1983e-05 | 6.1983e-05 | 0 | 2.2136e-06 | 2.2136e-06 | 0 | 2.2136e-06
[53 empty] | 8.3438e-05 | 0.011552 | 0 | 0.011552 | 0.00279 | [5 empty] | 8.3438e-05 | 0.011552 | 0 | 0.011552 | 0.00279 | [11 empty] | WLDFR | HFTD - Distribution - Tier 3 - 4QU CoRE ¦ 1QU LoRE | Red Flag Warning - Large Fires | 2051 | 0 | 7.3713 | 0.88759 | 4.1075 | 2.3763 | 1.6388 | 3.7823e-05 | 0 | 6.1983e-05 | 6.1983e-05 | 0 | 2.3452e-06 | 2.3452e-06 | 0 | 2.3452e-06
[53 empty] | 8.3438e-05 | 0.012128 | 0 | 0.012128 | 0.0027375 | [5 empty] | 8.3438e-05 | 0.012128 | 0 | 0.012128 | 0.0027375 | [11 empty] | WLDFR | HFTD - Distribution - Tier 3 - 4QU CoRE ¦ 1QU LoRE | Red Flag Warning - Large Fires | 2052 | 0 | 7.3713 | 0.88759 | 4.1075 | 2.3763 | 1.6388 | 3.7823e-05 | 0 | 6.1983e-05 | 6.1983e-05 | 0 | 2.3452e-06 | 2.3452e-06 | 0 | 2.3452e-06
[53 empty] | 8.3438e-05 | 0.012128 | 0 | 0.012128 | 0.0025584 | [5 empty] | 8.3438e-05 | 0.012128 | 0 | 0.012128 | 0.0025584 | [11 empty] | WLDFR | HFTD - Distribution - Tier 3 - 4QU CoRE ¦ 1QU LoRE | Red Flag Warning - Large Fires | 2053 | 0 | 7.8503 | 0.92702 | 4.3664 | 2.5569 | 1.7633 | 3.7823e-05 | 0 | 6.6693e-05 | 6.6693e-05 | 0 | 2.3452e-06 | 2.3452e-06 | 0 | 2.3452e-06
[53 empty] | 8.3438e-05 | 0.012128 | 0 | 0.012128 | 0.002391 | [5 empty] | 8.3438e-05 | 0.012128 | 0 | 0.012128 | 0.002391 | [11 empty] | WLDFR | HFTD - Distribution - Tier 3 - 4QU CoRE ¦ 1QU LoRE | Red Flag Warning - Large Fires | 2054 | 0 | 7.8503 | 0.92702 | 4.3664 | 2.5569 | 1.7633 | 3.7823e-05 | 0 | 6.6693e-05 | 6.6693e-05 | 0 | 2.3452e-06 | 2.3452e-06 | 0 | 2.3452e-06
[53 empty] | 8.3438e-05 | 0.012128 | 0 | 0.012128 | 0.0022346 | [5 empty] | 8.3438e-05 | 0.012128 | 0 | 0.012128 | 0.0022346 | [11 empty] | WLDFR | HFTD - Distribution - Tier 3 - 4QU CoRE ¦ 1QU LoRE | Red Flag Warning - Large Fires | 2055 | 0 | 7.8503 | 0.92702 | 4.3664 | 2.5569 | 1.7633 | 3.7823e-05 | 0 | 6.6693e-05 | 6.6693e-05 | 0 | 2.3452e-06 | 2.3452e-06 | 0 | 2.3452e-06
[53 empty] | 8.3438e-05 | 0.012128 | 0 | 0.012128 | 0.0020884 | [5 empty] | 8.3438e-05 | 0.012128 | 0 | 0.012128 | 0.0020884 | [11 empty] | WLDFR | HFTD - Distribution - Tier 3 - 4QU CoRE ¦ 1QU LoRE | Red Flag Warning - Small Fires | 2026 | 0 | 0.080408 | 0.03759 | 0.0016314 | 0.041187 | 0.028403 | 0.0011019 | 0 | 3.1297e-05 | 3.1297e-05 | 0 | 2.4917e-06 | 2.4917e-06 | 0 | 2.4917e-06
[53 empty] | 8.3438e-05 | 0.012732 | 0 | 0.012732 | 0.0020489 | [5 empty] | 8.3438e-05 | 0.012732 | 0 | 0.012732 | 0.0020489 | [11 empty] | WLDFR | HFTD - Distribution - Tier 3 - 4QU CoRE ¦ 1QU LoRE | Red Flag Warning - Small Fires | 2027 | 0 | 0.080408 | 0.03759 | 0.0016314 | 0.041187 | 0.028403 | 0.0011019 | 0 | 3.1297e-05 | 3.1297e-05 | 0 | 2.4917e-06 | 2.4917e-06 | 0 | 2.4917e-06
[53 empty] | 8.3438e-05 | 0.012732 | 0 | 0.012732 | 0.0019149 | [5 empty] | 8.3438e-05 | 0.012732 | 0 | 0.012732 | 0.0019149 | [11 empty] | WLDFR | HFTD - Distribution - Tier 3 - 4QU CoRE ¦ 1QU LoRE | Red Flag Warning - Small Fires | 2028 | 0 | 0.083606 | 0.039055 | 0.001695 | 0.042856 | 0.029555 | 0.0011019 | 0 | 3.2566e-05 | 3.2566e-05 | 0 | 2.4917e-06 | 2.4917e-06 | 0 | 2.4917e-06
[53 empty] | 8.3438e-05 | 0.012732 | 0 | 0.012732 | 0.0017896 | [5 empty] | 8.3438e-05 | 0.012732 | 0 | 0.012732 | 0.0017896 | [11 empty] | WLDFR | HFTD - Distribution - Tier 3 - 4QU CoRE ¦ 1QU LoRE | Red Flag Warning - Small Fires | 2029 | 0 | 0.083606 | 0.039055 | 0.001695 | 0.042856 | 0.029555 | 0.0011019 | 0 | 3.2566e-05 | 3.2566e-05 | 0 | 2.4917e-06 | 2.4917e-06 | 0 | 2.4917e-06
[53 empty] | 8.3438e-05 | 0.012732 | 0 | 0.012732 | 0.0016725 | [5 empty] | 0 | 0 | 0 | 0 | 0 | [11 empty] | WLDFR | HFTD - Distribution - Tier 3 - 4QU CoRE ¦ 1QU LoRE | Red Flag Warning - Small Fires | 2030 | 0 | 0.083606 | 0.039055 | 0.001695 | 0.042856 | 0.029555 | 0.0011019 | 0 | 3.2566e-05 | 3.2566e-05 | 0 | 2.4917e-06 | 2.4917e-06 | 0 | 2.4917e-06
[53 empty] | 0 | 0 | 0 | 0 | 0 | [5 empty] | 0 | 0 | 0 | 0 | 0 | [11 empty] | WLDFR | HFTD - Distribution - Tier 3 - 4QU CoRE ¦ 1QU LoRE | Red Flag Warning - Small Fires | 2031 | 0 | 0.083606 | 0.039055 | 0.001695 | 0.042856 | 0.029555 | 0.0011019 | 0 | 3.2566e-05 | 3.2566e-05 | 0 | 2.6519e-06 | 2.6519e-06 | 0 | 2.6519e-06
[53 empty] | 0 | 0 | 0 | 0 | 0 | [5 empty] | 5.3219 | 4.449 | 0 | 4.449 | 4.449 | [11 empty] | WLDFR | HFTD - Distribution - Tier 3 - 4QU CoRE ¦ 1QU LoRE | Red Flag Warning - Small Fires | 2032 | 0 | 0.083606 | 0.039055 | 0.001695 | 0.042856 | 0.029555 | 0.0011019 | 0 | 3.2566e-05 | 3.2566e-05 | 0 | 2.6519e-06 | 2.6519e-06 | 0 | 2.6519e-06
[53 empty] | 5.3219 | 4.449 | 0 | 4.449 | 4.158 | [5 empty] | 5.3219 | 4.449 | 0 | 4.449 | 4.158 | [11 empty] | WLDFR | HFTD - Distribution - Tier 3 - 4QU CoRE ¦ 1QU LoRE | Red Flag Warning - Small Fires | 2033 | 0 | 0.087211 | 0.040679 | 0.0017655 | 0.044766 | 0.030872 | 0.0011019 | 0 | 3.4018e-05 | 3.4018e-05 | 0 | 2.6519e-06 | 2.6519e-06 | 0 | 2.6519e-06
[53 empty] | 5.3219 | 4.6113 | 0 | 4.6113 | 4.0277 | [5 empty] | 5.3219 | 4.6113 | 0 | 4.6113 | 4.0277 | [11 empty] | WLDFR | HFTD - Distribution - Tier 3 - 4QU CoRE ¦ 1QU LoRE | Red Flag Warning - Small Fires | 2034 | 0 | 0.087211 | 0.040679 | 0.0017655 | 0.044766 | 0.030872 | 0.0011019 | 0 | 3.4018e-05 | 3.4018e-05 | 0 | 2.6519e-06 | 2.6519e-06 | 0 | 2.6519e-06
[53 empty] | 5.3219 | 4.6113 | 0 | 4.6113 | 3.7642 | [5 empty] | 5.3219 | 4.6113 | 0 | 4.6113 | 3.7642 | [11 empty] | WLDFR | HFTD - Distribution - Tier 3 - 4QU CoRE ¦ 1QU LoRE | Red Flag Warning - Small Fires | 2035 | 0 | 0.087211 | 0.040679 | 0.0017655 | 0.044766 | 0.030872 | 0.0011019 | 0 | 3.4018e-05 | 3.4018e-05 | 0 | 2.6519e-06 | 2.6519e-06 | 0 | 2.6519e-06
[53 empty] | 5.3219 | 4.6113 | 0 | 4.6113 | 3.518 | [5 empty] | 5.3219 | 4.6113 | 0 | 4.6113 | 3.518 | [11 empty] | WLDFR | HFTD - Distribution - Tier 3 - 4QU CoRE ¦ 1QU LoRE | Red Flag Warning - Small Fires | 2036 | 0 | 0.087211 | 0.040679 | 0.0017655 | 0.044766 | 0.030872 | 0.0011019 | 0 | 3.4018e-05 | 3.4018e-05 | 0 | 2.8245e-06 | 2.8245e-06 | 0 | 2.8245e-06
[53 empty] | 5.3219 | 4.6113 | 0 | 4.6113 | 3.2878 | [5 empty] | 5.3219 | 4.6113 | 0 | 4.6113 | 3.2878 | [11 empty] | WLDFR | HFTD - Distribution - Tier 3 - 4QU CoRE ¦ 1QU LoRE | Red Flag Warning - Small Fires | 2037 | 0 | 0.087211 | 0.040679 | 0.0017655 | 0.044766 | 0.030872 | 0.0011019 | 0 | 3.4018e-05 | 3.4018e-05 | 0 | 2.8245e-06 | 2.8245e-06 | 0 | 2.8245e-06
[53 empty] | 5.3219 | 4.6113 | 0 | 4.6113 | 3.0727 | [5 empty] | 5.3219 | 4.6113 | 0 | 4.6113 | 3.0727 | [11 empty] | WLDFR | HFTD - Distribution - Tier 3 - 4QU CoRE ¦ 1QU LoRE | Red Flag Warning - Small Fires | 2038 | 0 | 0.091184 | 0.042438 | 0.0018418 | 0.046905 | 0.032347 | 0.0011019 | 0 | 3.5642e-05 | 3.5642e-05 | 0 | 2.8245e-06 | 2.8245e-06 | 0 | 2.8245e-06
[53 empty] | 5.3219 | 4.8162 | 0 | 4.8162 | 2.9993 | [5 empty] | 5.3219 | 4.8162 | 0 | 4.8162 | 2.9993 | [11 empty] | WLDFR | HFTD - Distribution - Tier 3 - 4QU CoRE ¦ 1QU LoRE | Red Flag Warning - Small Fires | 2039 | 0 | 0.091184 | 0.042438 | 0.0018418 | 0.046905 | 0.032347 | 0.0011019 | 0 | 3.5642e-05 | 3.5642e-05 | 0 | 2.8245e-06 | 2.8245e-06 | 0 | 2.8245e-06
[53 empty] | 5.3219 | 4.8162 | 0 | 4.8162 | 2.8031 | [5 empty] | 5.3219 | 4.8162 | 0 | 4.8162 | 2.8031 | [11 empty] | WLDFR | HFTD - Distribution - Tier 3 - 4QU CoRE ¦ 1QU LoRE | Red Flag Warning - Small Fires | 2040 | 0 | 0.091184 | 0.042438 | 0.0018418 | 0.046905 | 0.032347 | 0.0011019 | 0 | 3.5642e-05 | 3.5642e-05 | 0 | 0 | 2.8245e-06 | 0 | 2.8245e-06
[53 empty] | 5.3219 | 4.8162 | 0 | 4.8162 | 2.6197 | [5 empty] | 5.3219 | 4.8162 | 0 | 4.8162 | 2.6197 | [11 empty] | WLDFR | HFTD - Distribution - Tier 3 - 4QU CoRE ¦ 1QU LoRE | Red Flag Warning - Small Fires | 2041 | 0 | 0.091184 | 0.042438 | 0.0018418 | 0.046905 | 0.032347 | 0.0011019 | 0 | 3.5642e-05 | 3.5642e-05 | 0 | 9.3439e-06 | 0 | 0 | 0
[53 empty] | 5.3219 | 4.8162 | 0 | 4.8162 | 2.4483 | [5 empty] | 5.3219 | 4.8162 | 0 | 4.8162 | 2.4483 | [11 empty] | WLDFR | HFTD - Distribution - Tier 3 - 4QU CoRE ¦ 1QU LoRE | Red Flag Warning - Small Fires | 2042 | 0 | 0.091184 | 0.042438 | 0.0018418 | 0.046905 | 0.032347 | 0.0011019 | 0 | 3.5642e-05 | 3.5642e-05 | 0 | 9.6446e-06 | 9.6446e-06 | 0 | 9.6446e-06
[53 empty] | 5.3219 | 4.8162 | 0 | 4.8162 | 2.2881 | [5 empty] | 5.3219 | 4.8162 | 0 | 4.8162 | 2.2881 | [11 empty] | WLDFR | HFTD - Distribution - Tier 3 - 4QU CoRE ¦ 1QU LoRE | Red Flag Warning - Small Fires | 2043 | 0 | 0.095486 | 0.044306 | 0.0019228 | 0.049257 | 0.033969 | 0.0011019 | 0 | 3.743e-05 | 3.743e-05 | 0 | 9.6446e-06 | 9.6446e-06 | 0 | 9.6446e-06
[53 empty] | 5.3219 | 5.0444 | 0 | 5.0444 | 2.2398 | [5 empty] | 5.3219 | 5.0444 | 0 | 5.0444 | 2.2398 | [11 empty] | WLDFR | HFTD - Distribution - Tier 3 - 4QU CoRE ¦ 1QU LoRE | Red Flag Warning - Small Fires | 2044 | 0 | 0.095486 | 0.044306 | 0.0019228 | 0.049257 | 0.033969 | 0.0011019 | 0 | 3.743e-05 | 3.743e-05 | 0 | 9.6446e-06 | 9.6446e-06 | 0 | 9.6446e-06
[53 empty] | 5.3219 | 5.0444 | 0 | 5.0444 | 2.0932 | [5 empty] | 5.3219 | 5.0444 | 0 | 5.0444 | 2.0932 | [11 empty] | WLDFR | HFTD - Distribution - Tier 3 - 4QU CoRE ¦ 1QU LoRE | Red Flag Warning - Small Fires | 2045 | 0 | 0.095486 | 0.044306 | 0.0019228 | 0.049257 | 0.033969 | 0.0011019 | 0 | 3.743e-05 | 3.743e-05 | 0 | 9.6446e-06 | 9.6446e-06 | 0 | 9.6446e-06
[53 empty] | 5.3219 | 5.0444 | 0 | 5.0444 | 1.9563 | [5 empty] | 5.3219 | 5.0444 | 0 | 5.0444 | 1.9563 | [11 empty] | WLDFR | HFTD - Distribution - Tier 3 - 4QU CoRE ¦ 1QU LoRE | Red Flag Warning - Small Fires | 2046 | 0 | 0.095486 | 0.044306 | 0.0019228 | 0.049257 | 0.033969 | 0.0011019 | 0 | 3.743e-05 | 3.743e-05 | 0 | 9.6446e-06 | 9.6446e-06 | 0 | 9.6446e-06
[53 empty] | 5.3219 | 5.0444 | 0 | 5.0444 | 1.8283 | [5 empty] | 5.3219 | 5.0444 | 0 | 5.0444 | 1.8283 | [11 empty] | WLDFR | HFTD - Distribution - Tier 3 - 4QU CoRE ¦ 1QU LoRE | Red Flag Warning - Small Fires | 2047 | 0 | 0.095486 | 0.044306 | 0.0019228 | 0.049257 | 0.033969 | 0.0011019 | 0 | 3.743e-05 | 3.743e-05 | 0 | 1.0028e-05 | 1.0028e-05 | 0 | 1.0028e-05
[53 empty] | 5.3219 | 5.0444 | 0 | 5.0444 | 1.7087 | [5 empty] | 5.3219 | 5.0444 | 0 | 5.0444 | 1.7087 | [11 empty] | WLDFR | HFTD - Distribution - Tier 3 - 4QU CoRE ¦ 1QU LoRE | Red Flag Warning - Small Fires | 2048 | 0 | 0.10007 | 0.04626 | 0.0020076 | 0.051804 | 0.035726 | 0.0011019 | 0 | 3.9365e-05 | 3.9365e-05 | 0 | 1.0028e-05 | 1.0028e-05 | 0 | 1.0028e-05
[53 empty] | 5.3219 | 5.2926 | 0 | 5.2926 | 1.6755 | [5 empty] | 5.3219 | 5.2926 | 0 | 5.2926 | 1.6755 | [11 empty] | WLDFR | HFTD - Distribution - Tier 3 - 4QU CoRE ¦ 1QU LoRE | Red Flag Warning - Small Fires | 2049 | 0 | 0.10007 | 0.04626 | 0.0020076 | 0.051804 | 0.035726 | 0.0011019 | 0 | 3.9365e-05 | 3.9365e-05 | 0 | 1.0028e-05 | 1.0028e-05 | 0 | 1.0028e-05
[53 empty] | 5.3219 | 5.2926 | 0 | 5.2926 | 1.5659 | [5 empty] | 5.3219 | 5.2926 | 0 | 5.2926 | 1.5659 | [11 empty] | WLDFR | HFTD - Distribution - Tier 3 - 4QU CoRE ¦ 1QU LoRE | Red Flag Warning - Small Fires | 2050 | 0 | 0.10007 | 0.04626 | 0.0020076 | 0.051804 | 0.035726 | 0.0011019 | 0 | 3.9365e-05 | 3.9365e-05 | 0 | 1.0028e-05 | 1.0028e-05 | 0 | 1.0028e-05
[53 empty] | 5.3219 | 5.2926 | 0 | 5.2926 | 1.4634 | [5 empty] | 5.3219 | 5.2926 | 0 | 5.2926 | 1.4634 | [11 empty] | WLDFR | HFTD - Distribution - Tier 3 - 4QU CoRE ¦ 1QU LoRE | Red Flag Warning - Small Fires | 2051 | 0 | 0.10007 | 0.04626 | 0.0020076 | 0.051804 | 0.035726 | 0.0011019 | 0 | 3.9365e-05 | 3.9365e-05 | 0 | 1.0028e-05 | 1.0028e-05 | 0 | 1.0028e-05
[53 empty] | 5.3219 | 5.2926 | 0 | 5.2926 | 1.3677 | [5 empty] | 5.3219 | 5.2926 | 0 | 5.2926 | 1.3677 | [11 empty] | WLDFR | HFTD - Distribution - Tier 3 - 4QU CoRE ¦ 1QU LoRE | Red Flag Warning - Small Fires | 2052 | 0 | 0.10007 | 0.04626 | 0.0020076 | 0.051804 | 0.035726 | 0.0011019 | 0 | 3.9365e-05 | 3.9365e-05 | 0 | 1.0461e-05 | 1.0461e-05 | 0 | 1.0461e-05
[53 empty] | 5.3219 | 5.2926 | 0 | 5.2926 | 1.2782 | [5 empty] | 5.3219 | 5.2926 | 0 | 5.2926 | 1.2782 | [11 empty] | WLDFR | HFTD - Distribution - Tier 3 - 4QU CoRE ¦ 1QU LoRE | Red Flag Warning - Small Fires | 2053 | 0 | 0.10489 | 0.048274 | 0.002095 | 0.054525 | 0.037602 | 0.0011019 | 0 | 4.1433e-05 | 4.1433e-05 | 0 | 1.0461e-05 | 1.0461e-05 | 0 | 1.0461e-05
[53 empty] | 5.3219 | 5.5576 | 0 | 5.5576 | 1.2544 | [5 empty] | 5.3219 | 5.5576 | 0 | 5.5576 | 1.2544 | [11 empty] | WLDFR | HFTD - Distribution - Tier 3 - 4QU CoRE ¦ 1QU LoRE | Red Flag Warning - Small Fires | 2054 | 0 | 0.10489 | 0.048274 | 0.002095 | 0.054525 | 0.037602 | 0.0011019 | 0 | 4.1433e-05 | 4.1433e-05 | 0 | 1.0461e-05 | 1.0461e-05 | 0 | 1.0461e-05
[53 empty] | 5.3219 | 5.5576 | 0 | 5.5576 | 1.1724 | [5 empty] | 5.3219 | 5.5576 | 0 | 5.5576 | 1.1724 | [11 empty] | WLDFR | HFTD - Distribution - Tier 3 - 4QU CoRE ¦ 1QU LoRE | Red Flag Warning - Small Fires | 2055 | 0 | 0.10489 | 0.048274 | 0.002095 | 0.054525 | 0.037602 | 0.0011019 | 0 | 4.1433e-05 | 4.1433e-05 | 0 | 1.0461e-05 | 1.0461e-05 | 0 | 1.0461e-05
[53 empty] | 5.3219 | 5.5576 | 0 | 5.5576 | 1.0957 | [5 empty] | 5.3219 | 5.5576 | 0 | 5.5576 | 1.0957 | [11 empty] | WLDFR | HFTD - Distribution - Tier 3 - 4QU CoRE ¦ 1QU LoRE | Seismic - Non-Red Flag Warning - Catastrophic Fires | 2026 | 0 | 21835.9781 | 428.6023 | 13939.561 | 7467.8148 | 5149.9993 | 5.9666e-10 | 0 | 3.0728e-06 | 3.0728e-06 | 0 | 1.0461e-05 | 1.0461e-05 | 0 | 1.0461e-05
[53 empty] | 5.3219 | 5.5576 | 0 | 5.5576 | 1.024 | [5 empty] | 5.3219 | 5.5576 | 0 | 5.5576 | 1.024 | [11 empty] | WLDFR | HFTD - Distribution - Tier 3 - 4QU CoRE ¦ 1QU LoRE | Seismic - Non-Red Flag Warning - Catastrophic Fires | 2027 | 0 | 21835.9781 | 428.6023 | 13939.561 | 7467.8148 | 5149.9993 | 5.9666e-10 | 0 | 3.0728e-06 | 3.0728e-06 | 0 | 1.0937e-05 | 1.0937e-05 | 0 | 1.0937e-05
[53 empty] | 5.3219 | 5.5576 | 0 | 5.5576 | 0.957 | [5 empty] | 5.3219 | 5.5576 | 0 | 5.5576 | 0.957 | [11 empty] | WLDFR | HFTD - Distribution - Tier 3 - 4QU CoRE ¦ 1QU LoRE | Seismic - Non-Red Flag Warning - Catastrophic Fires | 2028 | 0 | 22783.187 | 453.261 | 14531.3357 | 7798.5904 | 5378.1107 | 5.9666e-10 | 0 | 3.2089e-06 | 3.2089e-06 | 0 | 1.0937e-05 | 1.0937e-05 | 0 | 1.0937e-05
[53 empty] | 5.3219 | 5.8362 | 0 | 5.8362 | 0.93922 | [5 empty] | 5.3219 | 5.8362 | 0 | 5.8362 | 0.93922 | [11 empty] | WLDFR | HFTD - Distribution - Tier 3 - 4QU CoRE ¦ 1QU LoRE | Seismic - Non-Red Flag Warning - Catastrophic Fires | 2029 | 0 | 22783.187 | 453.261 | 14531.3357 | 7798.5904 | 5378.1107 | 5.9666e-10 | 0 | 3.2089e-06 | 3.2089e-06 | 0 | 1.0937e-05 | 1.0937e-05 | 0 | 1.0937e-05
[53 empty] | 5.3219 | 5.8362 | 0 | 5.8362 | 0.87778 | [5 empty] | 5.3219 | 5.8362 | 0 | 5.8362 | 0.87778 | [11 empty] | WLDFR | HFTD - Distribution - Tier 3 - 4QU CoRE ¦ 1QU LoRE | Seismic - Non-Red Flag Warning - Catastrophic Fires | 2030 | 0 | 22783.187 | 453.261 | 14531.3357 | 7798.5904 | 5378.1107 | 5.9666e-10 | 0 | 3.2089e-06 | 3.2089e-06 | 0 | 1.0937e-05 | 1.0937e-05 | 0 | 1.0937e-05
[53 empty] | 5.3219 | 5.8362 | 0 | 5.8362 | 0.82035 | [5 empty] | 5.3219 | 5.8362 | 0 | 5.8362 | 0.82035 | [11 empty] | WLDFR | HFTD - Distribution - Tier 3 - 4QU CoRE ¦ 1QU LoRE | Seismic - Non-Red Flag Warning - Catastrophic Fires | 2031 | 0 | 22783.187 | 453.261 | 14531.3357 | 7798.5904 | 5378.1107 | 5.9666e-10 | 0 | 3.2089e-06 | 3.2089e-06 | 0 | 1.0937e-05 | 1.0937e-05 | 0 | 1.0937e-05
[53 empty] | 5.3219 | 5.8362 | 0 | 5.8362 | 0.76668 | [5 empty] | 0 | 0 | 0 | 0 | 0 | [11 empty] | WLDFR | HFTD - Distribution - Tier 3 - 4QU CoRE ¦ 1QU LoRE | Seismic - Non-Red Flag Warning - Catastrophic Fires | 2032 | 0 | 22783.187 | 453.261 | 14531.3357 | 7798.5904 | 5378.1107 | 5.9666e-10 | 0 | 3.2089e-06 | 3.2089e-06 | 0 | 1.1453e-05 | 1.1453e-05 | 0 | 1.1453e-05
[53 empty] | 0 | 0 | 0 | 0 | 0 | [5 empty] | 0 | 0 | 0 | 0 | 0 | [11 empty] | WLDFR | HFTD - Distribution - Tier 3 - 4QU CoRE ¦ 1QU LoRE | Seismic - Non-Red Flag Warning - Catastrophic Fires | 2033 | 0 | 23835.2641 | 480.9649 | 15187.7294 | 8166.5698 | 5631.8789 | 5.9666e-10 | 0 | 3.3603e-06 | 3.3603e-06 | 0 | 1.1453e-05 | 1.1453e-05 | 0 | 1.1453e-05
[53 empty] | 0 | 0 | 0 | 0 | 0 | [5 empty] | 0.05 | 0.037566 | 0 | 0.037566 | 0.037566 | [11 empty] | WLDFR | HFTD - Distribution - Tier 3 - 4QU CoRE ¦ 1QU LoRE | Seismic - Non-Red Flag Warning - Catastrophic Fires | 2034 | 0 | 23835.2641 | 480.9649 | 15187.7294 | 8166.5698 | 5631.8789 | 5.9666e-10 | 0 | 3.3603e-06 | 3.3603e-06 | 0 | 1.1453e-05 | 1.1453e-05 | 0 | 1.1453e-05
[53 empty] | 0.05 | 0.037566 | 0 | 0.037566 | 0.035108 | [5 empty] | 0.05 | 0.037566 | 0 | 0.037566 | 0.035108 | [11 empty] | WLDFR | HFTD - Distribution - Tier 3 - 4QU CoRE ¦ 1QU LoRE | Seismic - Non-Red Flag Warning - Catastrophic Fires | 2035 | 0 | 23835.2641 | 480.9649 | 15187.7294 | 8166.5698 | 5631.8789 | 5.9666e-10 | 0 | 3.3603e-06 | 3.3603e-06 | 0 | 1.1453e-05 | 1.1453e-05 | 0 | 1.1453e-05
[53 empty] | 0.05 | 0.038936 | 0 | 0.038936 | 0.034008 | [5 empty] | 0.05 | 0.038936 | 0 | 0.038936 | 0.034008 | [11 empty] | WLDFR | HFTD - Distribution - Tier 3 - 4QU CoRE ¦ 1QU LoRE | Seismic - Non-Red Flag Warning - Catastrophic Fires | 2036 | 0 | 23835.2641 | 480.9649 | 15187.7294 | 8166.5698 | 5631.8789 | 5.9666e-10 | 0 | 3.3603e-06 | 3.3603e-06 | 0 | 1.1453e-05 | 1.1453e-05 | 0 | 1.1453e-05
[53 empty] | 0.05 | 0.038936 | 0 | 0.038936 | 0.031783 | [5 empty] | 0.05 | 0.038936 | 0 | 0.038936 | 0.031783 | [11 empty] | WLDFR | HFTD - Distribution - Tier 3 - 4QU CoRE ¦ 1QU LoRE | Seismic - Non-Red Flag Warning - Catastrophic Fires | 2037 | 0 | 23835.2641 | 480.9649 | 15187.7294 | 8166.5698 | 5631.8789 | 5.9666e-10 | 0 | 3.3603e-06 | 3.3603e-06 | 0 | 1.2003e-05 | 1.2003e-05 | 0 | 1.2003e-05
[53 empty] | 0.05 | 0.038936 | 0 | 0.038936 | 0.029704 | [5 empty] | 0.05 | 0.038936 | 0 | 0.038936 | 0.029704 | [11 empty] | WLDFR | HFTD - Distribution - Tier 3 - 4QU CoRE ¦ 1QU LoRE | Seismic - Non-Red Flag Warning - Catastrophic Fires | 2038 | 0 | 24976.6418 | 511.3745 | 15898.8237 | 8566.4437 | 5907.6423 | 5.9666e-10 | 0 | 3.5249e-06 | 3.5249e-06 | 0 | 1.2003e-05 | 1.2003e-05 | 0 | 1.2003e-05
[53 empty] | 0.05 | 0.038936 | 0 | 0.038936 | 0.027761 | [5 empty] | 0.05 | 0.038936 | 0 | 0.038936 | 0.027761 | [11 empty] | WLDFR | HFTD - Distribution - Tier 3 - 4QU CoRE ¦ 1QU LoRE | Seismic - Non-Red Flag Warning - Catastrophic Fires | 2039 | 0 | 24976.6418 | 511.3745 | 15898.8237 | 8566.4437 | 5907.6423 | 5.9666e-10 | 0 | 3.5249e-06 | 3.5249e-06 | 0 | 1.2003e-05 | 1.2003e-05 | 0 | 1.2003e-05
[53 empty] | 0.05 | 0.038936 | 0 | 0.038936 | 0.025944 | [5 empty] | 0.05 | 0.038936 | 0 | 0.038936 | 0.025944 | [11 empty] | WLDFR | HFTD - Distribution - Tier 3 - 4QU CoRE ¦ 1QU LoRE | Seismic - Non-Red Flag Warning - Catastrophic Fires | 2040 | 0 | 24976.6418 | 511.3745 | 15898.8237 | 8566.4437 | 5907.6423 | 5.9666e-10 | 0 | 3.5249e-06 | 3.5249e-06 | 0 | 1.2003e-05 | 1.2003e-05 | 0 | 1.2003e-05
[53 empty] | 0.05 | 0.040665 | 0 | 0.040665 | 0.025324 | [5 empty] | 0.05 | 0.040665 | 0 | 0.040665 | 0.025324 | [11 empty] | WLDFR | HFTD - Distribution - Tier 3 - 4QU CoRE ¦ 1QU LoRE | Seismic - Non-Red Flag Warning - Catastrophic Fires | 2041 | 0 | 24976.6418 | 511.3745 | 15898.8237 | 8566.4437 | 5907.6423 | 5.9666e-10 | 0 | 3.5249e-06 | 3.5249e-06 | 0 | 0 | 1.2003e-05 | 0 | 1.2003e-05
[53 empty] | 0.05 | 0.040665 | 0 | 0.040665 | 0.023667 | [5 empty] | 0.05 | 0.040665 | 0 | 0.040665 | 0.023667 | [11 empty] | WLDFR | HFTD - Distribution - Tier 3 - 4QU CoRE ¦ 1QU LoRE | Seismic - Non-Red Flag Warning - Catastrophic Fires | 2042 | 0 | 24976.6418 | 511.3745 | 15898.8237 | 8566.4437 | 5907.6423 | 5.9666e-10 | 0 | 3.5249e-06 | 3.5249e-06 | 0 | 0.010523 | 0 | 0 | 0
[53 empty] | 0.05 | 0.040665 | 0 | 0.040665 | 0.022119 | [5 empty] | 0.05 | 0.040665 | 0 | 0.040665 | 0.022119 | [11 empty] | WLDFR | HFTD - Distribution - Tier 3 - 4QU CoRE ¦ 1QU LoRE | Seismic - Non-Red Flag Warning - Catastrophic Fires | 2043 | 0 | 26191.7278 | 544.1291 | 16654.7414 | 8992.8573 | 6201.7082 | 5.9666e-10 | 0 | 3.7003e-06 | 3.7003e-06 | 0 | 0.010909 | 0.010909 | 0 | 0.010909
[53 empty] | 0.05 | 0.040665 | 0 | 0.040665 | 0.020672 | [5 empty] | 0.05 | 0.040665 | 0 | 0.040665 | 0.020672 | [11 empty] | WLDFR | HFTD - Distribution - Tier 3 - 4QU CoRE ¦ 1QU LoRE | Seismic - Non-Red Flag Warning - Catastrophic Fires | 2044 | 0 | 26191.7278 | 544.1291 | 16654.7414 | 8992.8573 | 6201.7082 | 5.9666e-10 | 0 | 3.7003e-06 | 3.7003e-06 | 0 | 0.010909 | 0.010909 | 0 | 0.010909
[53 empty] | 0.05 | 0.040665 | 0 | 0.040665 | 0.01932 | [5 empty] | 0.05 | 0.040665 | 0 | 0.040665 | 0.01932 | [11 empty] | WLDFR | HFTD - Distribution - Tier 3 - 4QU CoRE ¦ 1QU LoRE | Seismic - Non-Red Flag Warning - Catastrophic Fires | 2045 | 0 | 26191.7278 | 544.1291 | 16654.7414 | 8992.8573 | 6201.7082 | 5.9666e-10 | 0 | 3.7003e-06 | 3.7003e-06 | 0 | 0.010909 | 0.010909 | 0 | 0.010909
[53 empty] | 0.05 | 0.042591 | 0 | 0.042591 | 0.018911 | [5 empty] | 0.05 | 0.042591 | 0 | 0.042591 | 0.018911 | [11 empty] | WLDFR | HFTD - Distribution - Tier 3 - 4QU CoRE ¦ 1QU LoRE | Seismic - Non-Red Flag Warning - Catastrophic Fires | 2046 | 0 | 26191.7278 | 544.1291 | 16654.7414 | 8992.8573 | 6201.7082 | 5.9666e-10 | 0 | 3.7003e-06 | 3.7003e-06 | 0 | 0.010909 | 0.010909 | 0 | 0.010909
[53 empty] | 0.05 | 0.042591 | 0 | 0.042591 | 0.017674 | [5 empty] | 0.05 | 0.042591 | 0 | 0.042591 | 0.017674 | [11 empty] | WLDFR | HFTD - Distribution - Tier 3 - 4QU CoRE ¦ 1QU LoRE | Seismic - Non-Red Flag Warning - Catastrophic Fires | 2047 | 0 | 26191.7278 | 544.1291 | 16654.7414 | 8992.8573 | 6201.7082 | 5.9666e-10 | 0 | 3.7003e-06 | 3.7003e-06 | 0 | 0.010909 | 0.010909 | 0 | 0.010909
[53 empty] | 0.05 | 0.042591 | 0 | 0.042591 | 0.016518 | [5 empty] | 0.05 | 0.042591 | 0 | 0.042591 | 0.016518 | [11 empty] | WLDFR | HFTD - Distribution - Tier 3 - 4QU CoRE ¦ 1QU LoRE | Seismic - Non-Red Flag Warning - Catastrophic Fires | 2048 | 0 | 27464.7227 | 578.8407 | 17445.538 | 9440.3441 | 6510.3067 | 5.9666e-10 | 0 | 3.8845e-06 | 3.8845e-06 | 0 | 0.011395 | 0.011395 | 0 | 0.011395
[53 empty] | 0.05 | 0.042591 | 0 | 0.042591 | 0.015437 | [5 empty] | 0.05 | 0.042591 | 0 | 0.042591 | 0.015437 | [11 empty] | WLDFR | HFTD - Distribution - Tier 3 - 4QU CoRE ¦ 1QU LoRE | Seismic - Non-Red Flag Warning - Catastrophic Fires | 2049 | 0 | 27464.7227 | 578.8407 | 17445.538 | 9440.3441 | 6510.3067 | 5.9666e-10 | 0 | 3.8845e-06 | 3.8845e-06 | 0 | 0.011395 | 0.011395 | 0 | 0.011395
[53 empty] | 0.05 | 0.042591 | 0 | 0.042591 | 0.014427 | [5 empty] | 0.05 | 0.042591 | 0 | 0.042591 | 0.014427 | [11 empty] | WLDFR | HFTD - Distribution - Tier 3 - 4QU CoRE ¦ 1QU LoRE | Seismic - Non-Red Flag Warning - Catastrophic Fires | 2050 | 0 | 27464.7227 | 578.8407 | 17445.538 | 9440.3441 | 6510.3067 | 5.9666e-10 | 0 | 3.8845e-06 | 3.8845e-06 | 0 | 0.011395 | 0.011395 | 0 | 0.011395
[53 empty] | 0.05 | 0.044688 | 0 | 0.044688 | 0.014147 | [5 empty] | 0.05 | 0.044688 | 0 | 0.044688 | 0.014147 | [11 empty] | WLDFR | HFTD - Distribution - Tier 3 - 4QU CoRE ¦ 1QU LoRE | Seismic - Non-Red Flag Warning - Catastrophic Fires | 2051 | 0 | 27464.7227 | 578.8407 | 17445.538 | 9440.3441 | 6510.3067 | 5.9666e-10 | 0 | 3.8845e-06 | 3.8845e-06 | 0 | 0.011395 | 0.011395 | 0 | 0.011395
[53 empty] | 0.05 | 0.044688 | 0 | 0.044688 | 0.013221 | [5 empty] | 0.05 | 0.044688 | 0 | 0.044688 | 0.013221 | [11 empty] | WLDFR | HFTD - Distribution - Tier 3 - 4QU CoRE ¦ 1QU LoRE | Seismic - Non-Red Flag Warning - Catastrophic Fires | 2052 | 0 | 27464.7227 | 578.8407 | 17445.538 | 9440.3441 | 6510.3067 | 5.9666e-10 | 0 | 3.8845e-06 | 3.8845e-06 | 0 | 0.011395 | 0.011395 | 0 | 0.011395
[53 empty] | 0.05 | 0.044688 | 0 | 0.044688 | 0.012357 | [5 empty] | 0.05 | 0.044688 | 0 | 0.044688 | 0.012357 | [11 empty] | WLDFR | HFTD - Distribution - Tier 3 - 4QU CoRE ¦ 1QU LoRE | Seismic - Non-Red Flag Warning - Catastrophic Fires | 2053 | 0 | 28779.6694 | 615.0952 | 18261.2327 | 9903.3415 | 6829.6018 | 5.9666e-10 | 0 | 4.075e-06 | 4.075e-06 | 0 | 0.011935 | 0.011935 | 0 | 0.011935
[53 empty] | 0.05 | 0.044688 | 0 | 0.044688 | 0.011548 | [5 empty] | 0.05 | 0.044688 | 0 | 0.044688 | 0.011548 | [11 empty] | WLDFR | HFTD - Distribution - Tier 3 - 4QU CoRE ¦ 1QU LoRE | Seismic - Non-Red Flag Warning - Catastrophic Fires | 2054 | 0 | 28779.6694 | 615.0952 | 18261.2327 | 9903.3415 | 6829.6018 | 5.9666e-10 | 0 | 4.075e-06 | 4.075e-06 | 0 | 0.011935 | 0.011935 | 0 | 0.011935
[53 empty] | 0.05 | 0.044688 | 0 | 0.044688 | 0.010793 | [5 empty] | 0.05 | 0.044688 | 0 | 0.044688 | 0.010793 | [11 empty] | WLDFR | HFTD - Distribution - Tier 3 - 4QU CoRE ¦ 1QU LoRE | Seismic - Non-Red Flag Warning - Catastrophic Fires | 2055 | 0 | 28779.6694 | 615.0952 | 18261.2327 | 9903.3415 | 6829.6018 | 5.9666e-10 | 0 | 4.075e-06 | 4.075e-06 | 0 | 0.011935 | 0.011935 | 0 | 0.011935
[53 empty] | 0.05 | 0.046927 | 0 | 0.046927 | 0.010592 | [5 empty] | 0.05 | 0.046927 | 0 | 0.046927 | 0.010592 | [11 empty] | WLDFR | HFTD - Distribution - Tier 3 - 4QU CoRE ¦ 1QU LoRE | Seismic - Red Flag Warning - Catastrophic Fires | 2026 | 0 | 21835.9781 | 428.6023 | 13939.561 | 7467.8148 | 5149.9993 | 2.5728e-08 | 0 | 0.0001325 | 0.0001325 | 0 | 0.011935 | 0.011935 | 0 | 0.011935
[53 empty] | 0.05 | 0.046927 | 0 | 0.046927 | 0.009899 | [5 empty] | 0.05 | 0.046927 | 0 | 0.046927 | 0.009899 | [11 empty] | WLDFR | HFTD - Distribution - Tier 3 - 4QU CoRE ¦ 1QU LoRE | Seismic - Red Flag Warning - Catastrophic Fires | 2027 | 0 | 21835.9781 | 428.6023 | 13939.561 | 7467.8148 | 5149.9993 | 2.5728e-08 | 0 | 0.0001325 | 0.0001325 | 0 | 0.011935 | 0.011935 | 0 | 0.011935
[53 empty] | 0.05 | 0.046927 | 0 | 0.046927 | 0.0092514 | [5 empty] | 0.05 | 0.046927 | 0 | 0.046927 | 0.0092514 | [11 empty] | WLDFR | HFTD - Distribution - Tier 3 - 4QU CoRE ¦ 1QU LoRE | Seismic - Red Flag Warning - Catastrophic Fires | 2028 | 0 | 22783.187 | 453.261 | 14531.3357 | 7798.5904 | 5378.1107 | 2.5728e-08 | 0 | 0.00013837 | 0.00013837 | 0 | 0.012522 | 0.012522 | 0 | 0.012522
[53 empty] | 0.05 | 0.046927 | 0 | 0.046927 | 0.0086462 | [5 empty] | 0.05 | 0.046927 | 0 | 0.046927 | 0.0086462 | [11 empty] | WLDFR | HFTD - Distribution - Tier 3 - 4QU CoRE ¦ 1QU LoRE | Seismic - Red Flag Warning - Catastrophic Fires | 2029 | 0 | 22783.187 | 453.261 | 14531.3357 | 7798.5904 | 5378.1107 | 2.5728e-08 | 0 | 0.00013837 | 0.00013837 | 0 | 0.012522 | 0.012522 | 0 | 0.012522
[53 empty] | 0.05 | 0.046927 | 0 | 0.046927 | 0.0080806 | [5 empty] | 0.05 | 0.046927 | 0 | 0.046927 | 0.0080806 | [11 empty] | WLDFR | HFTD - Distribution - Tier 3 - 4QU CoRE ¦ 1QU LoRE | Seismic - Red Flag Warning - Catastrophic Fires | 2030 | 0 | 22783.187 | 453.261 | 14531.3357 | 7798.5904 | 5378.1107 | 2.5728e-08 | 0 | 0.00013837 | 0.00013837 | 0 | 0.012522 | 0.012522 | 0 | 0.012522
[53 empty] | 0.05 | 0.04928 | 0 | 0.04928 | 0.0079307 | [5 empty] | 0.05 | 0.04928 | 0 | 0.04928 | 0.0079307 | [11 empty] | WLDFR | HFTD - Distribution - Tier 3 - 4QU CoRE ¦ 1QU LoRE | Seismic - Red Flag Warning - Catastrophic Fires | 2031 | 0 | 22783.187 | 453.261 | 14531.3357 | 7798.5904 | 5378.1107 | 2.5728e-08 | 0 | 0.00013837 | 0.00013837 | 0 | 0.012522 | 0.012522 | 0 | 0.012522
[53 empty] | 0.05 | 0.04928 | 0 | 0.04928 | 0.0074119 | [5 empty] | 0.05 | 0.04928 | 0 | 0.04928 | 0.0074119 | [11 empty] | WLDFR | HFTD - Distribution - Tier 3 - 4QU CoRE ¦ 1QU LoRE | Seismic - Red Flag Warning - Catastrophic Fires | 2032 | 0 | 22783.187 | 453.261 | 14531.3357 | 7798.5904 | 5378.1107 | 2.5728e-08 | 0 | 0.00013837 | 0.00013837 | 0 | 0.012522 | 0.012522 | 0 | 0.012522
[53 empty] | 0.05 | 0.04928 | 0 | 0.04928 | 0.006927 | [5 empty] | 0.05 | 0.04928 | 0 | 0.04928 | 0.006927 | [11 empty] | WLDFR | HFTD - Distribution - Tier 3 - 4QU CoRE ¦ 1QU LoRE | Seismic - Red Flag Warning - Catastrophic Fires | 2033 | 0 | 23835.2641 | 480.9649 | 15187.7294 | 8166.5698 | 5631.8789 | 2.5728e-08 | 0 | 0.0001449 | 0.0001449 | 0 | 0.013146 | 0.013146 | 0 | 0.013146
[53 empty] | 0.05 | 0.04928 | 0 | 0.04928 | 0.0064738 | [5 empty] | 0 | 0 | 0 | 0 | 0 | [11 empty] | WLDFR | HFTD - Distribution - Tier 3 - 4QU CoRE ¦ 1QU LoRE | Seismic - Red Flag Warning - Catastrophic Fires | 2034 | 0 | 23835.2641 | 480.9649 | 15187.7294 | 8166.5698 | 5631.8789 | 2.5728e-08 | 0 | 0.0001449 | 0.0001449 | 0 | 0.013146 | 0.013146 | 0 | 0.013146
[53 empty] | 0 | 0 | 0 | 0 | 0 | [5 empty] | 0 | 0 | 0 | 0 | 0 | [11 empty] | WLDFR | HFTD - Distribution - Tier 3 - 4QU CoRE ¦ 1QU LoRE | Seismic - Red Flag Warning - Catastrophic Fires | 2035 | 0 | 23835.2641 | 480.9649 | 15187.7294 | 8166.5698 | 5631.8789 | 2.5728e-08 | 0 | 0.0001449 | 0.0001449 | 0 | 0.013146 | 0.013146 | 0 | 0.013146
[53 empty] | 0 | 0 | 0 | 0 | 0 | [5 empty] | 0.016667 | 0.012522 | 0 | 0.012522 | 0.012522 | [11 empty] | WLDFR | HFTD - Distribution - Tier 3 - 4QU CoRE ¦ 1QU LoRE | Seismic - Red Flag Warning - Catastrophic Fires | 2036 | 0 | 23835.2641 | 480.9649 | 15187.7294 | 8166.5698 | 5631.8789 | 2.5728e-08 | 0 | 0.0001449 | 0.0001449 | 0 | 0.013146 | 0.013146 | 0 | 0.013146
[53 empty] | 0.016667 | 0.012522 | 0 | 0.012522 | 0.011703 | [5 empty] | 0.016667 | 0.012522 | 0 | 0.012522 | 0.011703 | [11 empty] | WLDFR | HFTD - Distribution - Tier 3 - 4QU CoRE ¦ 1QU LoRE | Seismic - Red Flag Warning - Catastrophic Fires | 2037 | 0 | 23835.2641 | 480.9649 | 15187.7294 | 8166.5698 | 5631.8789 | 2.5728e-08 | 0 | 0.0001449 | 0.0001449 | 0 | 0.013146 | 0.013146 | 0 | 0.013146
[53 empty] | 0.016667 | 0.012979 | 0 | 0.012979 | 0.011336 | [5 empty] | 0.016667 | 0.012979 | 0 | 0.012979 | 0.011336 | [11 empty] | WLDFR | HFTD - Distribution - Tier 3 - 4QU CoRE ¦ 1QU LoRE | Seismic - Red Flag Warning - Catastrophic Fires | 2038 | 0 | 24976.6418 | 511.3745 | 15898.8237 | 8566.4437 | 5907.6423 | 2.5728e-08 | 0 | 0.00015199 | 0.00015199 | 0 | 0.013801 | 0.013801 | 0 | 0.013801
[53 empty] | 0.016667 | 0.012979 | 0 | 0.012979 | 0.010594 | [5 empty] | 0.016667 | 0.012979 | 0 | 0.012979 | 0.010594 | [11 empty] | WLDFR | HFTD - Distribution - Tier 3 - 4QU CoRE ¦ 1QU LoRE | Seismic - Red Flag Warning - Catastrophic Fires | 2039 | 0 | 24976.6418 | 511.3745 | 15898.8237 | 8566.4437 | 5907.6423 | 2.5728e-08 | 0 | 0.00015199 | 0.00015199 | 0 | 0.013801 | 0.013801 | 0 | 0.013801
[53 empty] | 0.016667 | 0.012979 | 0 | 0.012979 | 0.0099013 | [5 empty] | 0.016667 | 0.012979 | 0 | 0.012979 | 0.0099013 | [11 empty] | WLDFR | HFTD - Distribution - Tier 3 - 4QU CoRE ¦ 1QU LoRE | Seismic - Red Flag Warning - Catastrophic Fires | 2040 | 0 | 24976.6418 | 511.3745 | 15898.8237 | 8566.4437 | 5907.6423 | 2.5728e-08 | 0 | 0.00015199 | 0.00015199 | 0 | 0.013801 | 0.013801 | 0 | 0.013801
[53 empty] | 0.016667 | 0.012979 | 0 | 0.012979 | 0.0092535 | [5 empty] | 0.016667 | 0.012979 | 0 | 0.012979 | 0.0092535 | [11 empty] | WLDFR | HFTD - Distribution - Tier 3 - 4QU CoRE ¦ 1QU LoRE | Seismic - Red Flag Warning - Catastrophic Fires | 2041 | 0 | 24976.6418 | 511.3745 | 15898.8237 | 8566.4437 | 5907.6423 | 2.5728e-08 | 0 | 0.00015199 | 0.00015199 | 0 | 0.013801 | 0.013801 | 0 | 0.013801
[53 empty] | 0.016667 | 0.012979 | 0 | 0.012979 | 0.0086482 | [5 empty] | 0.016667 | 0.012979 | 0 | 0.012979 | 0.0086482 | [11 empty] | WLDFR | HFTD - Distribution - Tier 3 - 4QU CoRE ¦ 1QU LoRE | Seismic - Red Flag Warning - Catastrophic Fires | 2042 | 0 | 24976.6418 | 511.3745 | 15898.8237 | 8566.4437 | 5907.6423 | 2.5728e-08 | 0 | 0.00015199 | 0.00015199 | 0 | 0 | 0.013801 | 0 | 0.013801
[53 empty] | 0.016667 | 0.013555 | 0 | 0.013555 | 0.0084414 | [5 empty] | 0.016667 | 0.013555 | 0 | 0.013555 | 0.0084414 | [11 empty] | WLDFR | HFTD - Distribution - Tier 3 - 4QU CoRE ¦ 1QU LoRE | Seismic - Red Flag Warning - Catastrophic Fires | 2043 | 0 | 26191.7278 | 544.1291 | 16654.7414 | 8992.8573 | 6201.7082 | 2.5728e-08 | 0 | 0.00015956 | 0.00015956 | 0 | 0.00095364 | 0 | 0 | 0
[53 empty] | 0.016667 | 0.013555 | 0 | 0.013555 | 0.0078892 | [5 empty] | 0.016667 | 0.013555 | 0 | 0.013555 | 0.0078892 | [11 empty] | WLDFR | HFTD - Distribution - Tier 3 - 4QU CoRE ¦ 1QU LoRE | Seismic - Red Flag Warning - Catastrophic Fires | 2044 | 0 | 26191.7278 | 544.1291 | 16654.7414 | 8992.8573 | 6201.7082 | 2.5728e-08 | 0 | 0.00015956 | 0.00015956 | 0 | 0.00098848 | 0.00098848 | 0 | 0.00098848
[53 empty] | 0.016667 | 0.013555 | 0 | 0.013555 | 0.007373 | [5 empty] | 0.016667 | 0.013555 | 0 | 0.013555 | 0.007373 | [11 empty] | WLDFR | HFTD - Distribution - Tier 3 - 4QU CoRE ¦ 1QU LoRE | Seismic - Red Flag Warning - Catastrophic Fires | 2045 | 0 | 26191.7278 | 544.1291 | 16654.7414 | 8992.8573 | 6201.7082 | 2.5728e-08 | 0 | 0.00015956 | 0.00015956 | 0 | 0.00098848 | 0.00098848 | 0 | 0.00098848
[53 empty] | 0.016667 | 0.013555 | 0 | 0.013555 | 0.0068907 | [5 empty] | 0.016667 | 0.013555 | 0 | 0.013555 | 0.0068907 | [11 empty] | WLDFR | HFTD - Distribution - Tier 3 - 4QU CoRE ¦ 1QU LoRE | Seismic - Red Flag Warning - Catastrophic Fires | 2046 | 0 | 26191.7278 | 544.1291 | 16654.7414 | 8992.8573 | 6201.7082 | 2.5728e-08 | 0 | 0.00015956 | 0.00015956 | 0 | 0.00098848 | 0.00098848 | 0 | 0.00098848
[53 empty] | 0.016667 | 0.013555 | 0 | 0.013555 | 0.0064399 | [5 empty] | 0.016667 | 0.013555 | 0 | 0.013555 | 0.0064399 | [11 empty] | WLDFR | HFTD - Distribution - Tier 3 - 4QU CoRE ¦ 1QU LoRE | Seismic - Red Flag Warning - Catastrophic Fires | 2047 | 0 | 26191.7278 | 544.1291 | 16654.7414 | 8992.8573 | 6201.7082 | 2.5728e-08 | 0 | 0.00015956 | 0.00015956 | 0 | 0.00098848 | 0.00098848 | 0 | 0.00098848
[53 empty] | 0.016667 | 0.014197 | 0 | 0.014197 | 0.0063037 | [5 empty] | 0.016667 | 0.014197 | 0 | 0.014197 | 0.0063037 | [11 empty] | WLDFR | HFTD - Distribution - Tier 3 - 4QU CoRE ¦ 1QU LoRE | Seismic - Red Flag Warning - Catastrophic Fires | 2048 | 0 | 27464.7227 | 578.8407 | 17445.538 | 9440.3441 | 6510.3067 | 2.5728e-08 | 0 | 0.0001675 | 0.0001675 | 0 | 0.00098848 | 0.00098848 | 0 | 0.00098848
[53 empty] | 0.016667 | 0.014197 | 0 | 0.014197 | 0.0058913 | [5 empty] | 0.016667 | 0.014197 | 0 | 0.014197 | 0.0058913 | [11 empty] | WLDFR | HFTD - Distribution - Tier 3 - 4QU CoRE ¦ 1QU LoRE | Seismic - Red Flag Warning - Catastrophic Fires | 2049 | 0 | 27464.7227 | 578.8407 | 17445.538 | 9440.3441 | 6510.3067 | 2.5728e-08 | 0 | 0.0001675 | 0.0001675 | 0 | 0.0010323 | 0.0010323 | 0 | 0.0010323
[53 empty] | 0.016667 | 0.014197 | 0 | 0.014197 | 0.0055059 | [5 empty] | 0.016667 | 0.014197 | 0 | 0.014197 | 0.0055059 | [11 empty] | WLDFR | HFTD - Distribution - Tier 3 - 4QU CoRE ¦ 1QU LoRE | Seismic - Red Flag Warning - Catastrophic Fires | 2050 | 0 | 27464.7227 | 578.8407 | 17445.538 | 9440.3441 | 6510.3067 | 2.5728e-08 | 0 | 0.0001675 | 0.0001675 | 0 | 0.0010323 | 0.0010323 | 0 | 0.0010323
[53 empty] | 0.016667 | 0.014197 | 0 | 0.014197 | 0.0051457 | [5 empty] | 0.016667 | 0.014197 | 0 | 0.014197 | 0.0051457 | [11 empty] | WLDFR | HFTD - Distribution - Tier 3 - 4QU CoRE ¦ 1QU LoRE | Seismic - Red Flag Warning - Catastrophic Fires | 2051 | 0 | 27464.7227 | 578.8407 | 17445.538 | 9440.3441 | 6510.3067 | 2.5728e-08 | 0 | 0.0001675 | 0.0001675 | 0 | 0.0010323 | 0.0010323 | 0 | 0.0010323
[53 empty] | 0.016667 | 0.014197 | 0 | 0.014197 | 0.0048091 | [5 empty] | 0.016667 | 0.014197 | 0 | 0.014197 | 0.0048091 | [11 empty] | WLDFR | HFTD - Distribution - Tier 3 - 4QU CoRE ¦ 1QU LoRE | Seismic - Red Flag Warning - Catastrophic Fires | 2052 | 0 | 27464.7227 | 578.8407 | 17445.538 | 9440.3441 | 6510.3067 | 2.5728e-08 | 0 | 0.0001675 | 0.0001675 | 0 | 0.0010323 | 0.0010323 | 0 | 0.0010323
[53 empty] | 0.016667 | 0.014896 | 0 | 0.014896 | 0.0047157 | [5 empty] | 0.016667 | 0.014896 | 0 | 0.014896 | 0.0047157 | [11 empty] | WLDFR | HFTD - Distribution - Tier 3 - 4QU CoRE ¦ 1QU LoRE | Seismic - Red Flag Warning - Catastrophic Fires | 2053 | 0 | 28779.6694 | 615.0952 | 18261.2327 | 9903.3415 | 6829.6018 | 2.5728e-08 | 0 | 0.00017571 | 0.00017571 | 0 | 0.0010323 | 0.0010323 | 0 | 0.0010323
[53 empty] | 0.016667 | 0.014896 | 0 | 0.014896 | 0.0044072 | [5 empty] | 0.016667 | 0.014896 | 0 | 0.014896 | 0.0044072 | [11 empty] | WLDFR | HFTD - Distribution - Tier 3 - 4QU CoRE ¦ 1QU LoRE | Seismic - Red Flag Warning - Catastrophic Fires | 2054 | 0 | 28779.6694 | 615.0952 | 18261.2327 | 9903.3415 | 6829.6018 | 2.5728e-08 | 0 | 0.00017571 | 0.00017571 | 0 | 0.0010811 | 0.0010811 | 0 | 0.0010811
[53 empty] | 0.016667 | 0.014896 | 0 | 0.014896 | 0.0041188 | [5 empty] | 0.016667 | 0.014896 | 0 | 0.014896 | 0.0041188 | [11 empty] | WLDFR | HFTD - Distribution - Tier 3 - 4QU CoRE ¦ 1QU LoRE | Seismic - Red Flag Warning - Catastrophic Fires | 2055 | 0 | 28779.6694 | 615.0952 | 18261.2327 | 9903.3415 | 6829.6018 | 2.5728e-08 | 0 | 0.00017571 | 0.00017571 | 0 | 0.0010811 | 0.0010811 | 0 | 0.0010811
[53 empty] | 0.016667 | 0.014896 | 0 | 0.014896 | 0.0038494 | [5 empty] | 0.016667 | 0.014896 | 0 | 0.014896 | 0.0038494 | [11 empty] | WLDFR | HFTD - Distribution - Tier 3 - 4QU CoRE ¦ 2QU LoRE | Non-Red Flag Warning - Catastrophic Fires | 2026 | 0 | 14664.6376 | 233.2301 | 8896.516 | 5534.8915 | 3817.0051 | 4.2208e-07 | 0 | 0.0016111 | 0.0016111 | 0 | 0.0010811 | 0.0010811 | 0 | 0.0010811
[53 empty] | 0.016667 | 0.014896 | 0 | 0.014896 | 0.0035976 | [5 empty] | 0.016667 | 0.014896 | 0 | 0.014896 | 0.0035976 | [11 empty] | WLDFR | HFTD - Distribution - Tier 3 - 4QU CoRE ¦ 2QU LoRE | Non-Red Flag Warning - Catastrophic Fires | 2027 | 0 | 14664.6376 | 233.2301 | 8896.516 | 5534.8915 | 3817.0051 | 4.2208e-07 | 0 | 0.0016111 | 0.0016111 | 0 | 0.0010811 | 0.0010811 | 0 | 0.0010811
[53 empty] | 0.016667 | 0.015642 | 0 | 0.015642 | 0.0035307 | [5 empty] | 0.016667 | 0.015642 | 0 | 0.015642 | 0.0035307 | [11 empty] | WLDFR | HFTD - Distribution - Tier 3 - 4QU CoRE ¦ 2QU LoRE | Non-Red Flag Warning - Catastrophic Fires | 2028 | 0 | 15317.9909 | 247.273 | 9287.6491 | 5783.0689 | 3988.1546 | 4.2208e-07 | 0 | 0.0016833 | 0.0016833 | 0 | 0.0010811 | 0.0010811 | 0 | 0.0010811
[53 empty] | 0.016667 | 0.015642 | 0 | 0.015642 | 0.0032997 | [5 empty] | 0.016667 | 0.015642 | 0 | 0.015642 | 0.0032997 | [11 empty] | WLDFR | HFTD - Distribution - Tier 3 - 4QU CoRE ¦ 2QU LoRE | Non-Red Flag Warning - Catastrophic Fires | 2029 | 0 | 15317.9909 | 247.273 | 9287.6491 | 5783.0689 | 3988.1546 | 4.2208e-07 | 0 | 0.0016833 | 0.0016833 | 0 | 0.0011339 | 0.0011339 | 0 | 0.0011339
[53 empty] | 0.016667 | 0.015642 | 0 | 0.015642 | 0.0030838 | [5 empty] | 0.016667 | 0.015642 | 0 | 0.015642 | 0.0030838 | [11 empty] | WLDFR | HFTD - Distribution - Tier 3 - 4QU CoRE ¦ 2QU LoRE | Non-Red Flag Warning - Catastrophic Fires | 2030 | 0 | 15317.9909 | 247.273 | 9287.6491 | 5783.0689 | 3988.1546 | 4.2208e-07 | 0 | 0.0016833 | 0.0016833 | 0 | 0.0011339 | 0.0011339 | 0 | 0.0011339
[53 empty] | 0.016667 | 0.015642 | 0 | 0.015642 | 0.0028821 | [5 empty] | 0.016667 | 0.015642 | 0 | 0.015642 | 0.0028821 | [11 empty] | WLDFR | HFTD - Distribution - Tier 3 - 4QU CoRE ¦ 2QU LoRE | Non-Red Flag Warning - Catastrophic Fires | 2031 | 0 | 15317.9909 | 247.273 | 9287.6491 | 5783.0689 | 3988.1546 | 4.2208e-07 | 0 | 0.0016833 | 0.0016833 | 0 | 0.0011339 | 0.0011339 | 0 | 0.0011339
[53 empty] | 0.016667 | 0.015642 | 0 | 0.015642 | 0.0026935 | [5 empty] | 0.016667 | 0.015642 | 0 | 0.015642 | 0.0026935 | [11 empty] | WLDFR | HFTD - Distribution - Tier 3 - 4QU CoRE ¦ 2QU LoRE | Non-Red Flag Warning - Catastrophic Fires | 2032 | 0 | 15317.9909 | 247.273 | 9287.6491 | 5783.0689 | 3988.1546 | 4.2208e-07 | 0 | 0.0016833 | 0.0016833 | 0 | 0.0011339 | 0.0011339 | 0 | 0.0011339
[53 empty] | 0.016667 | 0.016427 | 0 | 0.016427 | 0.0026436 | [5 empty] | 0.016667 | 0.016427 | 0 | 0.016427 | 0.0026436 | [11 empty] | WLDFR | HFTD - Distribution - Tier 3 - 4QU CoRE ¦ 2QU LoRE | Non-Red Flag Warning - Catastrophic Fires | 2033 | 0 | 16044.1264 | 263.1074 | 9721.74 | 6059.2791 | 4178.6364 | 4.2208e-07 | 0 | 0.0017637 | 0.0017637 | 0 | 0.0011339 | 0.0011339 | 0 | 0.0011339
[53 empty] | 0.016667 | 0.016427 | 0 | 0.016427 | 0.0024706 | [5 empty] | 0.016667 | 0.016427 | 0 | 0.016427 | 0.0024706 | [11 empty] | WLDFR | HFTD - Distribution - Tier 3 - 4QU CoRE ¦ 2QU LoRE | Non-Red Flag Warning - Catastrophic Fires | 2034 | 0 | 16044.1264 | 263.1074 | 9721.74 | 6059.2791 | 4178.6364 | 4.2208e-07 | 0 | 0.0017637 | 0.0017637 | 0 | 0.0011901 | 0.0011901 | 0 | 0.0011901
[53 empty] | 0.016667 | 0.016427 | 0 | 0.016427 | 0.002309 | [5 empty] | 0.016667 | 0.016427 | 0 | 0.016427 | 0.002309 | [11 empty] | WLDFR | HFTD - Distribution - Tier 3 - 4QU CoRE ¦ 2QU LoRE | Non-Red Flag Warning - Catastrophic Fires | 2035 | 0 | 16044.1264 | 263.1074 | 9721.74 | 6059.2791 | 4178.6364 | 4.2208e-07 | 0 | 0.0017637 | 0.0017637 | 0 | 0.0011901 | 0.0011901 | 0 | 0.0011901
[53 empty] | 0.016667 | 0.016427 | 0 | 0.016427 | 0.0021579 | [5 empty] | 0 | 0 | 0 | 0 | 0 | [11 empty] | WLDFR | HFTD - Distribution - Tier 3 - 4QU CoRE ¦ 2QU LoRE | Non-Red Flag Warning - Catastrophic Fires | 2036 | 0 | 16044.1264 | 263.1074 | 9721.74 | 6059.2791 | 4178.6364 | 4.2208e-07 | 0 | 0.0017637 | 0.0017637 | 0 | 0.0011901 | 0.0011901 | 0 | 0.0011901
[53 empty] | 0 | 0 | 0 | 0 | 0 | [5 empty] | 0 | 0 | 0 | 0 | 0 | [11 empty] | WLDFR | HFTD - Distribution - Tier 3 - 4QU CoRE ¦ 2QU LoRE | Non-Red Flag Warning - Catastrophic Fires | 2037 | 0 | 16044.1264 | 263.1074 | 9721.74 | 6059.2791 | 4178.6364 | 4.2208e-07 | 0 | 0.0017637 | 0.0017637 | 0 | 0.0011901 | 0.0011901 | 0 | 0.0011901
[53 empty] | 0 | 0 | 0 | 0 | 0 | [5 empty] | 0.066667 | 0.050088 | 0 | 0.050088 | 0.050088 | [11 empty] | WLDFR | HFTD - Distribution - Tier 3 - 4QU CoRE ¦ 2QU LoRE | Non-Red Flag Warning - Catastrophic Fires | 2038 | 0 | 16832.3912 | 280.5544 | 10192.2718 | 6359.5651 | 4385.7214 | 4.2208e-07 | 0 | 0.0018511 | 0.0018511 | 0 | 0.0011901 | 0.0011901 | 0 | 0.0011901
[53 empty] | 0.066667 | 0.050088 | 0 | 0.050088 | 0.046811 | [5 empty] | 0.066667 | 0.050088 | 0 | 0.050088 | 0.046811 | [11 empty] | WLDFR | HFTD - Distribution - Tier 3 - 4QU CoRE ¦ 2QU LoRE | Non-Red Flag Warning - Catastrophic Fires | 2039 | 0 | 16832.3912 | 280.5544 | 10192.2718 | 6359.5651 | 4385.7214 | 4.2208e-07 | 0 | 0.0018511 | 0.0018511 | 0 | 0.001249 | 0.001249 | 0 | 0.001249
[53 empty] | 0.066667 | 0.051914 | 0 | 0.051914 | 0.045344 | [5 empty] | 0.066667 | 0.051914 | 0 | 0.051914 | 0.045344 | [11 empty] | WLDFR | HFTD - Distribution - Tier 3 - 4QU CoRE ¦ 2QU LoRE | Non-Red Flag Warning - Catastrophic Fires | 2040 | 0 | 16832.3912 | 280.5544 | 10192.2718 | 6359.5651 | 4385.7214 | 4.2208e-07 | 0 | 0.0018511 | 0.0018511 | 0 | 0.001249 | 0.001249 | 0 | 0.001249
[53 empty] | 0.066667 | 0.051914 | 0 | 0.051914 | 0.042378 | [5 empty] | 0.066667 | 0.051914 | 0 | 0.051914 | 0.042378 | [11 empty] | WLDFR | HFTD - Distribution - Tier 3 - 4QU CoRE ¦ 2QU LoRE | Non-Red Flag Warning - Catastrophic Fires | 2041 | 0 | 16832.3912 | 280.5544 | 10192.2718 | 6359.5651 | 4385.7214 | 4.2208e-07 | 0 | 0.0018511 | 0.0018511 | 0 | 0.001249 | 0.001249 | 0 | 0.001249
[53 empty] | 0.066667 | 0.051914 | 0 | 0.051914 | 0.039605 | [5 empty] | 0.066667 | 0.051914 | 0 | 0.051914 | 0.039605 | [11 empty] | WLDFR | HFTD - Distribution - Tier 3 - 4QU CoRE ¦ 2QU LoRE | Non-Red Flag Warning - Catastrophic Fires | 2042 | 0 | 16832.3912 | 280.5544 | 10192.2718 | 6359.5651 | 4385.7214 | 4.2208e-07 | 0 | 0.0018511 | 0.0018511 | 0 | 0.001249 | 0.001249 | 0 | 0.001249
[53 empty] | 0.066667 | 0.051914 | 0 | 0.051914 | 0.037014 | [5 empty] | 0.066667 | 0.051914 | 0 | 0.051914 | 0.037014 | [11 empty] | WLDFR | HFTD - Distribution - Tier 3 - 4QU CoRE ¦ 2QU LoRE | Non-Red Flag Warning - Catastrophic Fires | 2043 | 0 | 17672.0852 | 299.42 | 10692.7362 | 6679.929 | 4606.6527 | 4.2208e-07 | 0 | 0.0019444 | 0.0019444 | 0 | 0 | 0.001249 | 0 | 0.001249
[53 empty] | 0.066667 | 0.051914 | 0 | 0.051914 | 0.034593 | [5 empty] | 0.066667 | 0.051914 | 0 | 0.051914 | 0.034593 | [11 empty] | WLDFR | HFTD - Distribution - Tier 3 - 4QU CoRE ¦ 2QU LoRE | Non-Red Flag Warning - Catastrophic Fires | 2044 | 0 | 17672.0852 | 299.42 | 10692.7362 | 6679.929 | 4606.6527 | 4.2208e-07 | 0 | 0.0019444 | 0.0019444 | 0 | 5.1097e-06 | 0 | 0 | 0
[53 empty] | 0.066667 | 0.05422 | 0 | 0.05422 | 0.033766 | [5 empty] | 0.066667 | 0.05422 | 0 | 0.05422 | 0.033766 | [11 empty] | WLDFR | HFTD - Distribution - Tier 3 - 4QU CoRE ¦ 2QU LoRE | Non-Red Flag Warning - Catastrophic Fires | 2045 | 0 | 17672.0852 | 299.42 | 10692.7362 | 6679.929 | 4606.6527 | 4.2208e-07 | 0 | 0.0019444 | 0.0019444 | 0 | 5.3383e-06 | 5.3383e-06 | 0 | 5.3383e-06
[53 empty] | 0.066667 | 0.05422 | 0 | 0.05422 | 0.031557 | [5 empty] | 0.066667 | 0.05422 | 0 | 0.05422 | 0.031557 | [11 empty] | WLDFR | HFTD - Distribution - Tier 3 - 4QU CoRE ¦ 2QU LoRE | Non-Red Flag Warning - Catastrophic Fires | 2046 | 0 | 17672.0852 | 299.42 | 10692.7362 | 6679.929 | 4606.6527 | 4.2208e-07 | 0 | 0.0019444 | 0.0019444 | 0 | 5.3383e-06 | 5.3383e-06 | 0 | 5.3383e-06
[53 empty] | 0.066667 | 0.05422 | 0 | 0.05422 | 0.029492 | [5 empty] | 0.066667 | 0.05422 | 0 | 0.05422 | 0.029492 | [11 empty] | WLDFR | HFTD - Distribution - Tier 3 - 4QU CoRE ¦ 2QU LoRE | Non-Red Flag Warning - Catastrophic Fires | 2047 | 0 | 17672.0852 | 299.42 | 10692.7362 | 6679.929 | 4606.6527 | 4.2208e-07 | 0 | 0.0019444 | 0.0019444 | 0 | 5.3383e-06 | 5.3383e-06 | 0 | 5.3383e-06
[53 empty] | 0.066667 | 0.05422 | 0 | 0.05422 | 0.027563 | [5 empty] | 0.066667 | 0.05422 | 0 | 0.05422 | 0.027563 | [11 empty] | WLDFR | HFTD - Distribution - Tier 3 - 4QU CoRE ¦ 2QU LoRE | Non-Red Flag Warning - Catastrophic Fires | 2048 | 0 | 18552.3348 | 319.4911 | 11216.5626 | 7016.281 | 4838.6098 | 4.2208e-07 | 0 | 0.0020423 | 0.0020423 | 0 | 5.3383e-06 | 5.3383e-06 | 0 | 5.3383e-06
[53 empty] | 0.066667 | 0.05422 | 0 | 0.05422 | 0.02576 | [5 empty] | 0.066667 | 0.05422 | 0 | 0.05422 | 0.02576 | [11 empty] | WLDFR | HFTD - Distribution - Tier 3 - 4QU CoRE ¦ 2QU LoRE | Non-Red Flag Warning - Catastrophic Fires | 2049 | 0 | 18552.3348 | 319.4911 | 11216.5626 | 7016.281 | 4838.6098 | 4.2208e-07 | 0 | 0.0020423 | 0.0020423 | 0 | 5.3383e-06 | 5.3383e-06 | 0 | 5.3383e-06
[53 empty] | 0.066667 | 0.056789 | 0 | 0.056789 | 0.025215 | [5 empty] | 0.066667 | 0.056789 | 0 | 0.056789 | 0.025215 | [11 empty] | WLDFR | HFTD - Distribution - Tier 3 - 4QU CoRE ¦ 2QU LoRE | Non-Red Flag Warning - Catastrophic Fires | 2050 | 0 | 18552.3348 | 319.4911 | 11216.5626 | 7016.281 | 4838.6098 | 4.2208e-07 | 0 | 0.0020423 | 0.0020423 | 0 | 5.6328e-06 | 5.6328e-06 | 0 | 5.6328e-06
[53 empty] | 0.066667 | 0.056789 | 0 | 0.056789 | 0.023565 | [5 empty] | 0.066667 | 0.056789 | 0 | 0.056789 | 0.023565 | [11 empty] | WLDFR | HFTD - Distribution - Tier 3 - 4QU CoRE ¦ 2QU LoRE | Non-Red Flag Warning - Catastrophic Fires | 2051 | 0 | 18552.3348 | 319.4911 | 11216.5626 | 7016.281 | 4838.6098 | 4.2208e-07 | 0 | 0.0020423 | 0.0020423 | 0 | 5.6328e-06 | 5.6328e-06 | 0 | 5.6328e-06
[53 empty] | 0.066667 | 0.056789 | 0 | 0.056789 | 0.022024 | [5 empty] | 0.066667 | 0.056789 | 0 | 0.056789 | 0.022024 | [11 empty] | WLDFR | HFTD - Distribution - Tier 3 - 4QU CoRE ¦ 2QU LoRE | Non-Red Flag Warning - Catastrophic Fires | 2052 | 0 | 18552.3348 | 319.4911 | 11216.5626 | 7016.281 | 4838.6098 | 4.2208e-07 | 0 | 0.0020423 | 0.0020423 | 0 | 5.6328e-06 | 5.6328e-06 | 0 | 5.6328e-06
[53 empty] | 0.066667 | 0.056789 | 0 | 0.056789 | 0.020583 | [5 empty] | 0.066667 | 0.056789 | 0 | 0.056789 | 0.020583 | [11 empty] | WLDFR | HFTD - Distribution - Tier 3 - 4QU CoRE ¦ 2QU LoRE | Non-Red Flag Warning - Catastrophic Fires | 2053 | 0 | 19462.1283 | 340.5356 | 11757.1413 | 7364.4514 | 5078.7171 | 4.2208e-07 | 0 | 0.0021436 | 0.0021436 | 0 | 5.6328e-06 | 5.6328e-06 | 0 | 5.6328e-06
[53 empty] | 0.066667 | 0.056789 | 0 | 0.056789 | 0.019236 | [5 empty] | 0.066667 | 0.056789 | 0 | 0.056789 | 0.019236 | [11 empty] | WLDFR | HFTD - Distribution - Tier 3 - 4QU CoRE ¦ 2QU LoRE | Non-Red Flag Warning - Catastrophic Fires | 2054 | 0 | 19462.1283 | 340.5356 | 11757.1413 | 7364.4514 | 5078.7171 | 4.2208e-07 | 0 | 0.0021436 | 0.0021436 | 0 | 5.6328e-06 | 5.6328e-06 | 0 | 5.6328e-06
[53 empty] | 0.066667 | 0.059584 | 0 | 0.059584 | 0.018863 | [5 empty] | 0.066667 | 0.059584 | 0 | 0.059584 | 0.018863 | [11 empty] | WLDFR | HFTD - Distribution - Tier 3 - 4QU CoRE ¦ 2QU LoRE | Non-Red Flag Warning - Catastrophic Fires | 2055 | 0 | 19462.1283 | 340.5356 | 11757.1413 | 7364.4514 | 5078.7171 | 4.2208e-07 | 0 | 0.0021436 | 0.0021436 | 0 | 5.9677e-06 | 5.9677e-06 | 0 | 5.9677e-06
[53 empty] | 0.066667 | 0.059584 | 0 | 0.059584 | 0.017629 | [5 empty] | 0.066667 | 0.059584 | 0 | 0.059584 | 0.017629 | [11 empty] | WLDFR | HFTD - Distribution - Tier 3 - 4QU CoRE ¦ 2QU LoRE | Non-Red Flag Warning - Large Fires | 2026 | 0 | 5.475 | 0.71896 | 3.0715 | 1.6846 | 1.1617 | 1.288e-05 | 0 | 1.4963e-05 | 1.4963e-05 | 0 | 5.9677e-06 | 5.9677e-06 | 0 | 5.9677e-06
[53 empty] | 0.066667 | 0.059584 | 0 | 0.059584 | 0.016475 | [5 empty] | 0.066667 | 0.059584 | 0 | 0.059584 | 0.016475 | [11 empty] | WLDFR | HFTD - Distribution - Tier 3 - 4QU CoRE ¦ 2QU LoRE | Non-Red Flag Warning - Large Fires | 2027 | 0 | 5.475 | 0.71896 | 3.0715 | 1.6846 | 1.1617 | 1.288e-05 | 0 | 1.4963e-05 | 1.4963e-05 | 0 | 5.9677e-06 | 5.9677e-06 | 0 | 5.9677e-06
[53 empty] | 0.066667 | 0.059584 | 0 | 0.059584 | 0.015398 | [5 empty] | 0.066667 | 0.059584 | 0 | 0.059584 | 0.015398 | [11 empty] | WLDFR | HFTD - Distribution - Tier 3 - 4QU CoRE ¦ 2QU LoRE | Non-Red Flag Warning - Large Fires | 2028 | 0 | 5.777 | 0.74734 | 3.238 | 1.7917 | 1.2356 | 1.288e-05 | 0 | 1.5915e-05 | 1.5915e-05 | 0 | 5.9677e-06 | 5.9677e-06 | 0 | 5.9677e-06
[53 empty] | 0.066667 | 0.059584 | 0 | 0.059584 | 0.01439 | [5 empty] | 0.066667 | 0.059584 | 0 | 0.059584 | 0.01439 | [11 empty] | WLDFR | HFTD - Distribution - Tier 3 - 4QU CoRE ¦ 2QU LoRE | Non-Red Flag Warning - Large Fires | 2029 | 0 | 5.777 | 0.74734 | 3.238 | 1.7917 | 1.2356 | 1.288e-05 | 0 | 1.5915e-05 | 1.5915e-05 | 0 | 5.9677e-06 | 5.9677e-06 | 0 | 5.9677e-06
[53 empty] | 0.066667 | 0.062569 | 0 | 0.062569 | 0.014123 | [5 empty] | 0.066667 | 0.062569 | 0 | 0.062569 | 0.014123 | [11 empty] | WLDFR | HFTD - Distribution - Tier 3 - 4QU CoRE ¦ 2QU LoRE | Non-Red Flag Warning - Large Fires | 2030 | 0 | 5.777 | 0.74734 | 3.238 | 1.7917 | 1.2356 | 1.288e-05 | 0 | 1.5915e-05 | 1.5915e-05 | 0 | 6.3404e-06 | 6.3404e-06 | 0 | 6.3404e-06
[53 empty] | 0.066667 | 0.062569 | 0 | 0.062569 | 0.013199 | [5 empty] | 0.066667 | 0.062569 | 0 | 0.062569 | 0.013199 | [11 empty] | WLDFR | HFTD - Distribution - Tier 3 - 4QU CoRE ¦ 2QU LoRE | Non-Red Flag Warning - Large Fires | 2031 | 0 | 5.777 | 0.74734 | 3.238 | 1.7917 | 1.2356 | 1.288e-05 | 0 | 1.5915e-05 | 1.5915e-05 | 0 | 6.3404e-06 | 6.3404e-06 | 0 | 6.3404e-06
[53 empty] | 0.066667 | 0.062569 | 0 | 0.062569 | 0.012335 | [5 empty] | 0.066667 | 0.062569 | 0 | 0.062569 | 0.012335 | [11 empty] | WLDFR | HFTD - Distribution - Tier 3 - 4QU CoRE ¦ 2QU LoRE | Non-Red Flag Warning - Large Fires | 2032 | 0 | 5.777 | 0.74734 | 3.238 | 1.7917 | 1.2356 | 1.288e-05 | 0 | 1.5915e-05 | 1.5915e-05 | 0 | 6.3404e-06 | 6.3404e-06 | 0 | 6.3404e-06
[53 empty] | 0.066667 | 0.062569 | 0 | 0.062569 | 0.011528 | [5 empty] | 0.066667 | 0.062569 | 0 | 0.062569 | 0.011528 | [11 empty] | WLDFR | HFTD - Distribution - Tier 3 - 4QU CoRE ¦ 2QU LoRE | Non-Red Flag Warning - Large Fires | 2033 | 0 | 6.1205 | 0.77885 | 3.4265 | 1.9151 | 1.3207 | 1.288e-05 | 0 | 1.7011e-05 | 1.7011e-05 | 0 | 6.3404e-06 | 6.3404e-06 | 0 | 6.3404e-06
[53 empty] | 0.066667 | 0.062569 | 0 | 0.062569 | 0.010774 | [5 empty] | 0.066667 | 0.062569 | 0 | 0.062569 | 0.010774 | [11 empty] | WLDFR | HFTD - Distribution - Tier 3 - 4QU CoRE ¦ 2QU LoRE | Non-Red Flag Warning - Large Fires | 2034 | 0 | 6.1205 | 0.77885 | 3.4265 | 1.9151 | 1.3207 | 1.288e-05 | 0 | 1.7011e-05 | 1.7011e-05 | 0 | 6.3404e-06 | 6.3404e-06 | 0 | 6.3404e-06
[53 empty] | 0.066667 | 0.065707 | 0 | 0.065707 | 0.010574 | [5 empty] | 0.066667 | 0.065707 | 0 | 0.065707 | 0.010574 | [11 empty] | WLDFR | HFTD - Distribution - Tier 3 - 4QU CoRE ¦ 2QU LoRE | Non-Red Flag Warning - Large Fires | 2035 | 0 | 6.1205 | 0.77885 | 3.4265 | 1.9151 | 1.3207 | 1.288e-05 | 0 | 1.7011e-05 | 1.7011e-05 | 0 | 6.7481e-06 | 6.7481e-06 | 0 | 6.7481e-06
[53 empty] | 0.066667 | 0.065707 | 0 | 0.065707 | 0.0098825 | [5 empty] | 0.066667 | 0.065707 | 0 | 0.065707 | 0.0098825 | [11 empty] | WLDFR | HFTD - Distribution - Tier 3 - 4QU CoRE ¦ 2QU LoRE | Non-Red Flag Warning - Large Fires | 2036 | 0 | 6.1205 | 0.77885 | 3.4265 | 1.9151 | 1.3207 | 1.288e-05 | 0 | 1.7011e-05 | 1.7011e-05 | 0 | 6.7481e-06 | 6.7481e-06 | 0 | 6.7481e-06
[53 empty] | 0.066667 | 0.065707 | 0 | 0.065707 | 0.009236 | [5 empty] | 0.066667 | 0.065707 | 0 | 0.065707 | 0.009236 | [11 empty] | WLDFR | HFTD - Distribution - Tier 3 - 4QU CoRE ¦ 2QU LoRE | Non-Red Flag Warning - Large Fires | 2037 | 0 | 6.1205 | 0.77885 | 3.4265 | 1.9151 | 1.3207 | 1.288e-05 | 0 | 1.7011e-05 | 1.7011e-05 | 0 | 6.7481e-06 | 6.7481e-06 | 0 | 6.7481e-06
[53 empty] | 0.066667 | 0.065707 | 0 | 0.065707 | 0.0086317 | [5 empty] | 0 | 0 | 0 | 0 | 0 | [11 empty] | WLDFR | HFTD - Distribution - Tier 3 - 4QU CoRE ¦ 2QU LoRE | Non-Red Flag Warning - Large Fires | 2038 | 0 | 6.5028 | 0.81304 | 3.6355 | 2.0543 | 1.4167 | 1.288e-05 | 0 | 1.8246e-05 | 1.8246e-05 | 0 | 6.7481e-06 | 6.7481e-06 | 0 | 6.7481e-06
[53 empty] | 0 | 0 | 0 | 0 | 0 | [5 empty] | 0 | 0 | 0 | 0 | 0 | [11 empty] | WLDFR | HFTD - Distribution - Tier 3 - 4QU CoRE ¦ 2QU LoRE | Non-Red Flag Warning - Large Fires | 2039 | 0 | 6.5028 | 0.81304 | 3.6355 | 2.0543 | 1.4167 | 1.288e-05 | 0 | 1.8246e-05 | 1.8246e-05 | 0 | 6.7481e-06 | 6.7481e-06 | 0 | 6.7481e-06
[53 empty] | 0 | 0 | 0 | 0 | 0 | [5 empty] | 0.37176 | 43.2594 | 0 | 43.2594 | 43.2594 | [11 empty] | WLDFR | HFTD - Distribution - Tier 3 - 4QU CoRE ¦ 2QU LoRE | Non-Red Flag Warning - Large Fires | 2040 | 0 | 6.5028 | 0.81304 | 3.6355 | 2.0543 | 1.4167 | 1.288e-05 | 0 | 1.8246e-05 | 1.8246e-05 | 0 | 7.1873e-06 | 7.1873e-06 | 0 | 7.1873e-06
[53 empty] | 0.37176 | 43.2594 | 0 | 43.2594 | 40.4294 | [5 empty] | 0 | 0 | 0 | 0 | 0 | [11 empty] | WLDFR | HFTD - Distribution - Tier 3 - 4QU CoRE ¦ 2QU LoRE | Non-Red Flag Warning - Large Fires | 2041 | 0 | 6.5028 | 0.81304 | 3.6355 | 2.0543 | 1.4167 | 1.288e-05 | 0 | 1.8246e-05 | 1.8246e-05 | 0 | 7.1873e-06 | 7.1873e-06 | 0 | 7.1873e-06
[53 empty] | 0 | 0 | 0 | 0 | 0 | [5 empty] | 0 | 0 | 0 | 0 | 0 | [11 empty] | WLDFR | HFTD - Distribution - Tier 3 - 4QU CoRE ¦ 2QU LoRE | Non-Red Flag Warning - Large Fires | 2042 | 0 | 6.5028 | 0.81304 | 3.6355 | 2.0543 | 1.4167 | 1.288e-05 | 0 | 1.8246e-05 | 1.8246e-05 | 0 | 7.1873e-06 | 7.1873e-06 | 0 | 7.1873e-06
[53 empty] | 0 | 0 | 0 | 0 | 0 | [5 empty] | 0.25278 | 29.4149 | 0 | 29.4149 | 29.4149 | [11 empty] | WLDFR | HFTD - Distribution - Tier 3 - 4QU CoRE ¦ 2QU LoRE | Non-Red Flag Warning - Large Fires | 2043 | 0 | 6.9209 | 0.84944 | 3.8632 | 2.2083 | 1.5229 | 1.288e-05 | 0 | 1.9615e-05 | 1.9615e-05 | 0 | 7.1873e-06 | 7.1873e-06 | 0 | 7.1873e-06
[53 empty] | 0.25278 | 29.4149 | 0 | 29.4149 | 27.4906 | [5 empty] | 0 | 0 | 0 | 0 | 0 | [11 empty] | WLDFR | HFTD - Distribution - Tier 3 - 4QU CoRE ¦ 2QU LoRE | Non-Red Flag Warning - Large Fires | 2044 | 0 | 6.9209 | 0.84944 | 3.8632 | 2.2083 | 1.5229 | 1.288e-05 | 0 | 1.9615e-05 | 1.9615e-05 | 0 | 0 | 7.1873e-06 | 0 | 7.1873e-06
[53 empty] | 0 | 0 | 0 | 0 | 0 | [5 empty] | 0 | 0 | 0 | 0 | 0 | [11 empty] | WLDFR | HFTD - Distribution - Tier 3 - 4QU CoRE ¦ 2QU LoRE | Non-Red Flag Warning - Large Fires | 2045 | 0 | 6.9209 | 0.84944 | 3.8632 | 2.2083 | 1.5229 | 1.288e-05 | 0 | 1.9615e-05 | 1.9615e-05 | 0 | 1.256e-06 | 0 | 0 | 0
[53 empty] | 0 | 0 | 0 | 0 | 0 | [5 empty] | 0.2632 | 30.6276 | 0 | 30.6276 | 30.6276 | [11 empty] | WLDFR | HFTD - Distribution - Tier 3 - 4QU CoRE ¦ 2QU LoRE | Non-Red Flag Warning - Large Fires | 2046 | 0 | 6.9209 | 0.84944 | 3.8632 | 2.2083 | 1.5229 | 1.288e-05 | 0 | 1.9615e-05 | 1.9615e-05 | 0 | 1.2964e-06 | 1.2964e-06 | 0 | 1.2964e-06
[53 empty] | 0.2632 | 30.6276 | 0 | 30.6276 | 28.624 | [5 empty] | 0 | 0 | 0 | 0 | 0 | [11 empty] | WLDFR | HFTD - Distribution - Tier 3 - 4QU CoRE ¦ 2QU LoRE | Non-Red Flag Warning - Large Fires | 2047 | 0 | 6.9209 | 0.84944 | 3.8632 | 2.2083 | 1.5229 | 1.288e-05 | 0 | 1.9615e-05 | 1.9615e-05 | 0 | 1.2964e-06 | 1.2964e-06 | 0 | 1.2964e-06
[53 empty] | 0 | 0 | 0 | 0 | 0 | [5 empty] | 0 | 0 | 0 | 0 | 0 | [11 empty] | WLDFR | HFTD - Distribution - Tier 3 - 4QU CoRE ¦ 2QU LoRE | Non-Red Flag Warning - Large Fires | 2048 | 0 | 7.3713 | 0.88759 | 4.1075 | 2.3763 | 1.6388 | 1.288e-05 | 0 | 2.1107e-05 | 2.1107e-05 | 0 | 1.2964e-06 | 1.2964e-06 | 0 | 1.2964e-06
[53 empty] | 0 | 0 | 0 | 0 | 0 | [5 empty] | 0.13356 | 21.2354 | 0 | 21.2354 | 21.2354 | [11 empty] | WLDFR | HFTD - Distribution - Tier 3 - 4QU CoRE ¦ 2QU LoRE | Non-Red Flag Warning - Large Fires | 2049 | 0 | 7.3713 | 0.88759 | 4.1075 | 2.3763 | 1.6388 | 1.288e-05 | 0 | 2.1107e-05 | 2.1107e-05 | 0 | 1.2964e-06 | 1.2964e-06 | 0 | 1.2964e-06
[53 empty] | 0.13356 | 21.2354 | 0 | 21.2354 | 19.8462 | [5 empty] | 0 | 0 | 0 | 0 | 0 | [11 empty] | WLDFR | HFTD - Distribution - Tier 3 - 4QU CoRE ¦ 2QU LoRE | Non-Red Flag Warning - Large Fires | 2050 | 0 | 7.3713 | 0.88759 | 4.1075 | 2.3763 | 1.6388 | 1.288e-05 | 0 | 2.1107e-05 | 2.1107e-05 | 0 | 1.2964e-06 | 1.2964e-06 | 0 | 1.2964e-06
[53 empty] | 0 | 0 | 0 | 0 | 0 | [5 empty] | 0 | 0 | 0 | 0 | 0 | [11 empty] | WLDFR | HFTD - Distribution - Tier 3 - 4QU CoRE ¦ 2QU LoRE | Non-Red Flag Warning - Large Fires | 2051 | 0 | 7.3713 | 0.88759 | 4.1075 | 2.3763 | 1.6388 | 1.288e-05 | 0 | 2.1107e-05 | 2.1107e-05 | 0 | 1.348e-06 | 1.348e-06 | 0 | 1.348e-06
[53 empty] | 0 | 0 | 0 | 0 | 0 | [5 empty] | 0.081602 | 10.9935 | 0 | 10.9935 | 10.9935 | [11 empty] | WLDFR | HFTD - Distribution - Tier 3 - 4QU CoRE ¦ 2QU LoRE | Non-Red Flag Warning - Large Fires | 2052 | 0 | 7.3713 | 0.88759 | 4.1075 | 2.3763 | 1.6388 | 1.288e-05 | 0 | 2.1107e-05 | 2.1107e-05 | 0 | 1.348e-06 | 1.348e-06 | 0 | 1.348e-06
[53 empty] | 0.081602 | 10.9935 | 0 | 10.9935 | 10.2743 | [5 empty] | 0 | 0 | 0 | 0 | 0 | [11 empty] | WLDFR | HFTD - Distribution - Tier 3 - 4QU CoRE ¦ 2QU LoRE | Non-Red Flag Warning - Large Fires | 2053 | 0 | 7.8503 | 0.92702 | 4.3664 | 2.5569 | 1.7633 | 1.288e-05 | 0 | 2.2711e-05 | 2.2711e-05 | 0 | 1.348e-06 | 1.348e-06 | 0 | 1.348e-06
[53 empty] | 0 | 0 | 0 | 0 | 0 | [5 empty] | 0 | 0 | 0 | 0 | 0 | [11 empty] | WLDFR | HFTD - Distribution - Tier 3 - 4QU CoRE ¦ 2QU LoRE | Non-Red Flag Warning - Large Fires | 2054 | 0 | 7.8503 | 0.92702 | 4.3664 | 2.5569 | 1.7633 | 1.288e-05 | 0 | 2.2711e-05 | 2.2711e-05 | 0 | 1.348e-06 | 1.348e-06 | 0 | 1.348e-06
[53 empty] | 0 | 0 | 0 | 0 | 0 | [5 empty] | 0.075379 | 14.3647 | 0 | 14.3647 | 14.3647 | [11 empty] | WLDFR | HFTD - Distribution - Tier 3 - 4QU CoRE ¦ 2QU LoRE | Non-Red Flag Warning - Large Fires | 2055 | 0 | 7.8503 | 0.92702 | 4.3664 | 2.5569 | 1.7633 | 1.288e-05 | 0 | 2.2711e-05 | 2.2711e-05 | 0 | 1.348e-06 | 1.348e-06 | 0 | 1.348e-06
[53 empty] | 0.075379 | 14.3647 | 0 | 14.3647 | 13.425 | [5 empty] | 0 | 0 | 0 | 0 | 0 | [11 empty] | WLDFR | HFTD - Distribution - Tier 3 - 4QU CoRE ¦ 2QU LoRE | Non-Red Flag Warning - Small Fires | 2026 | 0 | 0.080408 | 0.03759 | 0.0016314 | 0.041187 | 0.028403 | 0.0053131 | 0 | 0.00015091 | 0.00015091 | 0 | 1.4061e-06 | 1.4061e-06 | 0 | 1.4061e-06
[53 empty] | 0 | 0 | 0 | 0 | 0 | [5 empty] | 0 | 0 | 0 | 0 | 0 | [11 empty] | WLDFR | HFTD - Distribution - Tier 3 - 4QU CoRE ¦ 2QU LoRE | Non-Red Flag Warning - Small Fires | 2027 | 0 | 0.080408 | 0.03759 | 0.0016314 | 0.041187 | 0.028403 | 0.0053131 | 0 | 0.00015091 | 0.00015091 | 0 | 1.4061e-06 | 1.4061e-06 | 0 | 1.4061e-06
[53 empty] | 0 | 0 | 0 | 0 | 0 | [5 empty] | 0.00036337 | 0.042284 | 0 | 0.042284 | 0.042284 | [11 empty] | WLDFR | HFTD - Distribution - Tier 3 - 4QU CoRE ¦ 2QU LoRE | Non-Red Flag Warning - Small Fires | 2028 | 0 | 0.083606 | 0.039055 | 0.001695 | 0.042856 | 0.029555 | 0.0053131 | 0 | 0.00015703 | 0.00015703 | 0 | 1.4061e-06 | 1.4061e-06 | 0 | 1.4061e-06
[53 empty] | 0.00036337 | 0.042284 | 0 | 0.042284 | 0.039518 | [5 empty] | 0 | 0 | 0 | 0 | 0 | [11 empty] | WLDFR | HFTD - Distribution - Tier 3 - 4QU CoRE ¦ 2QU LoRE | Non-Red Flag Warning - Small Fires | 2029 | 0 | 0.083606 | 0.039055 | 0.001695 | 0.042856 | 0.029555 | 0.0053131 | 0 | 0.00015703 | 0.00015703 | 0 | 1.4061e-06 | 1.4061e-06 | 0 | 1.4061e-06
[53 empty] | 0 | 0 | 0 | 0 | 0 | [5 empty] | 0 | 0 | 0 | 0 | 0 | [11 empty] | WLDFR | HFTD - Distribution - Tier 3 - 4QU CoRE ¦ 2QU LoRE | Non-Red Flag Warning - Small Fires | 2030 | 0 | 0.083606 | 0.039055 | 0.001695 | 0.042856 | 0.029555 | 0.0053131 | 0 | 0.00015703 | 0.00015703 | 0 | 1.4061e-06 | 1.4061e-06 | 0 | 1.4061e-06
[53 empty] | 0 | 0 | 0 | 0 | 0 | [5 empty] | 0.00044536 | 0.051824 | 0 | 0.051824 | 0.051824 | [11 empty] | WLDFR | HFTD - Distribution - Tier 3 - 4QU CoRE ¦ 2QU LoRE | Non-Red Flag Warning - Small Fires | 2031 | 0 | 0.083606 | 0.039055 | 0.001695 | 0.042856 | 0.029555 | 0.0053131 | 0 | 0.00015703 | 0.00015703 | 0 | 1.4702e-06 | 1.4702e-06 | 0 | 1.4702e-06
[53 empty] | 0.00044536 | 0.051824 | 0 | 0.051824 | 0.048434 | [5 empty] | 0 | 0 | 0 | 0 | 0 | [11 empty] | WLDFR | HFTD - Distribution - Tier 3 - 4QU CoRE ¦ 2QU LoRE | Non-Red Flag Warning - Small Fires | 2032 | 0 | 0.083606 | 0.039055 | 0.001695 | 0.042856 | 0.029555 | 0.0053131 | 0 | 0.00015703 | 0.00015703 | 0 | 1.4702e-06 | 1.4702e-06 | 0 | 1.4702e-06
[53 empty] | 0 | 0 | 0 | 0 | 0 | [5 empty] | 0 | 0 | 0 | 0 | 0 | [11 empty] | WLDFR | HFTD - Distribution - Tier 3 - 4QU CoRE ¦ 2QU LoRE | Non-Red Flag Warning - Small Fires | 2033 | 0 | 0.087211 | 0.040679 | 0.0017655 | 0.044766 | 0.030872 | 0.0053131 | 0 | 0.00016403 | 0.00016403 | 0 | 1.4702e-06 | 1.4702e-06 | 0 | 1.4702e-06
[53 empty] | 0 | 0 | 0 | 0 | 0 | [5 empty] | 0.00033375 | 0.038837 | 0 | 0.038837 | 0.038837 | [11 empty] | WLDFR | HFTD - Distribution - Tier 3 - 4QU CoRE ¦ 2QU LoRE | Non-Red Flag Warning - Small Fires | 2034 | 0 | 0.087211 | 0.040679 | 0.0017655 | 0.044766 | 0.030872 | 0.0053131 | 0 | 0.00016403 | 0.00016403 | 0 | 1.4702e-06 | 1.4702e-06 | 0 | 1.4702e-06
[53 empty] | 0.00033375 | 0.038837 | 0 | 0.038837 | 0.036296 | [5 empty] | 0 | 0 | 0 | 0 | 0 | [11 empty] | WLDFR | HFTD - Distribution - Tier 3 - 4QU CoRE ¦ 2QU LoRE | Non-Red Flag Warning - Small Fires | 2035 | 0 | 0.087211 | 0.040679 | 0.0017655 | 0.044766 | 0.030872 | 0.0053131 | 0 | 0.00016403 | 0.00016403 | 0 | 1.4702e-06 | 1.4702e-06 | 0 | 1.4702e-06
[53 empty] | 0 | 0 | 0 | 0 | 0 | [5 empty] | 0 | 0 | 0 | 0 | 0 | [11 empty] | WLDFR | HFTD - Distribution - Tier 3 - 4QU CoRE ¦ 2QU LoRE | Non-Red Flag Warning - Small Fires | 2036 | 0 | 0.087211 | 0.040679 | 0.0017655 | 0.044766 | 0.030872 | 0.0053131 | 0 | 0.00016403 | 0.00016403 | 0 | 1.5395e-06 | 1.5395e-06 | 0 | 1.5395e-06
[53 empty] | 0.00055619 | 0.49166 | 0 | 0.49166 | 0.4595 | [21 empty] | WLDFR | HFTD - Distribution - Tier 3 - 4QU CoRE ¦ 2QU LoRE | Non-Red Flag Warning - Small Fires | 2037 | 0 | 0.087211 | 0.040679 | 0.0017655 | 0.044766 | 0.030872 | 0.0053131 | 0 | 0.00016403 | 0.00016403 | 0 | 1.5395e-06 | 1.5395e-06 | 0 | 1.5395e-06
[53 empty] | 0 | 0 | 0 | 0 | 0 | [21 empty] | WLDFR | HFTD - Distribution - Tier 3 - 4QU CoRE ¦ 2QU LoRE | Non-Red Flag Warning - Small Fires | 2038 | 0 | 0.091184 | 0.042438 | 0.0018418 | 0.046905 | 0.032347 | 0.0053131 | 0 | 0.00017186 | 0.00017186 | 0 | 1.5395e-06 | 1.5395e-06 | 0 | 1.5395e-06
[53 empty] | 0.000837 | 0.82212 | 0 | 0.82212 | 0.76833 | [21 empty] | WLDFR | HFTD - Distribution - Tier 3 - 4QU CoRE ¦ 2QU LoRE | Non-Red Flag Warning - Small Fires | 2039 | 0 | 0.091184 | 0.042438 | 0.0018418 | 0.046905 | 0.032347 | 0.0053131 | 0 | 0.00017186 | 0.00017186 | 0 | 1.5395e-06 | 1.5395e-06 | 0 | 1.5395e-06
[53 empty] | 0 | 0 | 0 | 0 | 0 | [21 empty] | WLDFR | HFTD - Distribution - Tier 3 - 4QU CoRE ¦ 2QU LoRE | Non-Red Flag Warning - Small Fires | 2040 | 0 | 0.091184 | 0.042438 | 0.0018418 | 0.046905 | 0.032347 | 0.0053131 | 0 | 0.00017186 | 0.00017186 | 0 | 1.5395e-06 | 1.5395e-06 | 0 | 1.5395e-06
[53 empty] | 0.0032234 | 2.6367 | 0 | 2.6367 | 2.4642 | [21 empty] | WLDFR | HFTD - Distribution - Tier 3 - 4QU CoRE ¦ 2QU LoRE | Non-Red Flag Warning - Small Fires | 2041 | 0 | 0.091184 | 0.042438 | 0.0018418 | 0.046905 | 0.032347 | 0.0053131 | 0 | 0.00017186 | 0.00017186 | 0 | 1.6135e-06 | 1.6135e-06 | 0 | 1.6135e-06
[53 empty] | 0 | 0 | 0 | 0 | 0 | [21 empty] | WLDFR | HFTD - Distribution - Tier 3 - 4QU CoRE ¦ 2QU LoRE | Non-Red Flag Warning - Small Fires | 2042 | 0 | 0.091184 | 0.042438 | 0.0018418 | 0.046905 | 0.032347 | 0.0053131 | 0 | 0.00017186 | 0.00017186 | 0 | 1.6135e-06 | 1.6135e-06 | 0 | 1.6135e-06
[53 empty] | 0.0029907 | 3.0357 | 0 | 3.0357 | 2.8371 | [21 empty] | WLDFR | HFTD - Distribution - Tier 3 - 4QU CoRE ¦ 2QU LoRE | Non-Red Flag Warning - Small Fires | 2043 | 0 | 0.095486 | 0.044306 | 0.0019228 | 0.049257 | 0.033969 | 0.0053131 | 0 | 0.00018048 | 0.00018048 | 0 | 1.6135e-06 | 1.6135e-06 | 0 | 1.6135e-06
[53 empty] | 0 | 0 | 0 | 0 | 0 | [21 empty] | WLDFR | HFTD - Distribution - Tier 3 - 4QU CoRE ¦ 2QU LoRE | Non-Red Flag Warning - Small Fires | 2044 | 0 | 0.095486 | 0.044306 | 0.0019228 | 0.049257 | 0.033969 | 0.0053131 | 0 | 0.00018048 | 0.00018048 | 0 | 1.6135e-06 | 1.6135e-06 | 0 | 1.6135e-06
[53 empty] | 0.001889 | 2.1059 | 0 | 2.1059 | 1.9681 | [21 empty] | WLDFR | HFTD - Distribution - Tier 3 - 4QU CoRE ¦ 2QU LoRE | Non-Red Flag Warning - Small Fires | 2045 | 0 | 0.095486 | 0.044306 | 0.0019228 | 0.049257 | 0.033969 | 0.0053131 | 0 | 0.00018048 | 0.00018048 | 0 | 0 | 1.6135e-06 | 0 | 1.6135e-06
[53 empty] | 0 | 0 | 0 | 0 | 0 | [21 empty] | WLDFR | HFTD - Distribution - Tier 3 - 4QU CoRE ¦ 2QU LoRE | Non-Red Flag Warning - Small Fires | 2046 | 0 | 0.095486 | 0.044306 | 0.0019228 | 0.049257 | 0.033969 | 0.0053131 | 0 | 0.00018048 | 0.00018048 | 0 | 0.00017634 | 0 | 0 | 0
[53 empty] | 0.00081335 | 0.28322 | 0 | 0.28322 | 0.26469 | [21 empty] | WLDFR | HFTD - Distribution - Tier 3 - 4QU CoRE ¦ 2QU LoRE | Non-Red Flag Warning - Small Fires | 2047 | 0 | 0.095486 | 0.044306 | 0.0019228 | 0.049257 | 0.033969 | 0.0053131 | 0 | 0.00018048 | 0.00018048 | 0 | 0.0001828 | 0.0001828 | 0 | 0.0001828
[53 empty] | 0 | 0 | 0 | 0 | 0 | [21 empty] | WLDFR | HFTD - Distribution - Tier 3 - 4QU CoRE ¦ 2QU LoRE | Non-Red Flag Warning - Small Fires | 2048 | 0 | 0.10007 | 0.04626 | 0.0020076 | 0.051804 | 0.035726 | 0.0053131 | 0 | 0.00018981 | 0.00018981 | 0 | 0.0001828 | 0.0001828 | 0 | 0.0001828
[53 empty] | 0.0019583 | 0.59825 | 0 | 0.59825 | 0.55911 | [21 empty] | WLDFR | HFTD - Distribution - Tier 3 - 4QU CoRE ¦ 2QU LoRE | Non-Red Flag Warning - Small Fires | 2049 | 0 | 0.10007 | 0.04626 | 0.0020076 | 0.051804 | 0.035726 | 0.0053131 | 0 | 0.00018981 | 0.00018981 | 0 | 0.0001828 | 0.0001828 | 0 | 0.0001828
[53 empty] | 0 | 0 | 0 | 0 | 0 | [21 empty] | WLDFR | HFTD - Distribution - Tier 3 - 4QU CoRE ¦ 2QU LoRE | Non-Red Flag Warning - Small Fires | 2050 | 0 | 0.10007 | 0.04626 | 0.0020076 | 0.051804 | 0.035726 | 0.0053131 | 0 | 0.00018981 | 0.00018981 | 0 | 0.0001828 | 0.0001828 | 0 | 0.0001828
[53 empty] | 0.0025676 | 0.81616 | 0 | 0.81616 | 0.76276 | [21 empty] | WLDFR | HFTD - Distribution - Tier 3 - 4QU CoRE ¦ 2QU LoRE | Non-Red Flag Warning - Small Fires | 2051 | 0 | 0.10007 | 0.04626 | 0.0020076 | 0.051804 | 0.035726 | 0.0053131 | 0 | 0.00018981 | 0.00018981 | 0 | 0.0001828 | 0.0001828 | 0 | 0.0001828
[53 empty] | 0 | 0 | 0 | 0 | 0 | [21 empty] | WLDFR | HFTD - Distribution - Tier 3 - 4QU CoRE ¦ 2QU LoRE | Non-Red Flag Warning - Small Fires | 2052 | 0 | 0.10007 | 0.04626 | 0.0020076 | 0.051804 | 0.035726 | 0.0053131 | 0 | 0.00018981 | 0.00018981 | 0 | 0.00019094 | 0.00019094 | 0 | 0.00019094
[53 empty] | 0.002424 | 0.77747 | 0 | 0.77747 | 0.7266 | [21 empty] | WLDFR | HFTD - Distribution - Tier 3 - 4QU CoRE ¦ 2QU LoRE | Non-Red Flag Warning - Small Fires | 2053 | 0 | 0.10489 | 0.048274 | 0.002095 | 0.054525 | 0.037602 | 0.0053131 | 0 | 0.00019978 | 0.00019978 | 0 | 0.00019094 | 0.00019094 | 0 | 0.00019094
[53 empty] | 0 | 0 | 0 | 0 | 0 | [21 empty] | WLDFR | HFTD - Distribution - Tier 3 - 4QU CoRE ¦ 2QU LoRE | Non-Red Flag Warning - Small Fires | 2054 | 0 | 0.10489 | 0.048274 | 0.002095 | 0.054525 | 0.037602 | 0.0053131 | 0 | 0.00019978 | 0.00019978 | 0 | 0.00019094 | 0.00019094 | 0 | 0.00019094
[53 empty] | 0.0017482 | 0.63537 | 0 | 0.63537 | 0.59381 | [21 empty] | WLDFR | HFTD - Distribution - Tier 3 - 4QU CoRE ¦ 2QU LoRE | Non-Red Flag Warning - Small Fires | 2055 | 0 | 0.10489 | 0.048274 | 0.002095 | 0.054525 | 0.037602 | 0.0053131 | 0 | 0.00019978 | 0.00019978 | 0 | 0.00019094 | 0.00019094 | 0 | 0.00019094
[53 empty] | 0 | 0 | 0 | 0 | 0 | [21 empty] | WLDFR | HFTD - Distribution - Tier 3 - 4QU CoRE ¦ 2QU LoRE | Red Flag Warning - Catastrophic Fires | 2026 | 0 | 14664.6376 | 233.2301 | 8896.516 | 5534.8915 | 3817.0051 | 1.087e-05 | 0 | 0.041489 | 0.041489 | 0 | 0.00019094 | 0.00019094 | 0 | 0.00019094
[53 empty] | 0.0034836 | 0.41849 | 0 | 0.41849 | 0.39111 | [21 empty] | WLDFR | HFTD - Distribution - Tier 3 - 4QU CoRE ¦ 2QU LoRE | Red Flag Warning - Catastrophic Fires | 2027 | 0 | 14664.6376 | 233.2301 | 8896.516 | 5534.8915 | 3817.0051 | 1.087e-05 | 0 | 0.041489 | 0.041489 | 0 | 0.00019999 | 0.00019999 | 0 | 0.00019999
[53 empty] | 0 | 0 | 0 | 0 | 0 | [21 empty] | WLDFR | HFTD - Distribution - Tier 3 - 4QU CoRE ¦ 2QU LoRE | Red Flag Warning - Catastrophic Fires | 2028 | 0 | 15317.9909 | 247.273 | 9287.6491 | 5783.0689 | 3988.1546 | 1.087e-05 | 0 | 0.04335 | 0.04335 | 0 | 0.00019999 | 0.00019999 | 0 | 0.00019999
[53 empty] | 0.0029668 | 0.41376 | 0 | 0.41376 | 0.38669 | [21 empty] | WLDFR | HFTD - Distribution - Tier 3 - 4QU CoRE ¦ 2QU LoRE | Red Flag Warning - Catastrophic Fires | 2029 | 0 | 15317.9909 | 247.273 | 9287.6491 | 5783.0689 | 3988.1546 | 1.087e-05 | 0 | 0.04335 | 0.04335 | 0 | 0.00019999 | 0.00019999 | 0 | 0.00019999
[53 empty] | 0 | 0 | 0 | 0 | 0 | [21 empty] | WLDFR | HFTD - Distribution - Tier 3 - 4QU CoRE ¦ 2QU LoRE | Red Flag Warning - Catastrophic Fires | 2030 | 0 | 15317.9909 | 247.273 | 9287.6491 | 5783.0689 | 3988.1546 | 1.087e-05 | 0 | 0.04335 | 0.04335 | 0 | 0.00019999 | 0.00019999 | 0 | 0.00019999
[53 empty] | 0.0024566 | 0.33343 | 0 | 0.33343 | 0.31162 | [21 empty] | WLDFR | HFTD - Distribution - Tier 3 - 4QU CoRE ¦ 2QU LoRE | Red Flag Warning - Catastrophic Fires | 2031 | 0 | 15317.9909 | 247.273 | 9287.6491 | 5783.0689 | 3988.1546 | 1.087e-05 | 0 | 0.04335 | 0.04335 | 0 | 0.00019999 | 0.00019999 | 0 | 0.00019999
[53 empty] | 0 | 0 | 0 | 0 | 0 | [21 empty] | WLDFR | HFTD - Distribution - Tier 3 - 4QU CoRE ¦ 2QU LoRE | Red Flag Warning - Catastrophic Fires | 2032 | 0 | 15317.9909 | 247.273 | 9287.6491 | 5783.0689 | 3988.1546 | 1.087e-05 | 0 | 0.04335 | 0.04335 | 0 | 0.00020982 | 0.00020982 | 0 | 0.00020982
[53 empty] | 0.0014167 | 0.20694 | 0 | 0.20694 | 0.1934 | [21 empty] | WLDFR | HFTD - Distribution - Tier 3 - 4QU CoRE ¦ 2QU LoRE | Red Flag Warning - Catastrophic Fires | 2033 | 0 | 16044.1264 | 263.1074 | 9721.74 | 6059.2791 | 4178.6364 | 1.087e-05 | 0 | 0.04542 | 0.04542 | 0 | 0.00020982 | 0.00020982 | 0 | 0.00020982
[53 empty] | 0 | 0 | 0 | 0 | 0 | [21 empty] | WLDFR | HFTD - Distribution - Tier 3 - 4QU CoRE ¦ 2QU LoRE | Red Flag Warning - Catastrophic Fires | 2034 | 0 | 16044.1264 | 263.1074 | 9721.74 | 6059.2791 | 4178.6364 | 1.087e-05 | 0 | 0.04542 | 0.04542 | 0 | 0.00020982 | 0.00020982 | 0 | 0.00020982
[53 empty] | 0.0009502 | 0.13247 | 0 | 0.13247 | 0.12381 | [21 empty] | WLDFR | HFTD - Distribution - Tier 3 - 4QU CoRE ¦ 2QU LoRE | Red Flag Warning - Catastrophic Fires | 2035 | 0 | 16044.1264 | 263.1074 | 9721.74 | 6059.2791 | 4178.6364 | 1.087e-05 | 0 | 0.04542 | 0.04542 | 0 | 0.00020982 | 0.00020982 | 0 | 0.00020982
[53 empty] | 0 | 0 | 0 | 0 | 0 | [21 empty] | WLDFR | HFTD - Distribution - Tier 3 - 4QU CoRE ¦ 2QU LoRE | Red Flag Warning - Catastrophic Fires | 2036 | 0 | 16044.1264 | 263.1074 | 9721.74 | 6059.2791 | 4178.6364 | 1.087e-05 | 0 | 0.04542 | 0.04542 | 0 | 0.00020982 | 0.00020982 | 0 | 0.00020982
[53 empty] | 0.0062767 | 0.28368 | 0 | 0.28368 | 0.26512 | [21 empty] | WLDFR | HFTD - Distribution - Tier 3 - 4QU CoRE ¦ 2QU LoRE | Red Flag Warning - Catastrophic Fires | 2037 | 0 | 16044.1264 | 263.1074 | 9721.74 | 6059.2791 | 4178.6364 | 1.087e-05 | 0 | 0.04542 | 0.04542 | 0 | 0.00022029 | 0.00022029 | 0 | 0.00022029
[53 empty] | 0 | 0 | 0 | 0 | 0 | [21 empty] | WLDFR | HFTD - Distribution - Tier 3 - 4QU CoRE ¦ 2QU LoRE | Red Flag Warning - Catastrophic Fires | 2038 | 0 | 16832.3912 | 280.5544 | 10192.2718 | 6359.5651 | 4385.7214 | 1.087e-05 | 0 | 0.047671 | 0.047671 | 0 | 0.00022029 | 0.00022029 | 0 | 0.00022029
[53 empty] | 0.0024417 | 0.11457 | 0 | 0.11457 | 0.10708 | [21 empty] | WLDFR | HFTD - Distribution - Tier 3 - 4QU CoRE ¦ 2QU LoRE | Red Flag Warning - Catastrophic Fires | 2039 | 0 | 16832.3912 | 280.5544 | 10192.2718 | 6359.5651 | 4385.7214 | 1.087e-05 | 0 | 0.047671 | 0.047671 | 0 | 0.00022029 | 0.00022029 | 0 | 0.00022029
[53 empty] | 0 | 0 | 0 | 0 | 0 | [21 empty] | WLDFR | HFTD - Distribution - Tier 3 - 4QU CoRE ¦ 2QU LoRE | Red Flag Warning - Catastrophic Fires | 2040 | 0 | 16832.3912 | 280.5544 | 10192.2718 | 6359.5651 | 4385.7214 | 1.087e-05 | 0 | 0.047671 | 0.047671 | 0 | 0.00022029 | 0.00022029 | 0 | 0.00022029
[53 empty] | 0.0026898 | 0.11882 | 0 | 0.11882 | 0.11105 | [21 empty] | WLDFR | HFTD - Distribution - Tier 3 - 4QU CoRE ¦ 2QU LoRE | Red Flag Warning - Catastrophic Fires | 2041 | 0 | 16832.3912 | 280.5544 | 10192.2718 | 6359.5651 | 4385.7214 | 1.087e-05 | 0 | 0.047671 | 0.047671 | 0 | 0.00022029 | 0.00022029 | 0 | 0.00022029
[53 empty] | 0 | 0 | 0 | 0 | 0 | [21 empty] | WLDFR | HFTD - Distribution - Tier 3 - 4QU CoRE ¦ 2QU LoRE | Red Flag Warning - Catastrophic Fires | 2042 | 0 | 16832.3912 | 280.5544 | 10192.2718 | 6359.5651 | 4385.7214 | 1.087e-05 | 0 | 0.047671 | 0.047671 | 0 | 0.00023126 | 0.00023126 | 0 | 0.00023126
[53 empty] | 0.0014191 | 0.05646 | 0 | 0.05646 | 0.052766 | [21 empty] | WLDFR | HFTD - Distribution - Tier 3 - 4QU CoRE ¦ 2QU LoRE | Red Flag Warning - Catastrophic Fires | 2043 | 0 | 17672.0852 | 299.42 | 10692.7362 | 6679.929 | 4606.6527 | 1.087e-05 | 0 | 0.050073 | 0.050073 | 0 | 0.00023126 | 0.00023126 | 0 | 0.00023126
[53 empty] | 0 | 0 | 0 | 0 | 0 | [21 empty] | WLDFR | HFTD - Distribution - Tier 3 - 4QU CoRE ¦ 2QU LoRE | Red Flag Warning - Catastrophic Fires | 2044 | 0 | 17672.0852 | 299.42 | 10692.7362 | 6679.929 | 4606.6527 | 1.087e-05 | 0 | 0.050073 | 0.050073 | 0 | 0.00023126 | 0.00023126 | 0 | 0.00023126
[53 empty] | 0.00070337 | 0.034482 | 0 | 0.034482 | 0.032226 | [21 empty] | WLDFR | HFTD - Distribution - Tier 3 - 4QU CoRE ¦ 2QU LoRE | Red Flag Warning - Catastrophic Fires | 2045 | 0 | 17672.0852 | 299.42 | 10692.7362 | 6679.929 | 4606.6527 | 1.087e-05 | 0 | 0.050073 | 0.050073 | 0 | 0.00023126 | 0.00023126 | 0 | 0.00023126
[53 empty] | 0 | 0 | 0 | 0 | 0 | [21 empty] | WLDFR | HFTD - Distribution - Tier 3 - 4QU CoRE ¦ 2QU LoRE | Red Flag Warning - Catastrophic Fires | 2046 | 0 | 17672.0852 | 299.42 | 10692.7362 | 6679.929 | 4606.6527 | 1.087e-05 | 0 | 0.050073 | 0.050073 | 0 | 0 | 0.00023126 | 0 | 0.00023126
[53 empty] | 0.00383 | 0.033707 | 0 | 0.033707 | 0.031502 | [21 empty] | WLDFR | HFTD - Distribution - Tier 3 - 4QU CoRE ¦ 2QU LoRE | Red Flag Warning - Catastrophic Fires | 2047 | 0 | 17672.0852 | 299.42 | 10692.7362 | 6679.929 | 4606.6527 | 1.087e-05 | 0 | 0.050073 | 0.050073 | 0 | 0.00021627 | 0 | 0 | 0
[53 empty] | 0 | 0 | 0 | 0 | 0 | [21 empty] | WLDFR | HFTD - Distribution - Tier 3 - 4QU CoRE ¦ 2QU LoRE | Red Flag Warning - Catastrophic Fires | 2048 | 0 | 18552.3348 | 319.4911 | 11216.5626 | 7016.281 | 4838.6098 | 1.087e-05 | 0 | 0.052594 | 0.052594 | 0 | 0.00022417 | 0.00022417 | 0 | 0.00022417
[53 empty] | 0.0031027 | 0.025194 | 0 | 0.025194 | 0.023546 | [21 empty] | WLDFR | HFTD - Distribution - Tier 3 - 4QU CoRE ¦ 2QU LoRE | Red Flag Warning - Catastrophic Fires | 2049 | 0 | 18552.3348 | 319.4911 | 11216.5626 | 7016.281 | 4838.6098 | 1.087e-05 | 0 | 0.052594 | 0.052594 | 0 | 0.00022417 | 0.00022417 | 0 | 0.00022417
[53 empty] | 0 | 0 | 0 | 0 | 0 | [21 empty] | WLDFR | HFTD - Distribution - Tier 3 - 4QU CoRE ¦ 2QU LoRE | Red Flag Warning - Catastrophic Fires | 2050 | 0 | 18552.3348 | 319.4911 | 11216.5626 | 7016.281 | 4838.6098 | 1.087e-05 | 0 | 0.052594 | 0.052594 | 0 | 0.00022417 | 0.00022417 | 0 | 0.00022417
[53 empty] | 0.0014724 | 0.011255 | 0 | 0.011255 | 0.010519 | [21 empty] | WLDFR | HFTD - Distribution - Tier 3 - 4QU CoRE ¦ 2QU LoRE | Red Flag Warning - Catastrophic Fires | 2051 | 0 | 18552.3348 | 319.4911 | 11216.5626 | 7016.281 | 4838.6098 | 1.087e-05 | 0 | 0.052594 | 0.052594 | 0 | 0.00022417 | 0.00022417 | 0 | 0.00022417
[53 empty] | 0 | 0 | 0 | 0 | 0 | [21 empty] | WLDFR | HFTD - Distribution - Tier 3 - 4QU CoRE ¦ 2QU LoRE | Red Flag Warning - Catastrophic Fires | 2052 | 0 | 18552.3348 | 319.4911 | 11216.5626 | 7016.281 | 4838.6098 | 1.087e-05 | 0 | 0.052594 | 0.052594 | 0 | 0.00022417 | 0.00022417 | 0 | 0.00022417
[53 empty] | 0.00070221 | 0.0062715 | 0 | 0.0062715 | 0.0058612 | [21 empty] | WLDFR | HFTD - Distribution - Tier 3 - 4QU CoRE ¦ 2QU LoRE | Red Flag Warning - Catastrophic Fires | 2053 | 0 | 19462.1283 | 340.5356 | 11757.1413 | 7364.4514 | 5078.7171 | 1.087e-05 | 0 | 0.055204 | 0.055204 | 0 | 0.00023412 | 0.00023412 | 0 | 0.00023412
[53 empty] | 0 | 0 | 0 | 0 | 0 | [21 empty] | WLDFR | HFTD - Distribution - Tier 3 - 4QU CoRE ¦ 2QU LoRE | Red Flag Warning - Catastrophic Fires | 2054 | 0 | 19462.1283 | 340.5356 | 11757.1413 | 7364.4514 | 5078.7171 | 1.087e-05 | 0 | 0.055204 | 0.055204 | 0 | 0.00023412 | 0.00023412 | 0 | 0.00023412
[53 empty] | 0.00038244 | 0.0023748 | 0 | 0.0023748 | 0.0022194 | [21 empty] | WLDFR | HFTD - Distribution - Tier 3 - 4QU CoRE ¦ 2QU LoRE | Red Flag Warning - Catastrophic Fires | 2055 | 0 | 19462.1283 | 340.5356 | 11757.1413 | 7364.4514 | 5078.7171 | 1.087e-05 | 0 | 0.055204 | 0.055204 | 0 | 0.00023412 | 0.00023412 | 0 | 0.00023412
[53 empty] | 0 | 0 | 0 | 0 | 0 | [21 empty] | WLDFR | HFTD - Distribution - Tier 3 - 4QU CoRE ¦ 2QU LoRE | Red Flag Warning - Large Fires | 2026 | 0 | 5.475 | 0.71896 | 3.0715 | 1.6846 | 1.1617 | 2.5124e-05 | 0 | 2.9187e-05 | 2.9187e-05 | 0 | 0.00023412 | 0.00023412 | 0 | 0.00023412
[53 empty] | 0.00040058 | 0.29421 | 0 | 0.29421 | 0.27496 | [21 empty] | WLDFR | HFTD - Distribution - Tier 3 - 4QU CoRE ¦ 2QU LoRE | Red Flag Warning - Large Fires | 2027 | 0 | 5.475 | 0.71896 | 3.0715 | 1.6846 | 1.1617 | 2.5124e-05 | 0 | 2.9187e-05 | 2.9187e-05 | 0 | 0.00023412 | 0.00023412 | 0 | 0.00023412
[53 empty] | 0 | 0 | 0 | 0 | 0 | [21 empty] | WLDFR | HFTD - Distribution - Tier 3 - 4QU CoRE ¦ 2QU LoRE | Red Flag Warning - Large Fires | 2028 | 0 | 5.777 | 0.74734 | 3.238 | 1.7917 | 1.2356 | 2.5124e-05 | 0 | 3.1044e-05 | 3.1044e-05 | 0 | 0.00024516 | 0.00024516 | 0 | 0.00024516
[53 empty] | 0.0007276 | 0.41927 | 0 | 0.41927 | 0.39184 | [21 empty] | WLDFR | HFTD - Distribution - Tier 3 - 4QU CoRE ¦ 2QU LoRE | Red Flag Warning - Large Fires | 2029 | 0 | 5.777 | 0.74734 | 3.238 | 1.7917 | 1.2356 | 2.5124e-05 | 0 | 3.1044e-05 | 3.1044e-05 | 0 | 0.00024516 | 0.00024516 | 0 | 0.00024516
[53 empty] | 0 | 0 | 0 | 0 | 0 | [21 empty] | WLDFR | HFTD - Distribution - Tier 3 - 4QU CoRE ¦ 2QU LoRE | Red Flag Warning - Large Fires | 2030 | 0 | 5.777 | 0.74734 | 3.238 | 1.7917 | 1.2356 | 2.5124e-05 | 0 | 3.1044e-05 | 3.1044e-05 | 0 | 0.00024516 | 0.00024516 | 0 | 0.00024516
[53 empty] | 0.00016938 | 0.091454 | 0 | 0.091454 | 0.085471 | [21 empty] | WLDFR | HFTD - Distribution - Tier 3 - 4QU CoRE ¦ 2QU LoRE | Red Flag Warning - Large Fires | 2031 | 0 | 5.777 | 0.74734 | 3.238 | 1.7917 | 1.2356 | 2.5124e-05 | 0 | 3.1044e-05 | 3.1044e-05 | 0 | 0.00024516 | 0.00024516 | 0 | 0.00024516
[53 empty] | 0 | 0 | 0 | 0 | 0 | [21 empty] | WLDFR | HFTD - Distribution - Tier 3 - 4QU CoRE ¦ 2QU LoRE | Red Flag Warning - Large Fires | 2032 | 0 | 5.777 | 0.74734 | 3.238 | 1.7917 | 1.2356 | 2.5124e-05 | 0 | 3.1044e-05 | 3.1044e-05 | 0 | 0.00024516 | 0.00024516 | 0 | 0.00024516
[53 empty] | 0.00021599 | 0.12856 | 0 | 0.12856 | 0.12015 | [21 empty] | WLDFR | HFTD - Distribution - Tier 3 - 4QU CoRE ¦ 2QU LoRE | Red Flag Warning - Large Fires | 2033 | 0 | 6.1205 | 0.77885 | 3.4265 | 1.9151 | 1.3207 | 2.5124e-05 | 0 | 3.3182e-05 | 3.3182e-05 | 0 | 0.00025714 | 0.00025714 | 0 | 0.00025714
[53 empty] | 0 | 0 | 0 | 0 | 0 | [21 empty] | WLDFR | HFTD - Distribution - Tier 3 - 4QU CoRE ¦ 2QU LoRE | Red Flag Warning - Large Fires | 2034 | 0 | 6.1205 | 0.77885 | 3.4265 | 1.9151 | 1.3207 | 2.5124e-05 | 0 | 3.3182e-05 | 3.3182e-05 | 0 | 0.00025714 | 0.00025714 | 0 | 0.00025714
[53 empty] | 0.00025881 | 0.14615 | 0 | 0.14615 | 0.13659 | [21 empty] | WLDFR | HFTD - Distribution - Tier 3 - 4QU CoRE ¦ 2QU LoRE | Red Flag Warning - Large Fires | 2035 | 0 | 6.1205 | 0.77885 | 3.4265 | 1.9151 | 1.3207 | 2.5124e-05 | 0 | 3.3182e-05 | 3.3182e-05 | 0 | 0.00025714 | 0.00025714 | 0 | 0.00025714
[53 empty] | 0 | 0 | 0 | 0 | 0 | [21 empty] | WLDFR | HFTD - Distribution - Tier 3 - 4QU CoRE ¦ 2QU LoRE | Red Flag Warning - Large Fires | 2036 | 0 | 6.1205 | 0.77885 | 3.4265 | 1.9151 | 1.3207 | 2.5124e-05 | 0 | 3.3182e-05 | 3.3182e-05 | 0 | 0.00025714 | 0.00025714 | 0 | 0.00025714
[53 empty] | 0.0016968 | 0.44819 | 0 | 0.44819 | 0.41887 | [21 empty] | WLDFR | HFTD - Distribution - Tier 3 - 4QU CoRE ¦ 2QU LoRE | Red Flag Warning - Large Fires | 2037 | 0 | 6.1205 | 0.77885 | 3.4265 | 1.9151 | 1.3207 | 2.5124e-05 | 0 | 3.3182e-05 | 3.3182e-05 | 0 | 0.00025714 | 0.00025714 | 0 | 0.00025714
[53 empty] | 0 | 0 | 0 | 0 | 0 | [21 empty] | WLDFR | HFTD - Distribution - Tier 3 - 4QU CoRE ¦ 2QU LoRE | Red Flag Warning - Large Fires | 2038 | 0 | 6.5028 | 0.81304 | 3.6355 | 2.0543 | 1.4167 | 2.5124e-05 | 0 | 3.5593e-05 | 3.5593e-05 | 0 | 0.0002699 | 0.0002699 | 0 | 0.0002699
[53 empty] | 0.0015176 | 0.42248 | 0 | 0.42248 | 0.39484 | [21 empty] | WLDFR | HFTD - Distribution - Tier 3 - 4QU CoRE ¦ 2QU LoRE | Red Flag Warning - Large Fires | 2039 | 0 | 6.5028 | 0.81304 | 3.6355 | 2.0543 | 1.4167 | 2.5124e-05 | 0 | 3.5593e-05 | 3.5593e-05 | 0 | 0.0002699 | 0.0002699 | 0 | 0.0002699
[53 empty] | 0 | 0 | 0 | 0 | 0 | [21 empty] | WLDFR | HFTD - Distribution - Tier 3 - 4QU CoRE ¦ 2QU LoRE | Red Flag Warning - Large Fires | 2040 | 0 | 6.5028 | 0.81304 | 3.6355 | 2.0543 | 1.4167 | 2.5124e-05 | 0 | 3.5593e-05 | 3.5593e-05 | 0 | 0.0002699 | 0.0002699 | 0 | 0.0002699
[53 empty] | 0.00086195 | 0.21742 | 0 | 0.21742 | 0.2032 | [21 empty] | WLDFR | HFTD - Distribution - Tier 3 - 4QU CoRE ¦ 2QU LoRE | Red Flag Warning - Large Fires | 2041 | 0 | 6.5028 | 0.81304 | 3.6355 | 2.0543 | 1.4167 | 2.5124e-05 | 0 | 3.5593e-05 | 3.5593e-05 | 0 | 0.0002699 | 0.0002699 | 0 | 0.0002699
[53 empty] | 0 | 0 | 0 | 0 | 0 | [21 empty] | WLDFR | HFTD - Distribution - Tier 3 - 4QU CoRE ¦ 2QU LoRE | Red Flag Warning - Large Fires | 2042 | 0 | 6.5028 | 0.81304 | 3.6355 | 2.0543 | 1.4167 | 2.5124e-05 | 0 | 3.5593e-05 | 3.5593e-05 | 0 | 0.0002699 | 0.0002699 | 0 | 0.0002699
[53 empty] | 0.00021169 | 0.061466 | 0 | 0.061466 | 0.057445 | [21 empty] | WLDFR | HFTD - Distribution - Tier 3 - 4QU CoRE ¦ 2QU LoRE | Red Flag Warning - Large Fires | 2043 | 0 | 6.9209 | 0.84944 | 3.8632 | 2.2083 | 1.5229 | 2.5124e-05 | 0 | 3.8262e-05 | 3.8262e-05 | 0 | 0.00028325 | 0.00028325 | 0 | 0.00028325
[53 empty] | 0 | 0 | 0 | 0 | 0 | [21 empty] | WLDFR | HFTD - Distribution - Tier 3 - 4QU CoRE ¦ 2QU LoRE | Red Flag Warning - Large Fires | 2044 | 0 | 6.9209 | 0.84944 | 3.8632 | 2.2083 | 1.5229 | 2.5124e-05 | 0 | 3.8262e-05 | 3.8262e-05 | 0 | 0.00028325 | 0.00028325 | 0 | 0.00028325
[53 empty] | 6.1093e-05 | 0.024101 | 0 | 0.024101 | 0.022524 | [21 empty] | WLDFR | HFTD - Distribution - Tier 3 - 4QU CoRE ¦ 2QU LoRE | Red Flag Warning - Large Fires | 2045 | 0 | 6.9209 | 0.84944 | 3.8632 | 2.2083 | 1.5229 | 2.5124e-05 | 0 | 3.8262e-05 | 3.8262e-05 | 0 | 0.00028325 | 0.00028325 | 0 | 0.00028325
[53 empty] | 0 | 0 | 0 | 0 | 0 | [21 empty] | WLDFR | HFTD - Distribution - Tier 3 - 4QU CoRE ¦ 2QU LoRE | Red Flag Warning - Large Fires | 2046 | 0 | 6.9209 | 0.84944 | 3.8632 | 2.2083 | 1.5229 | 2.5124e-05 | 0 | 3.8262e-05 | 3.8262e-05 | 0 | 0.00028325 | 0.00028325 | 0 | 0.00028325
[53 empty] | 0.0037405 | 0.45122 | 0 | 0.45122 | 0.4217 | [21 empty] | WLDFR | HFTD - Distribution - Tier 3 - 4QU CoRE ¦ 2QU LoRE | Red Flag Warning - Large Fires | 2047 | 0 | 6.9209 | 0.84944 | 3.8632 | 2.2083 | 1.5229 | 2.5124e-05 | 0 | 3.8262e-05 | 3.8262e-05 | 0 | 0 | 0.00028325 | 0 | 0.00028325
[53 empty] | 0 | 0 | 0 | 0 | 0 | [21 empty] | WLDFR | HFTD - Distribution - Tier 3 - 4QU CoRE ¦ 2QU LoRE | Red Flag Warning - Large Fires | 2048 | 0 | 7.3713 | 0.88759 | 4.1075 | 2.3763 | 1.6388 | 2.5124e-05 | 0 | 4.1172e-05 | 4.1172e-05 | 0 | 2.9482e-06 | 0 | 0 | 0
[53 empty] | 0.0042396 | 0.50643 | 0 | 0.50643 | 0.4733 | [21 empty] | WLDFR | HFTD - Distribution - Tier 3 - 4QU CoRE ¦ 2QU LoRE | Red Flag Warning - Large Fires | 2049 | 0 | 7.3713 | 0.88759 | 4.1075 | 2.3763 | 1.6388 | 2.5124e-05 | 0 | 4.1172e-05 | 4.1172e-05 | 0 | 3.0801e-06 | 3.0801e-06 | 0 | 3.0801e-06
[53 empty] | 0 | 0 | 0 | 0 | 0 | [21 empty] | WLDFR | HFTD - Distribution - Tier 3 - 4QU CoRE ¦ 2QU LoRE | Red Flag Warning - Large Fires | 2050 | 0 | 7.3713 | 0.88759 | 4.1075 | 2.3763 | 1.6388 | 2.5124e-05 | 0 | 4.1172e-05 | 4.1172e-05 | 0 | 3.0801e-06 | 3.0801e-06 | 0 | 3.0801e-06
[53 empty] | 0.0010279 | 0.11849 | 0 | 0.11849 | 0.11074 | [21 empty] | WLDFR | HFTD - Distribution - Tier 3 - 4QU CoRE ¦ 2QU LoRE | Red Flag Warning - Large Fires | 2051 | 0 | 7.3713 | 0.88759 | 4.1075 | 2.3763 | 1.6388 | 2.5124e-05 | 0 | 4.1172e-05 | 4.1172e-05 | 0 | 3.0801e-06 | 3.0801e-06 | 0 | 3.0801e-06
[53 empty] | 0 | 0 | 0 | 0 | 0 | [21 empty] | WLDFR | HFTD - Distribution - Tier 3 - 4QU CoRE ¦ 2QU LoRE | Red Flag Warning - Large Fires | 2052 | 0 | 7.3713 | 0.88759 | 4.1075 | 2.3763 | 1.6388 | 2.5124e-05 | 0 | 4.1172e-05 | 4.1172e-05 | 0 | 3.0801e-06 | 3.0801e-06 | 0 | 3.0801e-06
[53 empty] | 0.00066113 | 0.07329 | 0 | 0.07329 | 0.068495 | [21 empty] | WLDFR | HFTD - Distribution - Tier 3 - 4QU CoRE ¦ 2QU LoRE | Red Flag Warning - Large Fires | 2053 | 0 | 7.8503 | 0.92702 | 4.3664 | 2.5569 | 1.7633 | 2.5124e-05 | 0 | 4.4301e-05 | 4.4301e-05 | 0 | 3.0801e-06 | 3.0801e-06 | 0 | 3.0801e-06
[53 empty] | 0 | 0 | 0 | 0 | 0 | [21 empty] | WLDFR | HFTD - Distribution - Tier 3 - 4QU CoRE ¦ 2QU LoRE | Red Flag Warning - Large Fires | 2054 | 0 | 7.8503 | 0.92702 | 4.3664 | 2.5569 | 1.7633 | 2.5124e-05 | 0 | 4.4301e-05 | 4.4301e-05 | 0 | 3.25e-06 | 3.25e-06 | 0 | 3.25e-06
[53 empty] | 0.00023898 | 0.027166 | 0 | 0.027166 | 0.025389 | [21 empty] | WLDFR | HFTD - Distribution - Tier 3 - 4QU CoRE ¦ 2QU LoRE | Red Flag Warning - Large Fires | 2055 | 0 | 7.8503 | 0.92702 | 4.3664 | 2.5569 | 1.7633 | 2.5124e-05 | 0 | 4.4301e-05 | 4.4301e-05 | 0 | 3.25e-06 | 3.25e-06 | 0 | 3.25e-06
[53 empty] | 0 | 0 | 0 | 0 | 0 | [21 empty] | WLDFR | HFTD - Distribution - Tier 3 - 4QU CoRE ¦ 2QU LoRE | Red Flag Warning - Small Fires | 2026 | 0 | 0.080408 | 0.03759 | 0.0016314 | 0.041187 | 0.028403 | 0.00080004 | 0 | 2.2724e-05 | 2.2724e-05 | 0 | 3.25e-06 | 3.25e-06 | 0 | 3.25e-06
[53 empty] | 0.0042903 | 0.18745 | 0 | 0.18745 | 0.17519 | [21 empty] | WLDFR | HFTD - Distribution - Tier 3 - 4QU CoRE ¦ 2QU LoRE | Red Flag Warning - Small Fires | 2027 | 0 | 0.080408 | 0.03759 | 0.0016314 | 0.041187 | 0.028403 | 0.00080004 | 0 | 2.2724e-05 | 2.2724e-05 | 0 | 3.25e-06 | 3.25e-06 | 0 | 3.25e-06
[53 empty] | 0 | 0 | 0 | 0 | 0 | [21 empty] | WLDFR | HFTD - Distribution - Tier 3 - 4QU CoRE ¦ 2QU LoRE | Red Flag Warning - Small Fires | 2028 | 0 | 0.083606 | 0.039055 | 0.001695 | 0.042856 | 0.029555 | 0.00080004 | 0 | 2.3645e-05 | 2.3645e-05 | 0 | 3.25e-06 | 3.25e-06 | 0 | 3.25e-06
[53 empty] | 0.0031889 | 0.11846 | 0 | 0.11846 | 0.11071 | [21 empty] | WLDFR | HFTD - Distribution - Tier 3 - 4QU CoRE ¦ 2QU LoRE | Red Flag Warning - Small Fires | 2029 | 0 | 0.083606 | 0.039055 | 0.001695 | 0.042856 | 0.029555 | 0.00080004 | 0 | 2.3645e-05 | 2.3645e-05 | 0 | 3.4432e-06 | 3.4432e-06 | 0 | 3.4432e-06
[53 empty] | 0 | 0 | 0 | 0 | 0 | [21 empty] | WLDFR | HFTD - Distribution - Tier 3 - 4QU CoRE ¦ 2QU LoRE | Red Flag Warning - Small Fires | 2030 | 0 | 0.083606 | 0.039055 | 0.001695 | 0.042856 | 0.029555 | 0.00080004 | 0 | 2.3645e-05 | 2.3645e-05 | 0 | 3.4432e-06 | 3.4432e-06 | 0 | 3.4432e-06
[53 empty] | 0.0013415 | 0.046746 | 0 | 0.046746 | 0.043688 | [21 empty] | WLDFR | HFTD - Distribution - Tier 3 - 4QU CoRE ¦ 2QU LoRE | Red Flag Warning - Small Fires | 2031 | 0 | 0.083606 | 0.039055 | 0.001695 | 0.042856 | 0.029555 | 0.00080004 | 0 | 2.3645e-05 | 2.3645e-05 | 0 | 3.4432e-06 | 3.4432e-06 | 0 | 3.4432e-06
[53 empty] | 0 | 0 | 0 | 0 | 0 | [21 empty] | WLDFR | HFTD - Distribution - Tier 3 - 4QU CoRE ¦ 2QU LoRE | Red Flag Warning - Small Fires | 2032 | 0 | 0.083606 | 0.039055 | 0.001695 | 0.042856 | 0.029555 | 0.00080004 | 0 | 2.3645e-05 | 2.3645e-05 | 0 | 3.4432e-06 | 3.4432e-06 | 0 | 3.4432e-06
[53 empty] | 0.00081301 | 0.032568 | 0 | 0.032568 | 0.030437 | [21 empty] | WLDFR | HFTD - Distribution - Tier 3 - 4QU CoRE ¦ 2QU LoRE | Red Flag Warning - Small Fires | 2033 | 0 | 0.087211 | 0.040679 | 0.0017655 | 0.044766 | 0.030872 | 0.00080004 | 0 | 2.4699e-05 | 2.4699e-05 | 0 | 3.4432e-06 | 3.4432e-06 | 0 | 3.4432e-06
[53 empty] | 0 | 0 | 0 | 0 | 0 | [21 empty] | WLDFR | HFTD - Distribution - Tier 3 - 4QU CoRE ¦ 2QU LoRE | Red Flag Warning - Small Fires | 2034 | 0 | 0.087211 | 0.040679 | 0.0017655 | 0.044766 | 0.030872 | 0.00080004 | 0 | 2.4699e-05 | 2.4699e-05 | 0 | 3.6583e-06 | 3.6583e-06 | 0 | 3.6583e-06
[53 empty] | 0.00020591 | 0.010033 | 0 | 0.010033 | 0.009377 | [21 empty] | WLDFR | HFTD - Distribution - Tier 3 - 4QU CoRE ¦ 2QU LoRE | Red Flag Warning - Small Fires | 2035 | 0 | 0.087211 | 0.040679 | 0.0017655 | 0.044766 | 0.030872 | 0.00080004 | 0 | 2.4699e-05 | 2.4699e-05 | 0 | 3.6583e-06 | 3.6583e-06 | 0 | 3.6583e-06
[53 empty] | 0 | 0 | 0 | 0 | 0 | [21 empty] | WLDFR | HFTD - Distribution - Tier 3 - 4QU CoRE ¦ 2QU LoRE | Red Flag Warning - Small Fires | 2036 | 0 | 0.087211 | 0.040679 | 0.0017655 | 0.044766 | 0.030872 | 0.00080004 | 0 | 2.4699e-05 | 2.4699e-05 | 0 | 3.6583e-06 | 3.6583e-06 | 0 | 3.6583e-06
[53 empty] | 0.011436 | 0.059638 | 0 | 0.059638 | 0.055737 | [21 empty] | WLDFR | HFTD - Distribution - Tier 3 - 4QU CoRE ¦ 2QU LoRE | Red Flag Warning - Small Fires | 2037 | 0 | 0.087211 | 0.040679 | 0.0017655 | 0.044766 | 0.030872 | 0.00080004 | 0 | 2.4699e-05 | 2.4699e-05 | 0 | 3.6583e-06 | 3.6583e-06 | 0 | 3.6583e-06
[53 empty] | 0 | 0 | 0 | 0 | 0 | [21 empty] | WLDFR | HFTD - Distribution - Tier 3 - 4QU CoRE ¦ 2QU LoRE | Red Flag Warning - Small Fires | 2038 | 0 | 0.091184 | 0.042438 | 0.0018418 | 0.046905 | 0.032347 | 0.00080004 | 0 | 2.5879e-05 | 2.5879e-05 | 0 | 3.6583e-06 | 3.6583e-06 | 0 | 3.6583e-06
[53 empty] | 0.0029007 | 0.020692 | 0 | 0.020692 | 0.019338 | [21 empty] | WLDFR | HFTD - Distribution - Tier 3 - 4QU CoRE ¦ 2QU LoRE | Red Flag Warning - Small Fires | 2039 | 0 | 0.091184 | 0.042438 | 0.0018418 | 0.046905 | 0.032347 | 0.00080004 | 0 | 2.5879e-05 | 2.5879e-05 | 0 | 3.8935e-06 | 3.8935e-06 | 0 | 3.8935e-06
[53 empty] | 0 | 0 | 0 | 0 | 0 | [21 empty] | WLDFR | HFTD - Distribution - Tier 3 - 4QU CoRE ¦ 2QU LoRE | Red Flag Warning - Small Fires | 2040 | 0 | 0.091184 | 0.042438 | 0.0018418 | 0.046905 | 0.032347 | 0.00080004 | 0 | 2.5879e-05 | 2.5879e-05 | 0 | 3.8935e-06 | 3.8935e-06 | 0 | 3.8935e-06
[53 empty] | 0.00051497 | 0.0043455 | 0 | 0.0043455 | 0.0040612 | [21 empty] | WLDFR | HFTD - Distribution - Tier 3 - 4QU CoRE ¦ 2QU LoRE | Red Flag Warning - Small Fires | 2041 | 0 | 0.091184 | 0.042438 | 0.0018418 | 0.046905 | 0.032347 | 0.00080004 | 0 | 2.5879e-05 | 2.5879e-05 | 0 | 3.8935e-06 | 3.8935e-06 | 0 | 3.8935e-06
[53 empty] | 0 | 0 | 0 | 0 | 0 | [21 empty] | WLDFR | HFTD - Distribution - Tier 3 - 4QU CoRE ¦ 2QU LoRE | Red Flag Warning - Small Fires | 2042 | 0 | 0.091184 | 0.042438 | 0.0018418 | 0.046905 | 0.032347 | 0.00080004 | 0 | 2.5879e-05 | 2.5879e-05 | 0 | 3.8935e-06 | 3.8935e-06 | 0 | 3.8935e-06
[53 empty] | 0.00025496 | 0.0031193 | 0 | 0.0031193 | 0.0029152 | [21 empty] | WLDFR | HFTD - Distribution - Tier 3 - 4QU CoRE ¦ 2QU LoRE | Red Flag Warning - Small Fires | 2043 | 0 | 0.095486 | 0.044306 | 0.0019228 | 0.049257 | 0.033969 | 0.00080004 | 0 | 2.7176e-05 | 2.7176e-05 | 0 | 3.8935e-06 | 3.8935e-06 | 0 | 3.8935e-06
[53 empty] | 0 | 0 | 0 | 0 | 0 | [21 empty] | WLDFR | HFTD - Distribution - Tier 3 - 4QU CoRE ¦ 2QU LoRE | Red Flag Warning - Small Fires | 2044 | 0 | 0.095486 | 0.044306 | 0.0019228 | 0.049257 | 0.033969 | 0.00080004 | 0 | 2.7176e-05 | 2.7176e-05 | 0 | 4.1469e-06 | 4.1469e-06 | 0 | 4.1469e-06
[53 empty] | 0.0001626 | 0.0012363 | 0 | 0.0012363 | 0.0011554 | [21 empty] | WLDFR | HFTD - Distribution - Tier 3 - 4QU CoRE ¦ 2QU LoRE | Red Flag Warning - Small Fires | 2045 | 0 | 0.095486 | 0.044306 | 0.0019228 | 0.049257 | 0.033969 | 0.00080004 | 0 | 2.7176e-05 | 2.7176e-05 | 0 | 4.1469e-06 | 4.1469e-06 | 0 | 4.1469e-06
[53 empty] | 0 | 0 | 0 | 0 | 0 | [21 empty] | WLDFR | HFTD - Distribution - Tier 3 - 4QU CoRE ¦ 2QU LoRE | Red Flag Warning - Small Fires | 2046 | 0 | 0.095486 | 0.044306 | 0.0019228 | 0.049257 | 0.033969 | 0.00080004 | 0 | 2.7176e-05 | 2.7176e-05 | 0 | 4.1469e-06 | 4.1469e-06 | 0 | 4.1469e-06
[79 empty] | WLDFR | HFTD - Distribution - Tier 3 - 4QU CoRE ¦ 2QU LoRE | Red Flag Warning - Small Fires | 2047 | 0 | 0.095486 | 0.044306 | 0.0019228 | 0.049257 | 0.033969 | 0.00080004 | 0 | 2.7176e-05 | 2.7176e-05 | 0 | 4.1469e-06 | 4.1469e-06 | 0 | 4.1469e-06
[79 empty] | WLDFR | HFTD - Distribution - Tier 3 - 4QU CoRE ¦ 2QU LoRE | Red Flag Warning - Small Fires | 2048 | 0 | 0.10007 | 0.04626 | 0.0020076 | 0.051804 | 0.035726 | 0.00080004 | 0 | 2.8582e-05 | 2.8582e-05 | 0 | 0 | 4.1469e-06 | 0 | 4.1469e-06
[79 empty] | WLDFR | HFTD - Distribution - Tier 3 - 4QU CoRE ¦ 2QU LoRE | Red Flag Warning - Small Fires | 2049 | 0 | 0.10007 | 0.04626 | 0.0020076 | 0.051804 | 0.035726 | 0.00080004 | 0 | 2.8582e-05 | 2.8582e-05 | 0 | 2.1877e-05 | 0 | 0 | 0
[79 empty] | WLDFR | HFTD - Distribution - Tier 3 - 4QU CoRE ¦ 2QU LoRE | Red Flag Warning - Small Fires | 2050 | 0 | 0.10007 | 0.04626 | 0.0020076 | 0.051804 | 0.035726 | 0.00080004 | 0 | 2.8582e-05 | 2.8582e-05 | 0 | 2.2581e-05 | 2.2581e-05 | 0 | 2.2581e-05
[79 empty] | WLDFR | HFTD - Distribution - Tier 3 - 4QU CoRE ¦ 2QU LoRE | Red Flag Warning - Small Fires | 2051 | 0 | 0.10007 | 0.04626 | 0.0020076 | 0.051804 | 0.035726 | 0.00080004 | 0 | 2.8582e-05 | 2.8582e-05 | 0 | 2.2581e-05 | 2.2581e-05 | 0 | 2.2581e-05
[79 empty] | WLDFR | HFTD - Distribution - Tier 3 - 4QU CoRE ¦ 2QU LoRE | Red Flag Warning - Small Fires | 2052 | 0 | 0.10007 | 0.04626 | 0.0020076 | 0.051804 | 0.035726 | 0.00080004 | 0 | 2.8582e-05 | 2.8582e-05 | 0 | 2.2581e-05 | 2.2581e-05 | 0 | 2.2581e-05
[79 empty] | WLDFR | HFTD - Distribution - Tier 3 - 4QU CoRE ¦ 2QU LoRE | Red Flag Warning - Small Fires | 2053 | 0 | 0.10489 | 0.048274 | 0.002095 | 0.054525 | 0.037602 | 0.00080004 | 0 | 3.0083e-05 | 3.0083e-05 | 0 | 2.2581e-05 | 2.2581e-05 | 0 | 2.2581e-05
[79 empty] | WLDFR | HFTD - Distribution - Tier 3 - 4QU CoRE ¦ 2QU LoRE | Red Flag Warning - Small Fires | 2054 | 0 | 0.10489 | 0.048274 | 0.002095 | 0.054525 | 0.037602 | 0.00080004 | 0 | 3.0083e-05 | 3.0083e-05 | 0 | 2.2581e-05 | 2.2581e-05 | 0 | 2.2581e-05
[79 empty] | WLDFR | HFTD - Distribution - Tier 3 - 4QU CoRE ¦ 2QU LoRE | Red Flag Warning - Small Fires | 2055 | 0 | 0.10489 | 0.048274 | 0.002095 | 0.054525 | 0.037602 | 0.00080004 | 0 | 3.0083e-05 | 3.0083e-05 | 0 | 2.3479e-05 | 2.3479e-05 | 0 | 2.3479e-05
[79 empty] | WLDFR | HFTD - Distribution - Tier 3 - 4QU CoRE ¦ 2QU LoRE | Seismic - Non-Red Flag Warning - Catastrophic Fires | 2026 | 0 | 21835.9781 | 428.6023 | 13939.561 | 7467.8148 | 5149.9993 | 3.3578e-10 | 0 | 1.7292e-06 | 1.7292e-06 | 0 | 2.3479e-05 | 2.3479e-05 | 0 | 2.3479e-05
[79 empty] | WLDFR | HFTD - Distribution - Tier 3 - 4QU CoRE ¦ 2QU LoRE | Seismic - Non-Red Flag Warning - Catastrophic Fires | 2027 | 0 | 21835.9781 | 428.6023 | 13939.561 | 7467.8148 | 5149.9993 | 3.3578e-10 | 0 | 1.7292e-06 | 1.7292e-06 | 0 | 2.3479e-05 | 2.3479e-05 | 0 | 2.3479e-05
[79 empty] | WLDFR | HFTD - Distribution - Tier 3 - 4QU CoRE ¦ 2QU LoRE | Seismic - Non-Red Flag Warning - Catastrophic Fires | 2028 | 0 | 22783.187 | 453.261 | 14531.3357 | 7798.5904 | 5378.1107 | 3.3578e-10 | 0 | 1.8058e-06 | 1.8058e-06 | 0 | 2.3479e-05 | 2.3479e-05 | 0 | 2.3479e-05
[79 empty] | WLDFR | HFTD - Distribution - Tier 3 - 4QU CoRE ¦ 2QU LoRE | Seismic - Non-Red Flag Warning - Catastrophic Fires | 2029 | 0 | 22783.187 | 453.261 | 14531.3357 | 7798.5904 | 5378.1107 | 3.3578e-10 | 0 | 1.8058e-06 | 1.8058e-06 | 0 | 2.3479e-05 | 2.3479e-05 | 0 | 2.3479e-05
[79 empty] | WLDFR | HFTD - Distribution - Tier 3 - 4QU CoRE ¦ 2QU LoRE | Seismic - Non-Red Flag Warning - Catastrophic Fires | 2030 | 0 | 22783.187 | 453.261 | 14531.3357 | 7798.5904 | 5378.1107 | 3.3578e-10 | 0 | 1.8058e-06 | 1.8058e-06 | 0 | 2.4491e-05 | 2.4491e-05 | 0 | 2.4491e-05
[79 empty] | WLDFR | HFTD - Distribution - Tier 3 - 4QU CoRE ¦ 2QU LoRE | Seismic - Non-Red Flag Warning - Catastrophic Fires | 2031 | 0 | 22783.187 | 453.261 | 14531.3357 | 7798.5904 | 5378.1107 | 3.3578e-10 | 0 | 1.8058e-06 | 1.8058e-06 | 0 | 2.4491e-05 | 2.4491e-05 | 0 | 2.4491e-05
[79 empty] | WLDFR | HFTD - Distribution - Tier 3 - 4QU CoRE ¦ 2QU LoRE | Seismic - Non-Red Flag Warning - Catastrophic Fires | 2032 | 0 | 22783.187 | 453.261 | 14531.3357 | 7798.5904 | 5378.1107 | 3.3578e-10 | 0 | 1.8058e-06 | 1.8058e-06 | 0 | 2.4491e-05 | 2.4491e-05 | 0 | 2.4491e-05
[79 empty] | WLDFR | HFTD - Distribution - Tier 3 - 4QU CoRE ¦ 2QU LoRE | Seismic - Non-Red Flag Warning - Catastrophic Fires | 2033 | 0 | 23835.2641 | 480.9649 | 15187.7294 | 8166.5698 | 5631.8789 | 3.3578e-10 | 0 | 1.891e-06 | 1.891e-06 | 0 | 2.4491e-05 | 2.4491e-05 | 0 | 2.4491e-05
[79 empty] | WLDFR | HFTD - Distribution - Tier 3 - 4QU CoRE ¦ 2QU LoRE | Seismic - Non-Red Flag Warning - Catastrophic Fires | 2034 | 0 | 23835.2641 | 480.9649 | 15187.7294 | 8166.5698 | 5631.8789 | 3.3578e-10 | 0 | 1.891e-06 | 1.891e-06 | 0 | 2.4491e-05 | 2.4491e-05 | 0 | 2.4491e-05
[79 empty] | WLDFR | HFTD - Distribution - Tier 3 - 4QU CoRE ¦ 2QU LoRE | Seismic - Non-Red Flag Warning - Catastrophic Fires | 2035 | 0 | 23835.2641 | 480.9649 | 15187.7294 | 8166.5698 | 5631.8789 | 3.3578e-10 | 0 | 1.891e-06 | 1.891e-06 | 0 | 2.5607e-05 | 2.5607e-05 | 0 | 2.5607e-05
[79 empty] | WLDFR | HFTD - Distribution - Tier 3 - 4QU CoRE ¦ 2QU LoRE | Seismic - Non-Red Flag Warning - Catastrophic Fires | 2036 | 0 | 23835.2641 | 480.9649 | 15187.7294 | 8166.5698 | 5631.8789 | 3.3578e-10 | 0 | 1.891e-06 | 1.891e-06 | 0 | 2.5607e-05 | 2.5607e-05 | 0 | 2.5607e-05
[79 empty] | WLDFR | HFTD - Distribution - Tier 3 - 4QU CoRE ¦ 2QU LoRE | Seismic - Non-Red Flag Warning - Catastrophic Fires | 2037 | 0 | 23835.2641 | 480.9649 | 15187.7294 | 8166.5698 | 5631.8789 | 3.3578e-10 | 0 | 1.891e-06 | 1.891e-06 | 0 | 2.5607e-05 | 2.5607e-05 | 0 | 2.5607e-05
[79 empty] | WLDFR | HFTD - Distribution - Tier 3 - 4QU CoRE ¦ 2QU LoRE | Seismic - Non-Red Flag Warning - Catastrophic Fires | 2038 | 0 | 24976.6418 | 511.3745 | 15898.8237 | 8566.4437 | 5907.6423 | 3.3578e-10 | 0 | 1.9836e-06 | 1.9836e-06 | 0 | 2.5607e-05 | 2.5607e-05 | 0 | 2.5607e-05
[79 empty] | WLDFR | HFTD - Distribution - Tier 3 - 4QU CoRE ¦ 2QU LoRE | Seismic - Non-Red Flag Warning - Catastrophic Fires | 2039 | 0 | 24976.6418 | 511.3745 | 15898.8237 | 8566.4437 | 5907.6423 | 3.3578e-10 | 0 | 1.9836e-06 | 1.9836e-06 | 0 | 2.5607e-05 | 2.5607e-05 | 0 | 2.5607e-05
[79 empty] | WLDFR | HFTD - Distribution - Tier 3 - 4QU CoRE ¦ 2QU LoRE | Seismic - Non-Red Flag Warning - Catastrophic Fires | 2040 | 0 | 24976.6418 | 511.3745 | 15898.8237 | 8566.4437 | 5907.6423 | 3.3578e-10 | 0 | 1.9836e-06 | 1.9836e-06 | 0 | 2.6815e-05 | 2.6815e-05 | 0 | 2.6815e-05
[79 empty] | WLDFR | HFTD - Distribution - Tier 3 - 4QU CoRE ¦ 2QU LoRE | Seismic - Non-Red Flag Warning - Catastrophic Fires | 2041 | 0 | 24976.6418 | 511.3745 | 15898.8237 | 8566.4437 | 5907.6423 | 3.3578e-10 | 0 | 1.9836e-06 | 1.9836e-06 | 0 | 2.6815e-05 | 2.6815e-05 | 0 | 2.6815e-05
[79 empty] | WLDFR | HFTD - Distribution - Tier 3 - 4QU CoRE ¦ 2QU LoRE | Seismic - Non-Red Flag Warning - Catastrophic Fires | 2042 | 0 | 24976.6418 | 511.3745 | 15898.8237 | 8566.4437 | 5907.6423 | 3.3578e-10 | 0 | 1.9836e-06 | 1.9836e-06 | 0 | 2.6815e-05 | 2.6815e-05 | 0 | 2.6815e-05
[79 empty] | WLDFR | HFTD - Distribution - Tier 3 - 4QU CoRE ¦ 2QU LoRE | Seismic - Non-Red Flag Warning - Catastrophic Fires | 2043 | 0 | 26191.7278 | 544.1291 | 16654.7414 | 8992.8573 | 6201.7082 | 3.3578e-10 | 0 | 2.0824e-06 | 2.0824e-06 | 0 | 2.6815e-05 | 2.6815e-05 | 0 | 2.6815e-05
[79 empty] | WLDFR | HFTD - Distribution - Tier 3 - 4QU CoRE ¦ 2QU LoRE | Seismic - Non-Red Flag Warning - Catastrophic Fires | 2044 | 0 | 26191.7278 | 544.1291 | 16654.7414 | 8992.8573 | 6201.7082 | 3.3578e-10 | 0 | 2.0824e-06 | 2.0824e-06 | 0 | 2.6815e-05 | 2.6815e-05 | 0 | 2.6815e-05
[79 empty] | WLDFR | HFTD - Distribution - Tier 3 - 4QU CoRE ¦ 2QU LoRE | Seismic - Non-Red Flag Warning - Catastrophic Fires | 2045 | 0 | 26191.7278 | 544.1291 | 16654.7414 | 8992.8573 | 6201.7082 | 3.3578e-10 | 0 | 2.0824e-06 | 2.0824e-06 | 0 | 2.8103e-05 | 2.8103e-05 | 0 | 2.8103e-05
[79 empty] | WLDFR | HFTD - Distribution - Tier 3 - 4QU CoRE ¦ 2QU LoRE | Seismic - Non-Red Flag Warning - Catastrophic Fires | 2046 | 0 | 26191.7278 | 544.1291 | 16654.7414 | 8992.8573 | 6201.7082 | 3.3578e-10 | 0 | 2.0824e-06 | 2.0824e-06 | 0 | 2.8103e-05 | 2.8103e-05 | 0 | 2.8103e-05
[79 empty] | WLDFR | HFTD - Distribution - Tier 3 - 4QU CoRE ¦ 2QU LoRE | Seismic - Non-Red Flag Warning - Catastrophic Fires | 2047 | 0 | 26191.7278 | 544.1291 | 16654.7414 | 8992.8573 | 6201.7082 | 3.3578e-10 | 0 | 2.0824e-06 | 2.0824e-06 | 0 | 2.8103e-05 | 2.8103e-05 | 0 | 2.8103e-05
[79 empty] | WLDFR | HFTD - Distribution - Tier 3 - 4QU CoRE ¦ 2QU LoRE | Seismic - Non-Red Flag Warning - Catastrophic Fires | 2048 | 0 | 27464.7227 | 578.8407 | 17445.538 | 9440.3441 | 6510.3067 | 3.3578e-10 | 0 | 2.186e-06 | 2.186e-06 | 0 | 2.8103e-05 | 2.8103e-05 | 0 | 2.8103e-05
[79 empty] | WLDFR | HFTD - Distribution - Tier 3 - 4QU CoRE ¦ 2QU LoRE | Seismic - Non-Red Flag Warning - Catastrophic Fires | 2049 | 0 | 27464.7227 | 578.8407 | 17445.538 | 9440.3441 | 6510.3067 | 3.3578e-10 | 0 | 2.186e-06 | 2.186e-06 | 0 | 0 | 2.8103e-05 | 0 | 2.8103e-05
[79 empty] | WLDFR | HFTD - Distribution - Tier 3 - 4QU CoRE ¦ 2QU LoRE | Seismic - Non-Red Flag Warning - Catastrophic Fires | 2050 | 0 | 27464.7227 | 578.8407 | 17445.538 | 9440.3441 | 6510.3067 | 3.3578e-10 | 0 | 2.186e-06 | 2.186e-06 | 0 | 0.010087 | 0 | 0 | 0
[79 empty] | WLDFR | HFTD - Distribution - Tier 3 - 4QU CoRE ¦ 2QU LoRE | Seismic - Non-Red Flag Warning - Catastrophic Fires | 2051 | 0 | 27464.7227 | 578.8407 | 17445.538 | 9440.3441 | 6510.3067 | 3.3578e-10 | 0 | 2.186e-06 | 2.186e-06 | 0 | 0.010457 | 0.010457 | 0 | 0.010457
[79 empty] | WLDFR | HFTD - Distribution - Tier 3 - 4QU CoRE ¦ 2QU LoRE | Seismic - Non-Red Flag Warning - Catastrophic Fires | 2052 | 0 | 27464.7227 | 578.8407 | 17445.538 | 9440.3441 | 6510.3067 | 3.3578e-10 | 0 | 2.186e-06 | 2.186e-06 | 0 | 0.010457 | 0.010457 | 0 | 0.010457
[79 empty] | WLDFR | HFTD - Distribution - Tier 3 - 4QU CoRE ¦ 2QU LoRE | Seismic - Non-Red Flag Warning - Catastrophic Fires | 2053 | 0 | 28779.6694 | 615.0952 | 18261.2327 | 9903.3415 | 6829.6018 | 3.3578e-10 | 0 | 2.2932e-06 | 2.2932e-06 | 0 | 0.010457 | 0.010457 | 0 | 0.010457
[79 empty] | WLDFR | HFTD - Distribution - Tier 3 - 4QU CoRE ¦ 2QU LoRE | Seismic - Non-Red Flag Warning - Catastrophic Fires | 2054 | 0 | 28779.6694 | 615.0952 | 18261.2327 | 9903.3415 | 6829.6018 | 3.3578e-10 | 0 | 2.2932e-06 | 2.2932e-06 | 0 | 0.010457 | 0.010457 | 0 | 0.010457
[79 empty] | WLDFR | HFTD - Distribution - Tier 3 - 4QU CoRE ¦ 2QU LoRE | Seismic - Non-Red Flag Warning - Catastrophic Fires | 2055 | 0 | 28779.6694 | 615.0952 | 18261.2327 | 9903.3415 | 6829.6018 | 3.3578e-10 | 0 | 2.2932e-06 | 2.2932e-06 | 0 | 0.010457 | 0.010457 | 0 | 0.010457
[79 empty] | WLDFR | HFTD - Distribution - Tier 3 - 4QU CoRE ¦ 2QU LoRE | Seismic - Red Flag Warning - Catastrophic Fires | 2026 | 0 | 21835.9781 | 428.6023 | 13939.561 | 7467.8148 | 5149.9993 | 1.4478e-08 | 0 | 7.4564e-05 | 7.4564e-05 | 0 | 0.010923 | 0.010923 | 0 | 0.010923
[79 empty] | WLDFR | HFTD - Distribution - Tier 3 - 4QU CoRE ¦ 2QU LoRE | Seismic - Red Flag Warning - Catastrophic Fires | 2027 | 0 | 21835.9781 | 428.6023 | 13939.561 | 7467.8148 | 5149.9993 | 1.4478e-08 | 0 | 7.4564e-05 | 7.4564e-05 | 0 | 0.010923 | 0.010923 | 0 | 0.010923
[79 empty] | WLDFR | HFTD - Distribution - Tier 3 - 4QU CoRE ¦ 2QU LoRE | Seismic - Red Flag Warning - Catastrophic Fires | 2028 | 0 | 22783.187 | 453.261 | 14531.3357 | 7798.5904 | 5378.1107 | 1.4478e-08 | 0 | 7.7867e-05 | 7.7867e-05 | 0 | 0.010923 | 0.010923 | 0 | 0.010923
[79 empty] | WLDFR | HFTD - Distribution - Tier 3 - 4QU CoRE ¦ 2QU LoRE | Seismic - Red Flag Warning - Catastrophic Fires | 2029 | 0 | 22783.187 | 453.261 | 14531.3357 | 7798.5904 | 5378.1107 | 1.4478e-08 | 0 | 7.7867e-05 | 7.7867e-05 | 0 | 0.010923 | 0.010923 | 0 | 0.010923
[79 empty] | WLDFR | HFTD - Distribution - Tier 3 - 4QU CoRE ¦ 2QU LoRE | Seismic - Red Flag Warning - Catastrophic Fires | 2030 | 0 | 22783.187 | 453.261 | 14531.3357 | 7798.5904 | 5378.1107 | 1.4478e-08 | 0 | 7.7867e-05 | 7.7867e-05 | 0 | 0.010923 | 0.010923 | 0 | 0.010923
[79 empty] | WLDFR | HFTD - Distribution - Tier 3 - 4QU CoRE ¦ 2QU LoRE | Seismic - Red Flag Warning - Catastrophic Fires | 2031 | 0 | 22783.187 | 453.261 | 14531.3357 | 7798.5904 | 5378.1107 | 1.4478e-08 | 0 | 7.7867e-05 | 7.7867e-05 | 0 | 0.011441 | 0.011441 | 0 | 0.011441
[79 empty] | WLDFR | HFTD - Distribution - Tier 3 - 4QU CoRE ¦ 2QU LoRE | Seismic - Red Flag Warning - Catastrophic Fires | 2032 | 0 | 22783.187 | 453.261 | 14531.3357 | 7798.5904 | 5378.1107 | 1.4478e-08 | 0 | 7.7867e-05 | 7.7867e-05 | 0 | 0.011441 | 0.011441 | 0 | 0.011441
[79 empty] | WLDFR | HFTD - Distribution - Tier 3 - 4QU CoRE ¦ 2QU LoRE | Seismic - Red Flag Warning - Catastrophic Fires | 2033 | 0 | 23835.2641 | 480.9649 | 15187.7294 | 8166.5698 | 5631.8789 | 1.4478e-08 | 0 | 8.1541e-05 | 8.1541e-05 | 0 | 0.011441 | 0.011441 | 0 | 0.011441
[79 empty] | WLDFR | HFTD - Distribution - Tier 3 - 4QU CoRE ¦ 2QU LoRE | Seismic - Red Flag Warning - Catastrophic Fires | 2034 | 0 | 23835.2641 | 480.9649 | 15187.7294 | 8166.5698 | 5631.8789 | 1.4478e-08 | 0 | 8.1541e-05 | 8.1541e-05 | 0 | 0.011441 | 0.011441 | 0 | 0.011441
[79 empty] | WLDFR | HFTD - Distribution - Tier 3 - 4QU CoRE ¦ 2QU LoRE | Seismic - Red Flag Warning - Catastrophic Fires | 2035 | 0 | 23835.2641 | 480.9649 | 15187.7294 | 8166.5698 | 5631.8789 | 1.4478e-08 | 0 | 8.1541e-05 | 8.1541e-05 | 0 | 0.011441 | 0.011441 | 0 | 0.011441
[79 empty] | WLDFR | HFTD - Distribution - Tier 3 - 4QU CoRE ¦ 2QU LoRE | Seismic - Red Flag Warning - Catastrophic Fires | 2036 | 0 | 23835.2641 | 480.9649 | 15187.7294 | 8166.5698 | 5631.8789 | 1.4478e-08 | 0 | 8.1541e-05 | 8.1541e-05 | 0 | 0.012003 | 0.012003 | 0 | 0.012003
[79 empty] | WLDFR | HFTD - Distribution - Tier 3 - 4QU CoRE ¦ 2QU LoRE | Seismic - Red Flag Warning - Catastrophic Fires | 2037 | 0 | 23835.2641 | 480.9649 | 15187.7294 | 8166.5698 | 5631.8789 | 1.4478e-08 | 0 | 8.1541e-05 | 8.1541e-05 | 0 | 0.012003 | 0.012003 | 0 | 0.012003
[79 empty] | WLDFR | HFTD - Distribution - Tier 3 - 4QU CoRE ¦ 2QU LoRE | Seismic - Red Flag Warning - Catastrophic Fires | 2038 | 0 | 24976.6418 | 511.3745 | 15898.8237 | 8566.4437 | 5907.6423 | 1.4478e-08 | 0 | 8.5534e-05 | 8.5534e-05 | 0 | 0.012003 | 0.012003 | 0 | 0.012003
[79 empty] | WLDFR | HFTD - Distribution - Tier 3 - 4QU CoRE ¦ 2QU LoRE | Seismic - Red Flag Warning - Catastrophic Fires | 2039 | 0 | 24976.6418 | 511.3745 | 15898.8237 | 8566.4437 | 5907.6423 | 1.4478e-08 | 0 | 8.5534e-05 | 8.5534e-05 | 0 | 0.012003 | 0.012003 | 0 | 0.012003
[79 empty] | WLDFR | HFTD - Distribution - Tier 3 - 4QU CoRE ¦ 2QU LoRE | Seismic - Red Flag Warning - Catastrophic Fires | 2040 | 0 | 24976.6418 | 511.3745 | 15898.8237 | 8566.4437 | 5907.6423 | 1.4478e-08 | 0 | 8.5534e-05 | 8.5534e-05 | 0 | 0.012003 | 0.012003 | 0 | 0.012003
[79 empty] | WLDFR | HFTD - Distribution - Tier 3 - 4QU CoRE ¦ 2QU LoRE | Seismic - Red Flag Warning - Catastrophic Fires | 2041 | 0 | 24976.6418 | 511.3745 | 15898.8237 | 8566.4437 | 5907.6423 | 1.4478e-08 | 0 | 8.5534e-05 | 8.5534e-05 | 0 | 0.012602 | 0.012602 | 0 | 0.012602
[79 empty] | WLDFR | HFTD - Distribution - Tier 3 - 4QU CoRE ¦ 2QU LoRE | Seismic - Red Flag Warning - Catastrophic Fires | 2042 | 0 | 24976.6418 | 511.3745 | 15898.8237 | 8566.4437 | 5907.6423 | 1.4478e-08 | 0 | 8.5534e-05 | 8.5534e-05 | 0 | 0.012602 | 0.012602 | 0 | 0.012602
[79 empty] | WLDFR | HFTD - Distribution - Tier 3 - 4QU CoRE ¦ 2QU LoRE | Seismic - Red Flag Warning - Catastrophic Fires | 2043 | 0 | 26191.7278 | 544.1291 | 16654.7414 | 8992.8573 | 6201.7082 | 1.4478e-08 | 0 | 8.9791e-05 | 8.9791e-05 | 0 | 0.012602 | 0.012602 | 0 | 0.012602
[79 empty] | WLDFR | HFTD - Distribution - Tier 3 - 4QU CoRE ¦ 2QU LoRE | Seismic - Red Flag Warning - Catastrophic Fires | 2044 | 0 | 26191.7278 | 544.1291 | 16654.7414 | 8992.8573 | 6201.7082 | 1.4478e-08 | 0 | 8.9791e-05 | 8.9791e-05 | 0 | 0.012602 | 0.012602 | 0 | 0.012602
[79 empty] | WLDFR | HFTD - Distribution - Tier 3 - 4QU CoRE ¦ 2QU LoRE | Seismic - Red Flag Warning - Catastrophic Fires | 2045 | 0 | 26191.7278 | 544.1291 | 16654.7414 | 8992.8573 | 6201.7082 | 1.4478e-08 | 0 | 8.9791e-05 | 8.9791e-05 | 0 | 0.012602 | 0.012602 | 0 | 0.012602
[79 empty] | WLDFR | HFTD - Distribution - Tier 3 - 4QU CoRE ¦ 2QU LoRE | Seismic - Red Flag Warning - Catastrophic Fires | 2046 | 0 | 26191.7278 | 544.1291 | 16654.7414 | 8992.8573 | 6201.7082 | 1.4478e-08 | 0 | 8.9791e-05 | 8.9791e-05 | 0 | 0.013229 | 0.013229 | 0 | 0.013229
[79 empty] | WLDFR | HFTD - Distribution - Tier 3 - 4QU CoRE ¦ 2QU LoRE | Seismic - Red Flag Warning - Catastrophic Fires | 2047 | 0 | 26191.7278 | 544.1291 | 16654.7414 | 8992.8573 | 6201.7082 | 1.4478e-08 | 0 | 8.9791e-05 | 8.9791e-05 | 0 | 0.013229 | 0.013229 | 0 | 0.013229
[79 empty] | WLDFR | HFTD - Distribution - Tier 3 - 4QU CoRE ¦ 2QU LoRE | Seismic - Red Flag Warning - Catastrophic Fires | 2048 | 0 | 27464.7227 | 578.8407 | 17445.538 | 9440.3441 | 6510.3067 | 1.4478e-08 | 0 | 9.4259e-05 | 9.4259e-05 | 0 | 0.013229 | 0.013229 | 0 | 0.013229
[79 empty] | WLDFR | HFTD - Distribution - Tier 3 - 4QU CoRE ¦ 2QU LoRE | Seismic - Red Flag Warning - Catastrophic Fires | 2049 | 0 | 27464.7227 | 578.8407 | 17445.538 | 9440.3441 | 6510.3067 | 1.4478e-08 | 0 | 9.4259e-05 | 9.4259e-05 | 0 | 0.013229 | 0.013229 | 0 | 0.013229
[79 empty] | WLDFR | HFTD - Distribution - Tier 3 - 4QU CoRE ¦ 2QU LoRE | Seismic - Red Flag Warning - Catastrophic Fires | 2050 | 0 | 27464.7227 | 578.8407 | 17445.538 | 9440.3441 | 6510.3067 | 1.4478e-08 | 0 | 9.4259e-05 | 9.4259e-05 | 0 | 0 | 0.013229 | 0 | 0.013229
[79 empty] | WLDFR | HFTD - Distribution - Tier 3 - 4QU CoRE ¦ 2QU LoRE | Seismic - Red Flag Warning - Catastrophic Fires | 2051 | 0 | 27464.7227 | 578.8407 | 17445.538 | 9440.3441 | 6510.3067 | 1.4478e-08 | 0 | 9.4259e-05 | 9.4259e-05 | 0 | 0.0009506 | 0 | 0 | 0
[79 empty] | WLDFR | HFTD - Distribution - Tier 3 - 4QU CoRE ¦ 2QU LoRE | Seismic - Red Flag Warning - Catastrophic Fires | 2052 | 0 | 27464.7227 | 578.8407 | 17445.538 | 9440.3441 | 6510.3067 | 1.4478e-08 | 0 | 9.4259e-05 | 9.4259e-05 | 0 | 0.00098532 | 0.00098532 | 0 | 0.00098532
[79 empty] | WLDFR | HFTD - Distribution - Tier 3 - 4QU CoRE ¦ 2QU LoRE | Seismic - Red Flag Warning - Catastrophic Fires | 2053 | 0 | 28779.6694 | 615.0952 | 18261.2327 | 9903.3415 | 6829.6018 | 1.4478e-08 | 0 | 9.8882e-05 | 9.8882e-05 | 0 | 0.00098532 | 0.00098532 | 0 | 0.00098532
[79 empty] | WLDFR | HFTD - Distribution - Tier 3 - 4QU CoRE ¦ 2QU LoRE | Seismic - Red Flag Warning - Catastrophic Fires | 2054 | 0 | 28779.6694 | 615.0952 | 18261.2327 | 9903.3415 | 6829.6018 | 1.4478e-08 | 0 | 9.8882e-05 | 9.8882e-05 | 0 | 0.00098532 | 0.00098532 | 0 | 0.00098532
[79 empty] | WLDFR | HFTD - Distribution - Tier 3 - 4QU CoRE ¦ 2QU LoRE | Seismic - Red Flag Warning - Catastrophic Fires | 2055 | 0 | 28779.6694 | 615.0952 | 18261.2327 | 9903.3415 | 6829.6018 | 1.4478e-08 | 0 | 9.8882e-05 | 9.8882e-05 | 0 | 0.00098532 | 0.00098532 | 0 | 0.00098532
[79 empty] | WLDFR | HFTD - Distribution - Tier 3 - 4QU CoRE ¦ 3QU LoRE | Non-Red Flag Warning - Catastrophic Fires | 2026 | 0 | 14664.6376 | 233.2301 | 8896.516 | 5534.8915 | 3817.0051 | 3.8554e-07 | 0 | 0.0014716 | 0.0014716 | 0 | 0.00098532 | 0.00098532 | 0 | 0.00098532
[79 empty] | WLDFR | HFTD - Distribution - Tier 3 - 4QU CoRE ¦ 3QU LoRE | Non-Red Flag Warning - Catastrophic Fires | 2027 | 0 | 14664.6376 | 233.2301 | 8896.516 | 5534.8915 | 3817.0051 | 3.8554e-07 | 0 | 0.0014716 | 0.0014716 | 0 | 0.0010291 | 0.0010291 | 0 | 0.0010291
[79 empty] | WLDFR | HFTD - Distribution - Tier 3 - 4QU CoRE ¦ 3QU LoRE | Non-Red Flag Warning - Catastrophic Fires | 2028 | 0 | 15317.9909 | 247.273 | 9287.6491 | 5783.0689 | 3988.1546 | 3.8554e-07 | 0 | 0.0015376 | 0.0015376 | 0 | 0.0010291 | 0.0010291 | 0 | 0.0010291
[79 empty] | WLDFR | HFTD - Distribution - Tier 3 - 4QU CoRE ¦ 3QU LoRE | Non-Red Flag Warning - Catastrophic Fires | 2029 | 0 | 15317.9909 | 247.273 | 9287.6491 | 5783.0689 | 3988.1546 | 3.8554e-07 | 0 | 0.0015376 | 0.0015376 | 0 | 0.0010291 | 0.0010291 | 0 | 0.0010291
[79 empty] | WLDFR | HFTD - Distribution - Tier 3 - 4QU CoRE ¦ 3QU LoRE | Non-Red Flag Warning - Catastrophic Fires | 2030 | 0 | 15317.9909 | 247.273 | 9287.6491 | 5783.0689 | 3988.1546 | 3.8554e-07 | 0 | 0.0015376 | 0.0015376 | 0 | 0.0010291 | 0.0010291 | 0 | 0.0010291
[79 empty] | WLDFR | HFTD - Distribution - Tier 3 - 4QU CoRE ¦ 3QU LoRE | Non-Red Flag Warning - Catastrophic Fires | 2031 | 0 | 15317.9909 | 247.273 | 9287.6491 | 5783.0689 | 3988.1546 | 3.8554e-07 | 0 | 0.0015376 | 0.0015376 | 0 | 0.0010291 | 0.0010291 | 0 | 0.0010291
[79 empty] | WLDFR | HFTD - Distribution - Tier 3 - 4QU CoRE ¦ 3QU LoRE | Non-Red Flag Warning - Catastrophic Fires | 2032 | 0 | 15317.9909 | 247.273 | 9287.6491 | 5783.0689 | 3988.1546 | 3.8554e-07 | 0 | 0.0015376 | 0.0015376 | 0 | 0.0010776 | 0.0010776 | 0 | 0.0010776
[79 empty] | WLDFR | HFTD - Distribution - Tier 3 - 4QU CoRE ¦ 3QU LoRE | Non-Red Flag Warning - Catastrophic Fires | 2033 | 0 | 16044.1264 | 263.1074 | 9721.74 | 6059.2791 | 4178.6364 | 3.8554e-07 | 0 | 0.001611 | 0.001611 | 0 | 0.0010776 | 0.0010776 | 0 | 0.0010776
[79 empty] | WLDFR | HFTD - Distribution - Tier 3 - 4QU CoRE ¦ 3QU LoRE | Non-Red Flag Warning - Catastrophic Fires | 2034 | 0 | 16044.1264 | 263.1074 | 9721.74 | 6059.2791 | 4178.6364 | 3.8554e-07 | 0 | 0.001611 | 0.001611 | 0 | 0.0010776 | 0.0010776 | 0 | 0.0010776
[79 empty] | WLDFR | HFTD - Distribution - Tier 3 - 4QU CoRE ¦ 3QU LoRE | Non-Red Flag Warning - Catastrophic Fires | 2035 | 0 | 16044.1264 | 263.1074 | 9721.74 | 6059.2791 | 4178.6364 | 3.8554e-07 | 0 | 0.001611 | 0.001611 | 0 | 0.0010776 | 0.0010776 | 0 | 0.0010776
[79 empty] | WLDFR | HFTD - Distribution - Tier 3 - 4QU CoRE ¦ 3QU LoRE | Non-Red Flag Warning - Catastrophic Fires | 2036 | 0 | 16044.1264 | 263.1074 | 9721.74 | 6059.2791 | 4178.6364 | 3.8554e-07 | 0 | 0.001611 | 0.001611 | 0 | 0.0010776 | 0.0010776 | 0 | 0.0010776
[79 empty] | WLDFR | HFTD - Distribution - Tier 3 - 4QU CoRE ¦ 3QU LoRE | Non-Red Flag Warning - Catastrophic Fires | 2037 | 0 | 16044.1264 | 263.1074 | 9721.74 | 6059.2791 | 4178.6364 | 3.8554e-07 | 0 | 0.001611 | 0.001611 | 0 | 0.0011303 | 0.0011303 | 0 | 0.0011303
[79 empty] | WLDFR | HFTD - Distribution - Tier 3 - 4QU CoRE ¦ 3QU LoRE | Non-Red Flag Warning - Catastrophic Fires | 2038 | 0 | 16832.3912 | 280.5544 | 10192.2718 | 6359.5651 | 4385.7214 | 3.8554e-07 | 0 | 0.0016909 | 0.0016909 | 0 | 0.0011303 | 0.0011303 | 0 | 0.0011303
[79 empty] | WLDFR | HFTD - Distribution - Tier 3 - 4QU CoRE ¦ 3QU LoRE | Non-Red Flag Warning - Catastrophic Fires | 2039 | 0 | 16832.3912 | 280.5544 | 10192.2718 | 6359.5651 | 4385.7214 | 3.8554e-07 | 0 | 0.0016909 | 0.0016909 | 0 | 0.0011303 | 0.0011303 | 0 | 0.0011303
[79 empty] | WLDFR | HFTD - Distribution - Tier 3 - 4QU CoRE ¦ 3QU LoRE | Non-Red Flag Warning - Catastrophic Fires | 2040 | 0 | 16832.3912 | 280.5544 | 10192.2718 | 6359.5651 | 4385.7214 | 3.8554e-07 | 0 | 0.0016909 | 0.0016909 | 0 | 0.0011303 | 0.0011303 | 0 | 0.0011303
[79 empty] | WLDFR | HFTD - Distribution - Tier 3 - 4QU CoRE ¦ 3QU LoRE | Non-Red Flag Warning - Catastrophic Fires | 2041 | 0 | 16832.3912 | 280.5544 | 10192.2718 | 6359.5651 | 4385.7214 | 3.8554e-07 | 0 | 0.0016909 | 0.0016909 | 0 | 0.0011303 | 0.0011303 | 0 | 0.0011303
[79 empty] | WLDFR | HFTD - Distribution - Tier 3 - 4QU CoRE ¦ 3QU LoRE | Non-Red Flag Warning - Catastrophic Fires | 2042 | 0 | 16832.3912 | 280.5544 | 10192.2718 | 6359.5651 | 4385.7214 | 3.8554e-07 | 0 | 0.0016909 | 0.0016909 | 0 | 0.0011863 | 0.0011863 | 0 | 0.0011863
[79 empty] | WLDFR | HFTD - Distribution - Tier 3 - 4QU CoRE ¦ 3QU LoRE | Non-Red Flag Warning - Catastrophic Fires | 2043 | 0 | 17672.0852 | 299.42 | 10692.7362 | 6679.929 | 4606.6527 | 3.8554e-07 | 0 | 0.001776 | 0.001776 | 0 | 0.0011863 | 0.0011863 | 0 | 0.0011863
[79 empty] | WLDFR | HFTD - Distribution - Tier 3 - 4QU CoRE ¦ 3QU LoRE | Non-Red Flag Warning - Catastrophic Fires | 2044 | 0 | 17672.0852 | 299.42 | 10692.7362 | 6679.929 | 4606.6527 | 3.8554e-07 | 0 | 0.001776 | 0.001776 | 0 | 0.0011863 | 0.0011863 | 0 | 0.0011863
[79 empty] | WLDFR | HFTD - Distribution - Tier 3 - 4QU CoRE ¦ 3QU LoRE | Non-Red Flag Warning - Catastrophic Fires | 2045 | 0 | 17672.0852 | 299.42 | 10692.7362 | 6679.929 | 4606.6527 | 3.8554e-07 | 0 | 0.001776 | 0.001776 | 0 | 0.0011863 | 0.0011863 | 0 | 0.0011863
[79 empty] | WLDFR | HFTD - Distribution - Tier 3 - 4QU CoRE ¦ 3QU LoRE | Non-Red Flag Warning - Catastrophic Fires | 2046 | 0 | 17672.0852 | 299.42 | 10692.7362 | 6679.929 | 4606.6527 | 3.8554e-07 | 0 | 0.001776 | 0.001776 | 0 | 0.0011863 | 0.0011863 | 0 | 0.0011863
[79 empty] | WLDFR | HFTD - Distribution - Tier 3 - 4QU CoRE ¦ 3QU LoRE | Non-Red Flag Warning - Catastrophic Fires | 2047 | 0 | 17672.0852 | 299.42 | 10692.7362 | 6679.929 | 4606.6527 | 3.8554e-07 | 0 | 0.001776 | 0.001776 | 0 | 0.001245 | 0.001245 | 0 | 0.001245
[79 empty] | WLDFR | HFTD - Distribution - Tier 3 - 4QU CoRE ¦ 3QU LoRE | Non-Red Flag Warning - Catastrophic Fires | 2048 | 0 | 18552.3348 | 319.4911 | 11216.5626 | 7016.281 | 4838.6098 | 3.8554e-07 | 0 | 0.0018655 | 0.0018655 | 0 | 0.001245 | 0.001245 | 0 | 0.001245
[79 empty] | WLDFR | HFTD - Distribution - Tier 3 - 4QU CoRE ¦ 3QU LoRE | Non-Red Flag Warning - Catastrophic Fires | 2049 | 0 | 18552.3348 | 319.4911 | 11216.5626 | 7016.281 | 4838.6098 | 3.8554e-07 | 0 | 0.0018655 | 0.0018655 | 0 | 0.001245 | 0.001245 | 0 | 0.001245
[79 empty] | WLDFR | HFTD - Distribution - Tier 3 - 4QU CoRE ¦ 3QU LoRE | Non-Red Flag Warning - Catastrophic Fires | 2050 | 0 | 18552.3348 | 319.4911 | 11216.5626 | 7016.281 | 4838.6098 | 3.8554e-07 | 0 | 0.0018655 | 0.0018655 | 0 | 0.001245 | 0.001245 | 0 | 0.001245
[79 empty] | WLDFR | HFTD - Distribution - Tier 3 - 4QU CoRE ¦ 3QU LoRE | Non-Red Flag Warning - Catastrophic Fires | 2051 | 0 | 18552.3348 | 319.4911 | 11216.5626 | 7016.281 | 4838.6098 | 3.8554e-07 | 0 | 0.0018655 | 0.0018655 | 0 | 0 | 0.001245 | 0 | 0.001245
[79 empty] | WLDFR | HFTD - Distribution - Tier 3 - 4QU CoRE ¦ 3QU LoRE | Non-Red Flag Warning - Catastrophic Fires | 2052 | 0 | 18552.3348 | 319.4911 | 11216.5626 | 7016.281 | 4838.6098 | 3.8554e-07 | 0 | 0.0018655 | 0.0018655 | 0 | 7.4133e-06 | 0 | 0 | 0
[79 empty] | WLDFR | HFTD - Distribution - Tier 3 - 4QU CoRE ¦ 3QU LoRE | Non-Red Flag Warning - Catastrophic Fires | 2053 | 0 | 19462.1283 | 340.5356 | 11757.1413 | 7364.4514 | 5078.7171 | 3.8554e-07 | 0 | 0.001958 | 0.001958 | 0 | 7.745e-06 | 7.745e-06 | 0 | 7.745e-06
[79 empty] | WLDFR | HFTD - Distribution - Tier 3 - 4QU CoRE ¦ 3QU LoRE | Non-Red Flag Warning - Catastrophic Fires | 2054 | 0 | 19462.1283 | 340.5356 | 11757.1413 | 7364.4514 | 5078.7171 | 3.8554e-07 | 0 | 0.001958 | 0.001958 | 0 | 7.745e-06 | 7.745e-06 | 0 | 7.745e-06
[79 empty] | WLDFR | HFTD - Distribution - Tier 3 - 4QU CoRE ¦ 3QU LoRE | Non-Red Flag Warning - Catastrophic Fires | 2055 | 0 | 19462.1283 | 340.5356 | 11757.1413 | 7364.4514 | 5078.7171 | 3.8554e-07 | 0 | 0.001958 | 0.001958 | 0 | 7.745e-06 | 7.745e-06 | 0 | 7.745e-06
[79 empty] | WLDFR | HFTD - Distribution - Tier 3 - 4QU CoRE ¦ 3QU LoRE | Non-Red Flag Warning - Large Fires | 2026 | 0 | 5.475 | 0.71896 | 3.0715 | 1.6846 | 1.1617 | 1.1383e-05 | 0 | 1.3224e-05 | 1.3224e-05 | 0 | 7.745e-06 | 7.745e-06 | 0 | 7.745e-06
[79 empty] | WLDFR | HFTD - Distribution - Tier 3 - 4QU CoRE ¦ 3QU LoRE | Non-Red Flag Warning - Large Fires | 2027 | 0 | 5.475 | 0.71896 | 3.0715 | 1.6846 | 1.1617 | 1.1383e-05 | 0 | 1.3224e-05 | 1.3224e-05 | 0 | 7.745e-06 | 7.745e-06 | 0 | 7.745e-06
[79 empty] | WLDFR | HFTD - Distribution - Tier 3 - 4QU CoRE ¦ 3QU LoRE | Non-Red Flag Warning - Large Fires | 2028 | 0 | 5.777 | 0.74734 | 3.238 | 1.7917 | 1.2356 | 1.1383e-05 | 0 | 1.4065e-05 | 1.4065e-05 | 0 | 8.1722e-06 | 8.1722e-06 | 0 | 8.1722e-06
[79 empty] | WLDFR | HFTD - Distribution - Tier 3 - 4QU CoRE ¦ 3QU LoRE | Non-Red Flag Warning - Large Fires | 2029 | 0 | 5.777 | 0.74734 | 3.238 | 1.7917 | 1.2356 | 1.1383e-05 | 0 | 1.4065e-05 | 1.4065e-05 | 0 | 8.1722e-06 | 8.1722e-06 | 0 | 8.1722e-06
[79 empty] | WLDFR | HFTD - Distribution - Tier 3 - 4QU CoRE ¦ 3QU LoRE | Non-Red Flag Warning - Large Fires | 2030 | 0 | 5.777 | 0.74734 | 3.238 | 1.7917 | 1.2356 | 1.1383e-05 | 0 | 1.4065e-05 | 1.4065e-05 | 0 | 8.1722e-06 | 8.1722e-06 | 0 | 8.1722e-06
[79 empty] | WLDFR | HFTD - Distribution - Tier 3 - 4QU CoRE ¦ 3QU LoRE | Non-Red Flag Warning - Large Fires | 2031 | 0 | 5.777 | 0.74734 | 3.238 | 1.7917 | 1.2356 | 1.1383e-05 | 0 | 1.4065e-05 | 1.4065e-05 | 0 | 8.1722e-06 | 8.1722e-06 | 0 | 8.1722e-06
[79 empty] | WLDFR | HFTD - Distribution - Tier 3 - 4QU CoRE ¦ 3QU LoRE | Non-Red Flag Warning - Large Fires | 2032 | 0 | 5.777 | 0.74734 | 3.238 | 1.7917 | 1.2356 | 1.1383e-05 | 0 | 1.4065e-05 | 1.4065e-05 | 0 | 8.1722e-06 | 8.1722e-06 | 0 | 8.1722e-06
[79 empty] | WLDFR | HFTD - Distribution - Tier 3 - 4QU CoRE ¦ 3QU LoRE | Non-Red Flag Warning - Large Fires | 2033 | 0 | 6.1205 | 0.77885 | 3.4265 | 1.9151 | 1.3207 | 1.1383e-05 | 0 | 1.5033e-05 | 1.5033e-05 | 0 | 8.6581e-06 | 8.6581e-06 | 0 | 8.6581e-06
[79 empty] | WLDFR | HFTD - Distribution - Tier 3 - 4QU CoRE ¦ 3QU LoRE | Non-Red Flag Warning - Large Fires | 2034 | 0 | 6.1205 | 0.77885 | 3.4265 | 1.9151 | 1.3207 | 1.1383e-05 | 0 | 1.5033e-05 | 1.5033e-05 | 0 | 8.6581e-06 | 8.6581e-06 | 0 | 8.6581e-06
[79 empty] | WLDFR | HFTD - Distribution - Tier 3 - 4QU CoRE ¦ 3QU LoRE | Non-Red Flag Warning - Large Fires | 2035 | 0 | 6.1205 | 0.77885 | 3.4265 | 1.9151 | 1.3207 | 1.1383e-05 | 0 | 1.5033e-05 | 1.5033e-05 | 0 | 8.6581e-06 | 8.6581e-06 | 0 | 8.6581e-06
[79 empty] | WLDFR | HFTD - Distribution - Tier 3 - 4QU CoRE ¦ 3QU LoRE | Non-Red Flag Warning - Large Fires | 2036 | 0 | 6.1205 | 0.77885 | 3.4265 | 1.9151 | 1.3207 | 1.1383e-05 | 0 | 1.5033e-05 | 1.5033e-05 | 0 | 8.6581e-06 | 8.6581e-06 | 0 | 8.6581e-06
[79 empty] | WLDFR | HFTD - Distribution - Tier 3 - 4QU CoRE ¦ 3QU LoRE | Non-Red Flag Warning - Large Fires | 2037 | 0 | 6.1205 | 0.77885 | 3.4265 | 1.9151 | 1.3207 | 1.1383e-05 | 0 | 1.5033e-05 | 1.5033e-05 | 0 | 8.6581e-06 | 8.6581e-06 | 0 | 8.6581e-06
[79 empty] | WLDFR | HFTD - Distribution - Tier 3 - 4QU CoRE ¦ 3QU LoRE | Non-Red Flag Warning - Large Fires | 2038 | 0 | 6.5028 | 0.81304 | 3.6355 | 2.0543 | 1.4167 | 1.1383e-05 | 0 | 1.6125e-05 | 1.6125e-05 | 0 | 9.1989e-06 | 9.1989e-06 | 0 | 9.1989e-06
[79 empty] | WLDFR | HFTD - Distribution - Tier 3 - 4QU CoRE ¦ 3QU LoRE | Non-Red Flag Warning - Large Fires | 2039 | 0 | 6.5028 | 0.81304 | 3.6355 | 2.0543 | 1.4167 | 1.1383e-05 | 0 | 1.6125e-05 | 1.6125e-05 | 0 | 9.1989e-06 | 9.1989e-06 | 0 | 9.1989e-06
[79 empty] | WLDFR | HFTD - Distribution - Tier 3 - 4QU CoRE ¦ 3QU LoRE | Non-Red Flag Warning - Large Fires | 2040 | 0 | 6.5028 | 0.81304 | 3.6355 | 2.0543 | 1.4167 | 1.1383e-05 | 0 | 1.6125e-05 | 1.6125e-05 | 0 | 9.1989e-06 | 9.1989e-06 | 0 | 9.1989e-06
[79 empty] | WLDFR | HFTD - Distribution - Tier 3 - 4QU CoRE ¦ 3QU LoRE | Non-Red Flag Warning - Large Fires | 2041 | 0 | 6.5028 | 0.81304 | 3.6355 | 2.0543 | 1.4167 | 1.1383e-05 | 0 | 1.6125e-05 | 1.6125e-05 | 0 | 9.1989e-06 | 9.1989e-06 | 0 | 9.1989e-06
[79 empty] | WLDFR | HFTD - Distribution - Tier 3 - 4QU CoRE ¦ 3QU LoRE | Non-Red Flag Warning - Large Fires | 2042 | 0 | 6.5028 | 0.81304 | 3.6355 | 2.0543 | 1.4167 | 1.1383e-05 | 0 | 1.6125e-05 | 1.6125e-05 | 0 | 9.1989e-06 | 9.1989e-06 | 0 | 9.1989e-06
[79 empty] | WLDFR | HFTD - Distribution - Tier 3 - 4QU CoRE ¦ 3QU LoRE | Non-Red Flag Warning - Large Fires | 2043 | 0 | 6.9209 | 0.84944 | 3.8632 | 2.2083 | 1.5229 | 1.1383e-05 | 0 | 1.7335e-05 | 1.7335e-05 | 0 | 9.7904e-06 | 9.7904e-06 | 0 | 9.7904e-06
[79 empty] | WLDFR | HFTD - Distribution - Tier 3 - 4QU CoRE ¦ 3QU LoRE | Non-Red Flag Warning - Large Fires | 2044 | 0 | 6.9209 | 0.84944 | 3.8632 | 2.2083 | 1.5229 | 1.1383e-05 | 0 | 1.7335e-05 | 1.7335e-05 | 0 | 9.7904e-06 | 9.7904e-06 | 0 | 9.7904e-06
[79 empty] | WLDFR | HFTD - Distribution - Tier 3 - 4QU CoRE ¦ 3QU LoRE | Non-Red Flag Warning - Large Fires | 2045 | 0 | 6.9209 | 0.84944 | 3.8632 | 2.2083 | 1.5229 | 1.1383e-05 | 0 | 1.7335e-05 | 1.7335e-05 | 0 | 9.7904e-06 | 9.7904e-06 | 0 | 9.7904e-06
[79 empty] | WLDFR | HFTD - Distribution - Tier 3 - 4QU CoRE ¦ 3QU LoRE | Non-Red Flag Warning - Large Fires | 2046 | 0 | 6.9209 | 0.84944 | 3.8632 | 2.2083 | 1.5229 | 1.1383e-05 | 0 | 1.7335e-05 | 1.7335e-05 | 0 | 9.7904e-06 | 9.7904e-06 | 0 | 9.7904e-06
[79 empty] | WLDFR | HFTD - Distribution - Tier 3 - 4QU CoRE ¦ 3QU LoRE | Non-Red Flag Warning - Large Fires | 2047 | 0 | 6.9209 | 0.84944 | 3.8632 | 2.2083 | 1.5229 | 1.1383e-05 | 0 | 1.7335e-05 | 1.7335e-05 | 0 | 9.7904e-06 | 9.7904e-06 | 0 | 9.7904e-06
[79 empty] | WLDFR | HFTD - Distribution - Tier 3 - 4QU CoRE ¦ 3QU LoRE | Non-Red Flag Warning - Large Fires | 2048 | 0 | 7.3713 | 0.88759 | 4.1075 | 2.3763 | 1.6388 | 1.1383e-05 | 0 | 1.8653e-05 | 1.8653e-05 | 0 | 1.0428e-05 | 1.0428e-05 | 0 | 1.0428e-05
[79 empty] | WLDFR | HFTD - Distribution - Tier 3 - 4QU CoRE ¦ 3QU LoRE | Non-Red Flag Warning - Large Fires | 2049 | 0 | 7.3713 | 0.88759 | 4.1075 | 2.3763 | 1.6388 | 1.1383e-05 | 0 | 1.8653e-05 | 1.8653e-05 | 0 | 1.0428e-05 | 1.0428e-05 | 0 | 1.0428e-05
[79 empty] | WLDFR | HFTD - Distribution - Tier 3 - 4QU CoRE ¦ 3QU LoRE | Non-Red Flag Warning - Large Fires | 2050 | 0 | 7.3713 | 0.88759 | 4.1075 | 2.3763 | 1.6388 | 1.1383e-05 | 0 | 1.8653e-05 | 1.8653e-05 | 0 | 1.0428e-05 | 1.0428e-05 | 0 | 1.0428e-05
[79 empty] | WLDFR | HFTD - Distribution - Tier 3 - 4QU CoRE ¦ 3QU LoRE | Non-Red Flag Warning - Large Fires | 2051 | 0 | 7.3713 | 0.88759 | 4.1075 | 2.3763 | 1.6388 | 1.1383e-05 | 0 | 1.8653e-05 | 1.8653e-05 | 0 | 1.0428e-05 | 1.0428e-05 | 0 | 1.0428e-05
[79 empty] | WLDFR | HFTD - Distribution - Tier 3 - 4QU CoRE ¦ 3QU LoRE | Non-Red Flag Warning - Large Fires | 2052 | 0 | 7.3713 | 0.88759 | 4.1075 | 2.3763 | 1.6388 | 1.1383e-05 | 0 | 1.8653e-05 | 1.8653e-05 | 0 | 0 | 1.0428e-05 | 0 | 1.0428e-05
[79 empty] | WLDFR | HFTD - Distribution - Tier 3 - 4QU CoRE ¦ 3QU LoRE | Non-Red Flag Warning - Large Fires | 2053 | 0 | 7.8503 | 0.92702 | 4.3664 | 2.5569 | 1.7633 | 1.1383e-05 | 0 | 2.0071e-05 | 2.0071e-05 | 0 | 3.2625e-06 | 0 | 0 | 0
[79 empty] | WLDFR | HFTD - Distribution - Tier 3 - 4QU CoRE ¦ 3QU LoRE | Non-Red Flag Warning - Large Fires | 2054 | 0 | 7.8503 | 0.92702 | 4.3664 | 2.5569 | 1.7633 | 1.1383e-05 | 0 | 2.0071e-05 | 2.0071e-05 | 0 | 3.3675e-06 | 3.3675e-06 | 0 | 3.3675e-06
[79 empty] | WLDFR | HFTD - Distribution - Tier 3 - 4QU CoRE ¦ 3QU LoRE | Non-Red Flag Warning - Large Fires | 2055 | 0 | 7.8503 | 0.92702 | 4.3664 | 2.5569 | 1.7633 | 1.1383e-05 | 0 | 2.0071e-05 | 2.0071e-05 | 0 | 3.3675e-06 | 3.3675e-06 | 0 | 3.3675e-06
[79 empty] | WLDFR | HFTD - Distribution - Tier 3 - 4QU CoRE ¦ 3QU LoRE | Non-Red Flag Warning - Small Fires | 2026 | 0 | 0.080408 | 0.03759 | 0.0016314 | 0.041187 | 0.028403 | 0.0041866 | 0 | 0.00011891 | 0.00011891 | 0 | 3.3675e-06 | 3.3675e-06 | 0 | 3.3675e-06
[79 empty] | WLDFR | HFTD - Distribution - Tier 3 - 4QU CoRE ¦ 3QU LoRE | Non-Red Flag Warning - Small Fires | 2027 | 0 | 0.080408 | 0.03759 | 0.0016314 | 0.041187 | 0.028403 | 0.0041866 | 0 | 0.00011891 | 0.00011891 | 0 | 3.3675e-06 | 3.3675e-06 | 0 | 3.3675e-06
[79 empty] | WLDFR | HFTD - Distribution - Tier 3 - 4QU CoRE ¦ 3QU LoRE | Non-Red Flag Warning - Small Fires | 2028 | 0 | 0.083606 | 0.039055 | 0.001695 | 0.042856 | 0.029555 | 0.0041866 | 0 | 0.00012373 | 0.00012373 | 0 | 3.3675e-06 | 3.3675e-06 | 0 | 3.3675e-06
[79 empty] | WLDFR | HFTD - Distribution - Tier 3 - 4QU CoRE ¦ 3QU LoRE | Non-Red Flag Warning - Small Fires | 2029 | 0 | 0.083606 | 0.039055 | 0.001695 | 0.042856 | 0.029555 | 0.0041866 | 0 | 0.00012373 | 0.00012373 | 0 | 3.5014e-06 | 3.5014e-06 | 0 | 3.5014e-06
[79 empty] | WLDFR | HFTD - Distribution - Tier 3 - 4QU CoRE ¦ 3QU LoRE | Non-Red Flag Warning - Small Fires | 2030 | 0 | 0.083606 | 0.039055 | 0.001695 | 0.042856 | 0.029555 | 0.0041866 | 0 | 0.00012373 | 0.00012373 | 0 | 3.5014e-06 | 3.5014e-06 | 0 | 3.5014e-06
[79 empty] | WLDFR | HFTD - Distribution - Tier 3 - 4QU CoRE ¦ 3QU LoRE | Non-Red Flag Warning - Small Fires | 2031 | 0 | 0.083606 | 0.039055 | 0.001695 | 0.042856 | 0.029555 | 0.0041866 | 0 | 0.00012373 | 0.00012373 | 0 | 3.5014e-06 | 3.5014e-06 | 0 | 3.5014e-06
[79 empty] | WLDFR | HFTD - Distribution - Tier 3 - 4QU CoRE ¦ 3QU LoRE | Non-Red Flag Warning - Small Fires | 2032 | 0 | 0.083606 | 0.039055 | 0.001695 | 0.042856 | 0.029555 | 0.0041866 | 0 | 0.00012373 | 0.00012373 | 0 | 3.5014e-06 | 3.5014e-06 | 0 | 3.5014e-06
[79 empty] | WLDFR | HFTD - Distribution - Tier 3 - 4QU CoRE ¦ 3QU LoRE | Non-Red Flag Warning - Small Fires | 2033 | 0 | 0.087211 | 0.040679 | 0.0017655 | 0.044766 | 0.030872 | 0.0041866 | 0 | 0.00012925 | 0.00012925 | 0 | 3.5014e-06 | 3.5014e-06 | 0 | 3.5014e-06
[79 empty] | WLDFR | HFTD - Distribution - Tier 3 - 4QU CoRE ¦ 3QU LoRE | Non-Red Flag Warning - Small Fires | 2034 | 0 | 0.087211 | 0.040679 | 0.0017655 | 0.044766 | 0.030872 | 0.0041866 | 0 | 0.00012925 | 0.00012925 | 0 | 3.6524e-06 | 3.6524e-06 | 0 | 3.6524e-06
[79 empty] | WLDFR | HFTD - Distribution - Tier 3 - 4QU CoRE ¦ 3QU LoRE | Non-Red Flag Warning - Small Fires | 2035 | 0 | 0.087211 | 0.040679 | 0.0017655 | 0.044766 | 0.030872 | 0.0041866 | 0 | 0.00012925 | 0.00012925 | 0 | 3.6524e-06 | 3.6524e-06 | 0 | 3.6524e-06
[79 empty] | WLDFR | HFTD - Distribution - Tier 3 - 4QU CoRE ¦ 3QU LoRE | Non-Red Flag Warning - Small Fires | 2036 | 0 | 0.087211 | 0.040679 | 0.0017655 | 0.044766 | 0.030872 | 0.0041866 | 0 | 0.00012925 | 0.00012925 | 0 | 3.6524e-06 | 3.6524e-06 | 0 | 3.6524e-06
[79 empty] | WLDFR | HFTD - Distribution - Tier 3 - 4QU CoRE ¦ 3QU LoRE | Non-Red Flag Warning - Small Fires | 2037 | 0 | 0.087211 | 0.040679 | 0.0017655 | 0.044766 | 0.030872 | 0.0041866 | 0 | 0.00012925 | 0.00012925 | 0 | 3.6524e-06 | 3.6524e-06 | 0 | 3.6524e-06
[79 empty] | WLDFR | HFTD - Distribution - Tier 3 - 4QU CoRE ¦ 3QU LoRE | Non-Red Flag Warning - Small Fires | 2038 | 0 | 0.091184 | 0.042438 | 0.0018418 | 0.046905 | 0.032347 | 0.0041866 | 0 | 0.00013542 | 0.00013542 | 0 | 3.6524e-06 | 3.6524e-06 | 0 | 3.6524e-06
[79 empty] | WLDFR | HFTD - Distribution - Tier 3 - 4QU CoRE ¦ 3QU LoRE | Non-Red Flag Warning - Small Fires | 2039 | 0 | 0.091184 | 0.042438 | 0.0018418 | 0.046905 | 0.032347 | 0.0041866 | 0 | 0.00013542 | 0.00013542 | 0 | 3.8188e-06 | 3.8188e-06 | 0 | 3.8188e-06
[79 empty] | WLDFR | HFTD - Distribution - Tier 3 - 4QU CoRE ¦ 3QU LoRE | Non-Red Flag Warning - Small Fires | 2040 | 0 | 0.091184 | 0.042438 | 0.0018418 | 0.046905 | 0.032347 | 0.0041866 | 0 | 0.00013542 | 0.00013542 | 0 | 3.8188e-06 | 3.8188e-06 | 0 | 3.8188e-06
[79 empty] | WLDFR | HFTD - Distribution - Tier 3 - 4QU CoRE ¦ 3QU LoRE | Non-Red Flag Warning - Small Fires | 2041 | 0 | 0.091184 | 0.042438 | 0.0018418 | 0.046905 | 0.032347 | 0.0041866 | 0 | 0.00013542 | 0.00013542 | 0 | 3.8188e-06 | 3.8188e-06 | 0 | 3.8188e-06
[79 empty] | WLDFR | HFTD - Distribution - Tier 3 - 4QU CoRE ¦ 3QU LoRE | Non-Red Flag Warning - Small Fires | 2042 | 0 | 0.091184 | 0.042438 | 0.0018418 | 0.046905 | 0.032347 | 0.0041866 | 0 | 0.00013542 | 0.00013542 | 0 | 3.8188e-06 | 3.8188e-06 | 0 | 3.8188e-06
[79 empty] | WLDFR | HFTD - Distribution - Tier 3 - 4QU CoRE ¦ 3QU LoRE | Non-Red Flag Warning - Small Fires | 2043 | 0 | 0.095486 | 0.044306 | 0.0019228 | 0.049257 | 0.033969 | 0.0041866 | 0 | 0.00014221 | 0.00014221 | 0 | 3.8188e-06 | 3.8188e-06 | 0 | 3.8188e-06
[79 empty] | WLDFR | HFTD - Distribution - Tier 3 - 4QU CoRE ¦ 3QU LoRE | Non-Red Flag Warning - Small Fires | 2044 | 0 | 0.095486 | 0.044306 | 0.0019228 | 0.049257 | 0.033969 | 0.0041866 | 0 | 0.00014221 | 0.00014221 | 0 | 3.9989e-06 | 3.9989e-06 | 0 | 3.9989e-06
[79 empty] | WLDFR | HFTD - Distribution - Tier 3 - 4QU CoRE ¦ 3QU LoRE | Non-Red Flag Warning - Small Fires | 2045 | 0 | 0.095486 | 0.044306 | 0.0019228 | 0.049257 | 0.033969 | 0.0041866 | 0 | 0.00014221 | 0.00014221 | 0 | 3.9989e-06 | 3.9989e-06 | 0 | 3.9989e-06
[79 empty] | WLDFR | HFTD - Distribution - Tier 3 - 4QU CoRE ¦ 3QU LoRE | Non-Red Flag Warning - Small Fires | 2046 | 0 | 0.095486 | 0.044306 | 0.0019228 | 0.049257 | 0.033969 | 0.0041866 | 0 | 0.00014221 | 0.00014221 | 0 | 3.9989e-06 | 3.9989e-06 | 0 | 3.9989e-06
[79 empty] | WLDFR | HFTD - Distribution - Tier 3 - 4QU CoRE ¦ 3QU LoRE | Non-Red Flag Warning - Small Fires | 2047 | 0 | 0.095486 | 0.044306 | 0.0019228 | 0.049257 | 0.033969 | 0.0041866 | 0 | 0.00014221 | 0.00014221 | 0 | 3.9989e-06 | 3.9989e-06 | 0 | 3.9989e-06
[79 empty] | WLDFR | HFTD - Distribution - Tier 3 - 4QU CoRE ¦ 3QU LoRE | Non-Red Flag Warning - Small Fires | 2048 | 0 | 0.10007 | 0.04626 | 0.0020076 | 0.051804 | 0.035726 | 0.0041866 | 0 | 0.00014957 | 0.00014957 | 0 | 3.9989e-06 | 3.9989e-06 | 0 | 3.9989e-06
[79 empty] | WLDFR | HFTD - Distribution - Tier 3 - 4QU CoRE ¦ 3QU LoRE | Non-Red Flag Warning - Small Fires | 2049 | 0 | 0.10007 | 0.04626 | 0.0020076 | 0.051804 | 0.035726 | 0.0041866 | 0 | 0.00014957 | 0.00014957 | 0 | 4.191e-06 | 4.191e-06 | 0 | 4.191e-06
[79 empty] | WLDFR | HFTD - Distribution - Tier 3 - 4QU CoRE ¦ 3QU LoRE | Non-Red Flag Warning - Small Fires | 2050 | 0 | 0.10007 | 0.04626 | 0.0020076 | 0.051804 | 0.035726 | 0.0041866 | 0 | 0.00014957 | 0.00014957 | 0 | 4.191e-06 | 4.191e-06 | 0 | 4.191e-06
[79 empty] | WLDFR | HFTD - Distribution - Tier 3 - 4QU CoRE ¦ 3QU LoRE | Non-Red Flag Warning - Small Fires | 2051 | 0 | 0.10007 | 0.04626 | 0.0020076 | 0.051804 | 0.035726 | 0.0041866 | 0 | 0.00014957 | 0.00014957 | 0 | 4.191e-06 | 4.191e-06 | 0 | 4.191e-06
[79 empty] | WLDFR | HFTD - Distribution - Tier 3 - 4QU CoRE ¦ 3QU LoRE | Non-Red Flag Warning - Small Fires | 2052 | 0 | 0.10007 | 0.04626 | 0.0020076 | 0.051804 | 0.035726 | 0.0041866 | 0 | 0.00014957 | 0.00014957 | 0 | 4.191e-06 | 4.191e-06 | 0 | 4.191e-06
[79 empty] | WLDFR | HFTD - Distribution - Tier 3 - 4QU CoRE ¦ 3QU LoRE | Non-Red Flag Warning - Small Fires | 2053 | 0 | 0.10489 | 0.048274 | 0.002095 | 0.054525 | 0.037602 | 0.0041866 | 0 | 0.00015742 | 0.00015742 | 0 | 0 | 4.191e-06 | 0 | 4.191e-06
[79 empty] | WLDFR | HFTD - Distribution - Tier 3 - 4QU CoRE ¦ 3QU LoRE | Non-Red Flag Warning - Small Fires | 2054 | 0 | 0.10489 | 0.048274 | 0.002095 | 0.054525 | 0.037602 | 0.0041866 | 0 | 0.00015742 | 0.00015742 | 0 | 0.00011159 | 0 | 0 | 0
[79 empty] | WLDFR | HFTD - Distribution - Tier 3 - 4QU CoRE ¦ 3QU LoRE | Non-Red Flag Warning - Small Fires | 2055 | 0 | 0.10489 | 0.048274 | 0.002095 | 0.054525 | 0.037602 | 0.0041866 | 0 | 0.00015742 | 0.00015742 | 0 | 0.00011568 | 0.00011568 | 0 | 0.00011568
[79 empty] | WLDFR | HFTD - Distribution - Tier 3 - 4QU CoRE ¦ 3QU LoRE | Red Flag Warning - Catastrophic Fires | 2026 | 0 | 14664.6376 | 233.2301 | 8896.516 | 5534.8915 | 3817.0051 | 8.2478e-06 | 0 | 0.031482 | 0.031482 | 0 | 0.00011568 | 0.00011568 | 0 | 0.00011568
[79 empty] | WLDFR | HFTD - Distribution - Tier 3 - 4QU CoRE ¦ 3QU LoRE | Red Flag Warning - Catastrophic Fires | 2027 | 0 | 14664.6376 | 233.2301 | 8896.516 | 5534.8915 | 3817.0051 | 8.2478e-06 | 0 | 0.031482 | 0.031482 | 0 | 0.00011568 | 0.00011568 | 0 | 0.00011568
[79 empty] | WLDFR | HFTD - Distribution - Tier 3 - 4QU CoRE ¦ 3QU LoRE | Red Flag Warning - Catastrophic Fires | 2028 | 0 | 15317.9909 | 247.273 | 9287.6491 | 5783.0689 | 3988.1546 | 8.2478e-06 | 0 | 0.032893 | 0.032893 | 0 | 0.00011568 | 0.00011568 | 0 | 0.00011568
[79 empty] | WLDFR | HFTD - Distribution - Tier 3 - 4QU CoRE ¦ 3QU LoRE | Red Flag Warning - Catastrophic Fires | 2029 | 0 | 15317.9909 | 247.273 | 9287.6491 | 5783.0689 | 3988.1546 | 8.2478e-06 | 0 | 0.032893 | 0.032893 | 0 | 0.00011568 | 0.00011568 | 0 | 0.00011568
[79 empty] | WLDFR | HFTD - Distribution - Tier 3 - 4QU CoRE ¦ 3QU LoRE | Red Flag Warning - Catastrophic Fires | 2030 | 0 | 15317.9909 | 247.273 | 9287.6491 | 5783.0689 | 3988.1546 | 8.2478e-06 | 0 | 0.032893 | 0.032893 | 0 | 0.00012084 | 0.00012084 | 0 | 0.00012084
[79 empty] | WLDFR | HFTD - Distribution - Tier 3 - 4QU CoRE ¦ 3QU LoRE | Red Flag Warning - Catastrophic Fires | 2031 | 0 | 15317.9909 | 247.273 | 9287.6491 | 5783.0689 | 3988.1546 | 8.2478e-06 | 0 | 0.032893 | 0.032893 | 0 | 0.00012084 | 0.00012084 | 0 | 0.00012084
[79 empty] | WLDFR | HFTD - Distribution - Tier 3 - 4QU CoRE ¦ 3QU LoRE | Red Flag Warning - Catastrophic Fires | 2032 | 0 | 15317.9909 | 247.273 | 9287.6491 | 5783.0689 | 3988.1546 | 8.2478e-06 | 0 | 0.032893 | 0.032893 | 0 | 0.00012084 | 0.00012084 | 0 | 0.00012084
[79 empty] | WLDFR | HFTD - Distribution - Tier 3 - 4QU CoRE ¦ 3QU LoRE | Red Flag Warning - Catastrophic Fires | 2033 | 0 | 16044.1264 | 263.1074 | 9721.74 | 6059.2791 | 4178.6364 | 8.2478e-06 | 0 | 0.034464 | 0.034464 | 0 | 0.00012084 | 0.00012084 | 0 | 0.00012084
[79 empty] | WLDFR | HFTD - Distribution - Tier 3 - 4QU CoRE ¦ 3QU LoRE | Red Flag Warning - Catastrophic Fires | 2034 | 0 | 16044.1264 | 263.1074 | 9721.74 | 6059.2791 | 4178.6364 | 8.2478e-06 | 0 | 0.034464 | 0.034464 | 0 | 0.00012084 | 0.00012084 | 0 | 0.00012084
[79 empty] | WLDFR | HFTD - Distribution - Tier 3 - 4QU CoRE ¦ 3QU LoRE | Red Flag Warning - Catastrophic Fires | 2035 | 0 | 16044.1264 | 263.1074 | 9721.74 | 6059.2791 | 4178.6364 | 8.2478e-06 | 0 | 0.034464 | 0.034464 | 0 | 0.00012657 | 0.00012657 | 0 | 0.00012657
[79 empty] | WLDFR | HFTD - Distribution - Tier 3 - 4QU CoRE ¦ 3QU LoRE | Red Flag Warning - Catastrophic Fires | 2036 | 0 | 16044.1264 | 263.1074 | 9721.74 | 6059.2791 | 4178.6364 | 8.2478e-06 | 0 | 0.034464 | 0.034464 | 0 | 0.00012657 | 0.00012657 | 0 | 0.00012657
[79 empty] | WLDFR | HFTD - Distribution - Tier 3 - 4QU CoRE ¦ 3QU LoRE | Red Flag Warning - Catastrophic Fires | 2037 | 0 | 16044.1264 | 263.1074 | 9721.74 | 6059.2791 | 4178.6364 | 8.2478e-06 | 0 | 0.034464 | 0.034464 | 0 | 0.00012657 | 0.00012657 | 0 | 0.00012657
[79 empty] | WLDFR | HFTD - Distribution - Tier 3 - 4QU CoRE ¦ 3QU LoRE | Red Flag Warning - Catastrophic Fires | 2038 | 0 | 16832.3912 | 280.5544 | 10192.2718 | 6359.5651 | 4385.7214 | 8.2478e-06 | 0 | 0.036172 | 0.036172 | 0 | 0.00012657 | 0.00012657 | 0 | 0.00012657
[79 empty] | WLDFR | HFTD - Distribution - Tier 3 - 4QU CoRE ¦ 3QU LoRE | Red Flag Warning - Catastrophic Fires | 2039 | 0 | 16832.3912 | 280.5544 | 10192.2718 | 6359.5651 | 4385.7214 | 8.2478e-06 | 0 | 0.036172 | 0.036172 | 0 | 0.00012657 | 0.00012657 | 0 | 0.00012657
[79 empty] | WLDFR | HFTD - Distribution - Tier 3 - 4QU CoRE ¦ 3QU LoRE | Red Flag Warning - Catastrophic Fires | 2040 | 0 | 16832.3912 | 280.5544 | 10192.2718 | 6359.5651 | 4385.7214 | 8.2478e-06 | 0 | 0.036172 | 0.036172 | 0 | 0.00013278 | 0.00013278 | 0 | 0.00013278
[79 empty] | WLDFR | HFTD - Distribution - Tier 3 - 4QU CoRE ¦ 3QU LoRE | Red Flag Warning - Catastrophic Fires | 2041 | 0 | 16832.3912 | 280.5544 | 10192.2718 | 6359.5651 | 4385.7214 | 8.2478e-06 | 0 | 0.036172 | 0.036172 | 0 | 0.00013278 | 0.00013278 | 0 | 0.00013278
[79 empty] | WLDFR | HFTD - Distribution - Tier 3 - 4QU CoRE ¦ 3QU LoRE | Red Flag Warning - Catastrophic Fires | 2042 | 0 | 16832.3912 | 280.5544 | 10192.2718 | 6359.5651 | 4385.7214 | 8.2478e-06 | 0 | 0.036172 | 0.036172 | 0 | 0.00013278 | 0.00013278 | 0 | 0.00013278
[79 empty] | WLDFR | HFTD - Distribution - Tier 3 - 4QU CoRE ¦ 3QU LoRE | Red Flag Warning - Catastrophic Fires | 2043 | 0 | 17672.0852 | 299.42 | 10692.7362 | 6679.929 | 4606.6527 | 8.2478e-06 | 0 | 0.037995 | 0.037995 | 0 | 0.00013278 | 0.00013278 | 0 | 0.00013278
[79 empty] | WLDFR | HFTD - Distribution - Tier 3 - 4QU CoRE ¦ 3QU LoRE | Red Flag Warning - Catastrophic Fires | 2044 | 0 | 17672.0852 | 299.42 | 10692.7362 | 6679.929 | 4606.6527 | 8.2478e-06 | 0 | 0.037995 | 0.037995 | 0 | 0.00013278 | 0.00013278 | 0 | 0.00013278
[79 empty] | WLDFR | HFTD - Distribution - Tier 3 - 4QU CoRE ¦ 3QU LoRE | Red Flag Warning - Catastrophic Fires | 2045 | 0 | 17672.0852 | 299.42 | 10692.7362 | 6679.929 | 4606.6527 | 8.2478e-06 | 0 | 0.037995 | 0.037995 | 0 | 0.00013941 | 0.00013941 | 0 | 0.00013941
[79 empty] | WLDFR | HFTD - Distribution - Tier 3 - 4QU CoRE ¦ 3QU LoRE | Red Flag Warning - Catastrophic Fires | 2046 | 0 | 17672.0852 | 299.42 | 10692.7362 | 6679.929 | 4606.6527 | 8.2478e-06 | 0 | 0.037995 | 0.037995 | 0 | 0.00013941 | 0.00013941 | 0 | 0.00013941
[79 empty] | WLDFR | HFTD - Distribution - Tier 3 - 4QU CoRE ¦ 3QU LoRE | Red Flag Warning - Catastrophic Fires | 2047 | 0 | 17672.0852 | 299.42 | 10692.7362 | 6679.929 | 4606.6527 | 8.2478e-06 | 0 | 0.037995 | 0.037995 | 0 | 0.00013941 | 0.00013941 | 0 | 0.00013941
[79 empty] | WLDFR | HFTD - Distribution - Tier 3 - 4QU CoRE ¦ 3QU LoRE | Red Flag Warning - Catastrophic Fires | 2048 | 0 | 18552.3348 | 319.4911 | 11216.5626 | 7016.281 | 4838.6098 | 8.2478e-06 | 0 | 0.039908 | 0.039908 | 0 | 0.00013941 | 0.00013941 | 0 | 0.00013941
[79 empty] | WLDFR | HFTD - Distribution - Tier 3 - 4QU CoRE ¦ 3QU LoRE | Red Flag Warning - Catastrophic Fires | 2049 | 0 | 18552.3348 | 319.4911 | 11216.5626 | 7016.281 | 4838.6098 | 8.2478e-06 | 0 | 0.039908 | 0.039908 | 0 | 0.00013941 | 0.00013941 | 0 | 0.00013941
[79 empty] | WLDFR | HFTD - Distribution - Tier 3 - 4QU CoRE ¦ 3QU LoRE | Red Flag Warning - Catastrophic Fires | 2050 | 0 | 18552.3348 | 319.4911 | 11216.5626 | 7016.281 | 4838.6098 | 8.2478e-06 | 0 | 0.039908 | 0.039908 | 0 | 0.00014635 | 0.00014635 | 0 | 0.00014635
[79 empty] | WLDFR | HFTD - Distribution - Tier 3 - 4QU CoRE ¦ 3QU LoRE | Red Flag Warning - Catastrophic Fires | 2051 | 0 | 18552.3348 | 319.4911 | 11216.5626 | 7016.281 | 4838.6098 | 8.2478e-06 | 0 | 0.039908 | 0.039908 | 0 | 0.00014635 | 0.00014635 | 0 | 0.00014635
[79 empty] | WLDFR | HFTD - Distribution - Tier 3 - 4QU CoRE ¦ 3QU LoRE | Red Flag Warning - Catastrophic Fires | 2052 | 0 | 18552.3348 | 319.4911 | 11216.5626 | 7016.281 | 4838.6098 | 8.2478e-06 | 0 | 0.039908 | 0.039908 | 0 | 0.00014635 | 0.00014635 | 0 | 0.00014635
[79 empty] | WLDFR | HFTD - Distribution - Tier 3 - 4QU CoRE ¦ 3QU LoRE | Red Flag Warning - Catastrophic Fires | 2053 | 0 | 19462.1283 | 340.5356 | 11757.1413 | 7364.4514 | 5078.7171 | 8.2478e-06 | 0 | 0.041888 | 0.041888 | 0 | 0.00014635 | 0.00014635 | 0 | 0.00014635
[79 empty] | WLDFR | HFTD - Distribution - Tier 3 - 4QU CoRE ¦ 3QU LoRE | Red Flag Warning - Catastrophic Fires | 2054 | 0 | 19462.1283 | 340.5356 | 11757.1413 | 7364.4514 | 5078.7171 | 8.2478e-06 | 0 | 0.041888 | 0.041888 | 0 | 0 | 0.00014635 | 0 | 0.00014635
[79 empty] | WLDFR | HFTD - Distribution - Tier 3 - 4QU CoRE ¦ 3QU LoRE | Red Flag Warning - Catastrophic Fires | 2055 | 0 | 19462.1283 | 340.5356 | 11757.1413 | 7364.4514 | 5078.7171 | 8.2478e-06 | 0 | 0.041888 | 0.041888 | 0 | 0.00015054 | 0 | 0 | 0
[79 empty] | WLDFR | HFTD - Distribution - Tier 3 - 4QU CoRE ¦ 3QU LoRE | Red Flag Warning - Large Fires | 2026 | 0 | 5.475 | 0.71896 | 3.0715 | 1.6846 | 1.1617 | 2.0295e-05 | 0 | 2.3577e-05 | 2.3577e-05 | 0 | 0.00015604 | 0.00015604 | 0 | 0.00015604
[79 empty] | WLDFR | HFTD - Distribution - Tier 3 - 4QU CoRE ¦ 3QU LoRE | Red Flag Warning - Large Fires | 2027 | 0 | 5.475 | 0.71896 | 3.0715 | 1.6846 | 1.1617 | 2.0295e-05 | 0 | 2.3577e-05 | 2.3577e-05 | 0 | 0.00015604 | 0.00015604 | 0 | 0.00015604
[79 empty] | WLDFR | HFTD - Distribution - Tier 3 - 4QU CoRE ¦ 3QU LoRE | Red Flag Warning - Large Fires | 2028 | 0 | 5.777 | 0.74734 | 3.238 | 1.7917 | 1.2356 | 2.0295e-05 | 0 | 2.5077e-05 | 2.5077e-05 | 0 | 0.00015604 | 0.00015604 | 0 | 0.00015604
[79 empty] | WLDFR | HFTD - Distribution - Tier 3 - 4QU CoRE ¦ 3QU LoRE | Red Flag Warning - Large Fires | 2029 | 0 | 5.777 | 0.74734 | 3.238 | 1.7917 | 1.2356 | 2.0295e-05 | 0 | 2.5077e-05 | 2.5077e-05 | 0 | 0.00015604 | 0.00015604 | 0 | 0.00015604
[79 empty] | WLDFR | HFTD - Distribution - Tier 3 - 4QU CoRE ¦ 3QU LoRE | Red Flag Warning - Large Fires | 2030 | 0 | 5.777 | 0.74734 | 3.238 | 1.7917 | 1.2356 | 2.0295e-05 | 0 | 2.5077e-05 | 2.5077e-05 | 0 | 0.00015604 | 0.00015604 | 0 | 0.00015604
[79 empty] | WLDFR | HFTD - Distribution - Tier 3 - 4QU CoRE ¦ 3QU LoRE | Red Flag Warning - Large Fires | 2031 | 0 | 5.777 | 0.74734 | 3.238 | 1.7917 | 1.2356 | 2.0295e-05 | 0 | 2.5077e-05 | 2.5077e-05 | 0 | 0.00016297 | 0.00016297 | 0 | 0.00016297
[79 empty] | WLDFR | HFTD - Distribution - Tier 3 - 4QU CoRE ¦ 3QU LoRE | Red Flag Warning - Large Fires | 2032 | 0 | 5.777 | 0.74734 | 3.238 | 1.7917 | 1.2356 | 2.0295e-05 | 0 | 2.5077e-05 | 2.5077e-05 | 0 | 0.00016297 | 0.00016297 | 0 | 0.00016297
[79 empty] | WLDFR | HFTD - Distribution - Tier 3 - 4QU CoRE ¦ 3QU LoRE | Red Flag Warning - Large Fires | 2033 | 0 | 6.1205 | 0.77885 | 3.4265 | 1.9151 | 1.3207 | 2.0295e-05 | 0 | 2.6804e-05 | 2.6804e-05 | 0 | 0.00016297 | 0.00016297 | 0 | 0.00016297
[79 empty] | WLDFR | HFTD - Distribution - Tier 3 - 4QU CoRE ¦ 3QU LoRE | Red Flag Warning - Large Fires | 2034 | 0 | 6.1205 | 0.77885 | 3.4265 | 1.9151 | 1.3207 | 2.0295e-05 | 0 | 2.6804e-05 | 2.6804e-05 | 0 | 0.00016297 | 0.00016297 | 0 | 0.00016297
[79 empty] | WLDFR | HFTD - Distribution - Tier 3 - 4QU CoRE ¦ 3QU LoRE | Red Flag Warning - Large Fires | 2035 | 0 | 6.1205 | 0.77885 | 3.4265 | 1.9151 | 1.3207 | 2.0295e-05 | 0 | 2.6804e-05 | 2.6804e-05 | 0 | 0.00016297 | 0.00016297 | 0 | 0.00016297
[79 empty] | WLDFR | HFTD - Distribution - Tier 3 - 4QU CoRE ¦ 3QU LoRE | Red Flag Warning - Large Fires | 2036 | 0 | 6.1205 | 0.77885 | 3.4265 | 1.9151 | 1.3207 | 2.0295e-05 | 0 | 2.6804e-05 | 2.6804e-05 | 0 | 0.00017066 | 0.00017066 | 0 | 0.00017066
[79 empty] | WLDFR | HFTD - Distribution - Tier 3 - 4QU CoRE ¦ 3QU LoRE | Red Flag Warning - Large Fires | 2037 | 0 | 6.1205 | 0.77885 | 3.4265 | 1.9151 | 1.3207 | 2.0295e-05 | 0 | 2.6804e-05 | 2.6804e-05 | 0 | 0.00017066 | 0.00017066 | 0 | 0.00017066
[79 empty] | WLDFR | HFTD - Distribution - Tier 3 - 4QU CoRE ¦ 3QU LoRE | Red Flag Warning - Large Fires | 2038 | 0 | 6.5028 | 0.81304 | 3.6355 | 2.0543 | 1.4167 | 2.0295e-05 | 0 | 2.8751e-05 | 2.8751e-05 | 0 | 0.00017066 | 0.00017066 | 0 | 0.00017066
[79 empty] | WLDFR | HFTD - Distribution - Tier 3 - 4QU CoRE ¦ 3QU LoRE | Red Flag Warning - Large Fires | 2039 | 0 | 6.5028 | 0.81304 | 3.6355 | 2.0543 | 1.4167 | 2.0295e-05 | 0 | 2.8751e-05 | 2.8751e-05 | 0 | 0.00017066 | 0.00017066 | 0 | 0.00017066
[79 empty] | WLDFR | HFTD - Distribution - Tier 3 - 4QU CoRE ¦ 3QU LoRE | Red Flag Warning - Large Fires | 2040 | 0 | 6.5028 | 0.81304 | 3.6355 | 2.0543 | 1.4167 | 2.0295e-05 | 0 | 2.8751e-05 | 2.8751e-05 | 0 | 0.00017066 | 0.00017066 | 0 | 0.00017066
[79 empty] | WLDFR | HFTD - Distribution - Tier 3 - 4QU CoRE ¦ 3QU LoRE | Red Flag Warning - Large Fires | 2041 | 0 | 6.5028 | 0.81304 | 3.6355 | 2.0543 | 1.4167 | 2.0295e-05 | 0 | 2.8751e-05 | 2.8751e-05 | 0 | 0.000179 | 0.000179 | 0 | 0.000179
[79 empty] | WLDFR | HFTD - Distribution - Tier 3 - 4QU CoRE ¦ 3QU LoRE | Red Flag Warning - Large Fires | 2042 | 0 | 6.5028 | 0.81304 | 3.6355 | 2.0543 | 1.4167 | 2.0295e-05 | 0 | 2.8751e-05 | 2.8751e-05 | 0 | 0.000179 | 0.000179 | 0 | 0.000179
[79 empty] | WLDFR | HFTD - Distribution - Tier 3 - 4QU CoRE ¦ 3QU LoRE | Red Flag Warning - Large Fires | 2043 | 0 | 6.9209 | 0.84944 | 3.8632 | 2.2083 | 1.5229 | 2.0295e-05 | 0 | 3.0908e-05 | 3.0908e-05 | 0 | 0.000179 | 0.000179 | 0 | 0.000179
[79 empty] | WLDFR | HFTD - Distribution - Tier 3 - 4QU CoRE ¦ 3QU LoRE | Red Flag Warning - Large Fires | 2044 | 0 | 6.9209 | 0.84944 | 3.8632 | 2.2083 | 1.5229 | 2.0295e-05 | 0 | 3.0908e-05 | 3.0908e-05 | 0 | 0.000179 | 0.000179 | 0 | 0.000179
[79 empty] | WLDFR | HFTD - Distribution - Tier 3 - 4QU CoRE ¦ 3QU LoRE | Red Flag Warning - Large Fires | 2045 | 0 | 6.9209 | 0.84944 | 3.8632 | 2.2083 | 1.5229 | 2.0295e-05 | 0 | 3.0908e-05 | 3.0908e-05 | 0 | 0.000179 | 0.000179 | 0 | 0.000179
[79 empty] | WLDFR | HFTD - Distribution - Tier 3 - 4QU CoRE ¦ 3QU LoRE | Red Flag Warning - Large Fires | 2046 | 0 | 6.9209 | 0.84944 | 3.8632 | 2.2083 | 1.5229 | 2.0295e-05 | 0 | 3.0908e-05 | 3.0908e-05 | 0 | 0.00018788 | 0.00018788 | 0 | 0.00018788
[79 empty] | WLDFR | HFTD - Distribution - Tier 3 - 4QU CoRE ¦ 3QU LoRE | Red Flag Warning - Large Fires | 2047 | 0 | 6.9209 | 0.84944 | 3.8632 | 2.2083 | 1.5229 | 2.0295e-05 | 0 | 3.0908e-05 | 3.0908e-05 | 0 | 0.00018788 | 0.00018788 | 0 | 0.00018788
[79 empty] | WLDFR | HFTD - Distribution - Tier 3 - 4QU CoRE ¦ 3QU LoRE | Red Flag Warning - Large Fires | 2048 | 0 | 7.3713 | 0.88759 | 4.1075 | 2.3763 | 1.6388 | 2.0295e-05 | 0 | 3.3259e-05 | 3.3259e-05 | 0 | 0.00018788 | 0.00018788 | 0 | 0.00018788
[79 empty] | WLDFR | HFTD - Distribution - Tier 3 - 4QU CoRE ¦ 3QU LoRE | Red Flag Warning - Large Fires | 2049 | 0 | 7.3713 | 0.88759 | 4.1075 | 2.3763 | 1.6388 | 2.0295e-05 | 0 | 3.3259e-05 | 3.3259e-05 | 0 | 0.00018788 | 0.00018788 | 0 | 0.00018788
[79 empty] | WLDFR | HFTD - Distribution - Tier 3 - 4QU CoRE ¦ 3QU LoRE | Red Flag Warning - Large Fires | 2050 | 0 | 7.3713 | 0.88759 | 4.1075 | 2.3763 | 1.6388 | 2.0295e-05 | 0 | 3.3259e-05 | 3.3259e-05 | 0 | 0.00018788 | 0.00018788 | 0 | 0.00018788
[79 empty] | WLDFR | HFTD - Distribution - Tier 3 - 4QU CoRE ¦ 3QU LoRE | Red Flag Warning - Large Fires | 2051 | 0 | 7.3713 | 0.88759 | 4.1075 | 2.3763 | 1.6388 | 2.0295e-05 | 0 | 3.3259e-05 | 3.3259e-05 | 0 | 0.00019717 | 0.00019717 | 0 | 0.00019717
[79 empty] | WLDFR | HFTD - Distribution - Tier 3 - 4QU CoRE ¦ 3QU LoRE | Red Flag Warning - Large Fires | 2052 | 0 | 7.3713 | 0.88759 | 4.1075 | 2.3763 | 1.6388 | 2.0295e-05 | 0 | 3.3259e-05 | 3.3259e-05 | 0 | 0.00019717 | 0.00019717 | 0 | 0.00019717
[79 empty] | WLDFR | HFTD - Distribution - Tier 3 - 4QU CoRE ¦ 3QU LoRE | Red Flag Warning - Large Fires | 2053 | 0 | 7.8503 | 0.92702 | 4.3664 | 2.5569 | 1.7633 | 2.0295e-05 | 0 | 3.5786e-05 | 3.5786e-05 | 0 | 0.00019717 | 0.00019717 | 0 | 0.00019717
[79 empty] | WLDFR | HFTD - Distribution - Tier 3 - 4QU CoRE ¦ 3QU LoRE | Red Flag Warning - Large Fires | 2054 | 0 | 7.8503 | 0.92702 | 4.3664 | 2.5569 | 1.7633 | 2.0295e-05 | 0 | 3.5786e-05 | 3.5786e-05 | 0 | 0.00019717 | 0.00019717 | 0 | 0.00019717
[79 empty] | WLDFR | HFTD - Distribution - Tier 3 - 4QU CoRE ¦ 3QU LoRE | Red Flag Warning - Large Fires | 2055 | 0 | 7.8503 | 0.92702 | 4.3664 | 2.5569 | 1.7633 | 2.0295e-05 | 0 | 3.5786e-05 | 3.5786e-05 | 0 | 0 | 0.00019717 | 0 | 0.00019717
[79 empty] | WLDFR | HFTD - Distribution - Tier 3 - 4QU CoRE ¦ 3QU LoRE | Red Flag Warning - Small Fires | 2026 | 0 | 0.080408 | 0.03759 | 0.0016314 | 0.041187 | 0.028403 | 0.00061219 | 0 | 1.7388e-05 | 1.7388e-05 | 0 | 2.4497e-06 | 0 | 0 | 0
[79 empty] | WLDFR | HFTD - Distribution - Tier 3 - 4QU CoRE ¦ 3QU LoRE | Red Flag Warning - Small Fires | 2027 | 0 | 0.080408 | 0.03759 | 0.0016314 | 0.041187 | 0.028403 | 0.00061219 | 0 | 1.7388e-05 | 1.7388e-05 | 0 | 2.5593e-06 | 2.5593e-06 | 0 | 2.5593e-06
[79 empty] | WLDFR | HFTD - Distribution - Tier 3 - 4QU CoRE ¦ 3QU LoRE | Red Flag Warning - Small Fires | 2028 | 0 | 0.083606 | 0.039055 | 0.001695 | 0.042856 | 0.029555 | 0.00061219 | 0 | 1.8093e-05 | 1.8093e-05 | 0 | 2.5593e-06 | 2.5593e-06 | 0 | 2.5593e-06
[79 empty] | WLDFR | HFTD - Distribution - Tier 3 - 4QU CoRE ¦ 3QU LoRE | Red Flag Warning - Small Fires | 2029 | 0 | 0.083606 | 0.039055 | 0.001695 | 0.042856 | 0.029555 | 0.00061219 | 0 | 1.8093e-05 | 1.8093e-05 | 0 | 2.5593e-06 | 2.5593e-06 | 0 | 2.5593e-06
[79 empty] | WLDFR | HFTD - Distribution - Tier 3 - 4QU CoRE ¦ 3QU LoRE | Red Flag Warning - Small Fires | 2030 | 0 | 0.083606 | 0.039055 | 0.001695 | 0.042856 | 0.029555 | 0.00061219 | 0 | 1.8093e-05 | 1.8093e-05 | 0 | 2.5593e-06 | 2.5593e-06 | 0 | 2.5593e-06
[79 empty] | WLDFR | HFTD - Distribution - Tier 3 - 4QU CoRE ¦ 3QU LoRE | Red Flag Warning - Small Fires | 2031 | 0 | 0.083606 | 0.039055 | 0.001695 | 0.042856 | 0.029555 | 0.00061219 | 0 | 1.8093e-05 | 1.8093e-05 | 0 | 2.5593e-06 | 2.5593e-06 | 0 | 2.5593e-06
[79 empty] | WLDFR | HFTD - Distribution - Tier 3 - 4QU CoRE ¦ 3QU LoRE | Red Flag Warning - Small Fires | 2032 | 0 | 0.083606 | 0.039055 | 0.001695 | 0.042856 | 0.029555 | 0.00061219 | 0 | 1.8093e-05 | 1.8093e-05 | 0 | 2.7005e-06 | 2.7005e-06 | 0 | 2.7005e-06
[79 empty] | WLDFR | HFTD - Distribution - Tier 3 - 4QU CoRE ¦ 3QU LoRE | Red Flag Warning - Small Fires | 2033 | 0 | 0.087211 | 0.040679 | 0.0017655 | 0.044766 | 0.030872 | 0.00061219 | 0 | 1.89e-05 | 1.89e-05 | 0 | 2.7005e-06 | 2.7005e-06 | 0 | 2.7005e-06
[79 empty] | WLDFR | HFTD - Distribution - Tier 3 - 4QU CoRE ¦ 3QU LoRE | Red Flag Warning - Small Fires | 2034 | 0 | 0.087211 | 0.040679 | 0.0017655 | 0.044766 | 0.030872 | 0.00061219 | 0 | 1.89e-05 | 1.89e-05 | 0 | 2.7005e-06 | 2.7005e-06 | 0 | 2.7005e-06
[79 empty] | WLDFR | HFTD - Distribution - Tier 3 - 4QU CoRE ¦ 3QU LoRE | Red Flag Warning - Small Fires | 2035 | 0 | 0.087211 | 0.040679 | 0.0017655 | 0.044766 | 0.030872 | 0.00061219 | 0 | 1.89e-05 | 1.89e-05 | 0 | 2.7005e-06 | 2.7005e-06 | 0 | 2.7005e-06
[79 empty] | WLDFR | HFTD - Distribution - Tier 3 - 4QU CoRE ¦ 3QU LoRE | Red Flag Warning - Small Fires | 2036 | 0 | 0.087211 | 0.040679 | 0.0017655 | 0.044766 | 0.030872 | 0.00061219 | 0 | 1.89e-05 | 1.89e-05 | 0 | 2.7005e-06 | 2.7005e-06 | 0 | 2.7005e-06
[79 empty] | WLDFR | HFTD - Distribution - Tier 3 - 4QU CoRE ¦ 3QU LoRE | Red Flag Warning - Small Fires | 2037 | 0 | 0.087211 | 0.040679 | 0.0017655 | 0.044766 | 0.030872 | 0.00061219 | 0 | 1.89e-05 | 1.89e-05 | 0 | 2.8611e-06 | 2.8611e-06 | 0 | 2.8611e-06
[79 empty] | WLDFR | HFTD - Distribution - Tier 3 - 4QU CoRE ¦ 3QU LoRE | Red Flag Warning - Small Fires | 2038 | 0 | 0.091184 | 0.042438 | 0.0018418 | 0.046905 | 0.032347 | 0.00061219 | 0 | 1.9803e-05 | 1.9803e-05 | 0 | 2.8611e-06 | 2.8611e-06 | 0 | 2.8611e-06
[79 empty] | WLDFR | HFTD - Distribution - Tier 3 - 4QU CoRE ¦ 3QU LoRE | Red Flag Warning - Small Fires | 2039 | 0 | 0.091184 | 0.042438 | 0.0018418 | 0.046905 | 0.032347 | 0.00061219 | 0 | 1.9803e-05 | 1.9803e-05 | 0 | 2.8611e-06 | 2.8611e-06 | 0 | 2.8611e-06
[79 empty] | WLDFR | HFTD - Distribution - Tier 3 - 4QU CoRE ¦ 3QU LoRE | Red Flag Warning - Small Fires | 2040 | 0 | 0.091184 | 0.042438 | 0.0018418 | 0.046905 | 0.032347 | 0.00061219 | 0 | 1.9803e-05 | 1.9803e-05 | 0 | 2.8611e-06 | 2.8611e-06 | 0 | 2.8611e-06
[79 empty] | WLDFR | HFTD - Distribution - Tier 3 - 4QU CoRE ¦ 3QU LoRE | Red Flag Warning - Small Fires | 2041 | 0 | 0.091184 | 0.042438 | 0.0018418 | 0.046905 | 0.032347 | 0.00061219 | 0 | 1.9803e-05 | 1.9803e-05 | 0 | 2.8611e-06 | 2.8611e-06 | 0 | 2.8611e-06
[79 empty] | WLDFR | HFTD - Distribution - Tier 3 - 4QU CoRE ¦ 3QU LoRE | Red Flag Warning - Small Fires | 2042 | 0 | 0.091184 | 0.042438 | 0.0018418 | 0.046905 | 0.032347 | 0.00061219 | 0 | 1.9803e-05 | 1.9803e-05 | 0 | 3.0398e-06 | 3.0398e-06 | 0 | 3.0398e-06
[79 empty] | WLDFR | HFTD - Distribution - Tier 3 - 4QU CoRE ¦ 3QU LoRE | Red Flag Warning - Small Fires | 2043 | 0 | 0.095486 | 0.044306 | 0.0019228 | 0.049257 | 0.033969 | 0.00061219 | 0 | 2.0796e-05 | 2.0796e-05 | 0 | 3.0398e-06 | 3.0398e-06 | 0 | 3.0398e-06
[79 empty] | WLDFR | HFTD - Distribution - Tier 3 - 4QU CoRE ¦ 3QU LoRE | Red Flag Warning - Small Fires | 2044 | 0 | 0.095486 | 0.044306 | 0.0019228 | 0.049257 | 0.033969 | 0.00061219 | 0 | 2.0796e-05 | 2.0796e-05 | 0 | 3.0398e-06 | 3.0398e-06 | 0 | 3.0398e-06
[79 empty] | WLDFR | HFTD - Distribution - Tier 3 - 4QU CoRE ¦ 3QU LoRE | Red Flag Warning - Small Fires | 2045 | 0 | 0.095486 | 0.044306 | 0.0019228 | 0.049257 | 0.033969 | 0.00061219 | 0 | 2.0796e-05 | 2.0796e-05 | 0 | 3.0398e-06 | 3.0398e-06 | 0 | 3.0398e-06
[79 empty] | WLDFR | HFTD - Distribution - Tier 3 - 4QU CoRE ¦ 3QU LoRE | Red Flag Warning - Small Fires | 2046 | 0 | 0.095486 | 0.044306 | 0.0019228 | 0.049257 | 0.033969 | 0.00061219 | 0 | 2.0796e-05 | 2.0796e-05 | 0 | 3.0398e-06 | 3.0398e-06 | 0 | 3.0398e-06
[79 empty] | WLDFR | HFTD - Distribution - Tier 3 - 4QU CoRE ¦ 3QU LoRE | Red Flag Warning - Small Fires | 2047 | 0 | 0.095486 | 0.044306 | 0.0019228 | 0.049257 | 0.033969 | 0.00061219 | 0 | 2.0796e-05 | 2.0796e-05 | 0 | 3.2352e-06 | 3.2352e-06 | 0 | 3.2352e-06
[79 empty] | WLDFR | HFTD - Distribution - Tier 3 - 4QU CoRE ¦ 3QU LoRE | Red Flag Warning - Small Fires | 2048 | 0 | 0.10007 | 0.04626 | 0.0020076 | 0.051804 | 0.035726 | 0.00061219 | 0 | 2.1871e-05 | 2.1871e-05 | 0 | 3.2352e-06 | 3.2352e-06 | 0 | 3.2352e-06
[79 empty] | WLDFR | HFTD - Distribution - Tier 3 - 4QU CoRE ¦ 3QU LoRE | Red Flag Warning - Small Fires | 2049 | 0 | 0.10007 | 0.04626 | 0.0020076 | 0.051804 | 0.035726 | 0.00061219 | 0 | 2.1871e-05 | 2.1871e-05 | 0 | 3.2352e-06 | 3.2352e-06 | 0 | 3.2352e-06
[79 empty] | WLDFR | HFTD - Distribution - Tier 3 - 4QU CoRE ¦ 3QU LoRE | Red Flag Warning - Small Fires | 2050 | 0 | 0.10007 | 0.04626 | 0.0020076 | 0.051804 | 0.035726 | 0.00061219 | 0 | 2.1871e-05 | 2.1871e-05 | 0 | 3.2352e-06 | 3.2352e-06 | 0 | 3.2352e-06
[79 empty] | WLDFR | HFTD - Distribution - Tier 3 - 4QU CoRE ¦ 3QU LoRE | Red Flag Warning - Small Fires | 2051 | 0 | 0.10007 | 0.04626 | 0.0020076 | 0.051804 | 0.035726 | 0.00061219 | 0 | 2.1871e-05 | 2.1871e-05 | 0 | 3.2352e-06 | 3.2352e-06 | 0 | 3.2352e-06
[79 empty] | WLDFR | HFTD - Distribution - Tier 3 - 4QU CoRE ¦ 3QU LoRE | Red Flag Warning - Small Fires | 2052 | 0 | 0.10007 | 0.04626 | 0.0020076 | 0.051804 | 0.035726 | 0.00061219 | 0 | 2.1871e-05 | 2.1871e-05 | 0 | 3.4458e-06 | 3.4458e-06 | 0 | 3.4458e-06
[79 empty] | WLDFR | HFTD - Distribution - Tier 3 - 4QU CoRE ¦ 3QU LoRE | Red Flag Warning - Small Fires | 2053 | 0 | 0.10489 | 0.048274 | 0.002095 | 0.054525 | 0.037602 | 0.00061219 | 0 | 2.302e-05 | 2.302e-05 | 0 | 3.4458e-06 | 3.4458e-06 | 0 | 3.4458e-06
[79 empty] | WLDFR | HFTD - Distribution - Tier 3 - 4QU CoRE ¦ 3QU LoRE | Red Flag Warning - Small Fires | 2054 | 0 | 0.10489 | 0.048274 | 0.002095 | 0.054525 | 0.037602 | 0.00061219 | 0 | 2.302e-05 | 2.302e-05 | 0 | 3.4458e-06 | 3.4458e-06 | 0 | 3.4458e-06
[79 empty] | WLDFR | HFTD - Distribution - Tier 3 - 4QU CoRE ¦ 3QU LoRE | Red Flag Warning - Small Fires | 2055 | 0 | 0.10489 | 0.048274 | 0.002095 | 0.054525 | 0.037602 | 0.00061219 | 0 | 2.302e-05 | 2.302e-05 | 0 | 3.4458e-06 | 3.4458e-06 | 0 | 3.4458e-06
[79 empty] | WLDFR | HFTD - Distribution - Tier 3 - 4QU CoRE ¦ 3QU LoRE | Seismic - Non-Red Flag Warning - Catastrophic Fires | 2026 | 0 | 21835.9781 | 428.6023 | 13939.561 | 7467.8148 | 5149.9993 | 3.4497e-10 | 0 | 1.7766e-06 | 1.7766e-06 | 0 | 0 | 3.4458e-06 | 0 | 3.4458e-06
[79 empty] | WLDFR | HFTD - Distribution - Tier 3 - 4QU CoRE ¦ 3QU LoRE | Seismic - Non-Red Flag Warning - Catastrophic Fires | 2027 | 0 | 21835.9781 | 428.6023 | 13939.561 | 7467.8148 | 5149.9993 | 3.4497e-10 | 0 | 1.7766e-06 | 1.7766e-06 | 0 | 2.0189e-05 | 0 | 0 | 0
[79 empty] | WLDFR | HFTD - Distribution - Tier 3 - 4QU CoRE ¦ 3QU LoRE | Seismic - Non-Red Flag Warning - Catastrophic Fires | 2028 | 0 | 22783.187 | 453.261 | 14531.3357 | 7798.5904 | 5378.1107 | 3.4497e-10 | 0 | 1.8553e-06 | 1.8553e-06 | 0 | 2.0839e-05 | 2.0839e-05 | 0 | 2.0839e-05
[79 empty] | WLDFR | HFTD - Distribution - Tier 3 - 4QU CoRE ¦ 3QU LoRE | Seismic - Non-Red Flag Warning - Catastrophic Fires | 2029 | 0 | 22783.187 | 453.261 | 14531.3357 | 7798.5904 | 5378.1107 | 3.4497e-10 | 0 | 1.8553e-06 | 1.8553e-06 | 0 | 2.0839e-05 | 2.0839e-05 | 0 | 2.0839e-05
[79 empty] | WLDFR | HFTD - Distribution - Tier 3 - 4QU CoRE ¦ 3QU LoRE | Seismic - Non-Red Flag Warning - Catastrophic Fires | 2030 | 0 | 22783.187 | 453.261 | 14531.3357 | 7798.5904 | 5378.1107 | 3.4497e-10 | 0 | 1.8553e-06 | 1.8553e-06 | 0 | 2.0839e-05 | 2.0839e-05 | 0 | 2.0839e-05
[79 empty] | WLDFR | HFTD - Distribution - Tier 3 - 4QU CoRE ¦ 3QU LoRE | Seismic - Non-Red Flag Warning - Catastrophic Fires | 2031 | 0 | 22783.187 | 453.261 | 14531.3357 | 7798.5904 | 5378.1107 | 3.4497e-10 | 0 | 1.8553e-06 | 1.8553e-06 | 0 | 2.0839e-05 | 2.0839e-05 | 0 | 2.0839e-05
[79 empty] | WLDFR | HFTD - Distribution - Tier 3 - 4QU CoRE ¦ 3QU LoRE | Seismic - Non-Red Flag Warning - Catastrophic Fires | 2032 | 0 | 22783.187 | 453.261 | 14531.3357 | 7798.5904 | 5378.1107 | 3.4497e-10 | 0 | 1.8553e-06 | 1.8553e-06 | 0 | 2.0839e-05 | 2.0839e-05 | 0 | 2.0839e-05
[79 empty] | WLDFR | HFTD - Distribution - Tier 3 - 4QU CoRE ¦ 3QU LoRE | Seismic - Non-Red Flag Warning - Catastrophic Fires | 2033 | 0 | 23835.2641 | 480.9649 | 15187.7294 | 8166.5698 | 5631.8789 | 3.4497e-10 | 0 | 1.9428e-06 | 1.9428e-06 | 0 | 2.1668e-05 | 2.1668e-05 | 0 | 2.1668e-05
[79 empty] | WLDFR | HFTD - Distribution - Tier 3 - 4QU CoRE ¦ 3QU LoRE | Seismic - Non-Red Flag Warning - Catastrophic Fires | 2034 | 0 | 23835.2641 | 480.9649 | 15187.7294 | 8166.5698 | 5631.8789 | 3.4497e-10 | 0 | 1.9428e-06 | 1.9428e-06 | 0 | 2.1668e-05 | 2.1668e-05 | 0 | 2.1668e-05
[79 empty] | WLDFR | HFTD - Distribution - Tier 3 - 4QU CoRE ¦ 3QU LoRE | Seismic - Non-Red Flag Warning - Catastrophic Fires | 2035 | 0 | 23835.2641 | 480.9649 | 15187.7294 | 8166.5698 | 5631.8789 | 3.4497e-10 | 0 | 1.9428e-06 | 1.9428e-06 | 0 | 2.1668e-05 | 2.1668e-05 | 0 | 2.1668e-05
[79 empty] | WLDFR | HFTD - Distribution - Tier 3 - 4QU CoRE ¦ 3QU LoRE | Seismic - Non-Red Flag Warning - Catastrophic Fires | 2036 | 0 | 23835.2641 | 480.9649 | 15187.7294 | 8166.5698 | 5631.8789 | 3.4497e-10 | 0 | 1.9428e-06 | 1.9428e-06 | 0 | 2.1668e-05 | 2.1668e-05 | 0 | 2.1668e-05
[79 empty] | WLDFR | HFTD - Distribution - Tier 3 - 4QU CoRE ¦ 3QU LoRE | Seismic - Non-Red Flag Warning - Catastrophic Fires | 2037 | 0 | 23835.2641 | 480.9649 | 15187.7294 | 8166.5698 | 5631.8789 | 3.4497e-10 | 0 | 1.9428e-06 | 1.9428e-06 | 0 | 2.1668e-05 | 2.1668e-05 | 0 | 2.1668e-05
[79 empty] | WLDFR | HFTD - Distribution - Tier 3 - 4QU CoRE ¦ 3QU LoRE | Seismic - Non-Red Flag Warning - Catastrophic Fires | 2038 | 0 | 24976.6418 | 511.3745 | 15898.8237 | 8566.4437 | 5907.6423 | 3.4497e-10 | 0 | 2.0379e-06 | 2.0379e-06 | 0 | 2.2602e-05 | 2.2602e-05 | 0 | 2.2602e-05
[79 empty] | WLDFR | HFTD - Distribution - Tier 3 - 4QU CoRE ¦ 3QU LoRE | Seismic - Non-Red Flag Warning - Catastrophic Fires | 2039 | 0 | 24976.6418 | 511.3745 | 15898.8237 | 8566.4437 | 5907.6423 | 3.4497e-10 | 0 | 2.0379e-06 | 2.0379e-06 | 0 | 2.2602e-05 | 2.2602e-05 | 0 | 2.2602e-05
[79 empty] | WLDFR | HFTD - Distribution - Tier 3 - 4QU CoRE ¦ 3QU LoRE | Seismic - Non-Red Flag Warning - Catastrophic Fires | 2040 | 0 | 24976.6418 | 511.3745 | 15898.8237 | 8566.4437 | 5907.6423 | 3.4497e-10 | 0 | 2.0379e-06 | 2.0379e-06 | 0 | 2.2602e-05 | 2.2602e-05 | 0 | 2.2602e-05
[79 empty] | WLDFR | HFTD - Distribution - Tier 3 - 4QU CoRE ¦ 3QU LoRE | Seismic - Non-Red Flag Warning - Catastrophic Fires | 2041 | 0 | 24976.6418 | 511.3745 | 15898.8237 | 8566.4437 | 5907.6423 | 3.4497e-10 | 0 | 2.0379e-06 | 2.0379e-06 | 0 | 2.2602e-05 | 2.2602e-05 | 0 | 2.2602e-05
[79 empty] | WLDFR | HFTD - Distribution - Tier 3 - 4QU CoRE ¦ 3QU LoRE | Seismic - Non-Red Flag Warning - Catastrophic Fires | 2042 | 0 | 24976.6418 | 511.3745 | 15898.8237 | 8566.4437 | 5907.6423 | 3.4497e-10 | 0 | 2.0379e-06 | 2.0379e-06 | 0 | 2.2602e-05 | 2.2602e-05 | 0 | 2.2602e-05
[79 empty] | WLDFR | HFTD - Distribution - Tier 3 - 4QU CoRE ¦ 3QU LoRE | Seismic - Non-Red Flag Warning - Catastrophic Fires | 2043 | 0 | 26191.7278 | 544.1291 | 16654.7414 | 8992.8573 | 6201.7082 | 3.4497e-10 | 0 | 2.1394e-06 | 2.1394e-06 | 0 | 2.3632e-05 | 2.3632e-05 | 0 | 2.3632e-05
[79 empty] | WLDFR | HFTD - Distribution - Tier 3 - 4QU CoRE ¦ 3QU LoRE | Seismic - Non-Red Flag Warning - Catastrophic Fires | 2044 | 0 | 26191.7278 | 544.1291 | 16654.7414 | 8992.8573 | 6201.7082 | 3.4497e-10 | 0 | 2.1394e-06 | 2.1394e-06 | 0 | 2.3632e-05 | 2.3632e-05 | 0 | 2.3632e-05
[79 empty] | WLDFR | HFTD - Distribution - Tier 3 - 4QU CoRE ¦ 3QU LoRE | Seismic - Non-Red Flag Warning - Catastrophic Fires | 2045 | 0 | 26191.7278 | 544.1291 | 16654.7414 | 8992.8573 | 6201.7082 | 3.4497e-10 | 0 | 2.1394e-06 | 2.1394e-06 | 0 | 2.3632e-05 | 2.3632e-05 | 0 | 2.3632e-05
[79 empty] | WLDFR | HFTD - Distribution - Tier 3 - 4QU CoRE ¦ 3QU LoRE | Seismic - Non-Red Flag Warning - Catastrophic Fires | 2046 | 0 | 26191.7278 | 544.1291 | 16654.7414 | 8992.8573 | 6201.7082 | 3.4497e-10 | 0 | 2.1394e-06 | 2.1394e-06 | 0 | 2.3632e-05 | 2.3632e-05 | 0 | 2.3632e-05
[79 empty] | WLDFR | HFTD - Distribution - Tier 3 - 4QU CoRE ¦ 3QU LoRE | Seismic - Non-Red Flag Warning - Catastrophic Fires | 2047 | 0 | 26191.7278 | 544.1291 | 16654.7414 | 8992.8573 | 6201.7082 | 3.4497e-10 | 0 | 2.1394e-06 | 2.1394e-06 | 0 | 2.3632e-05 | 2.3632e-05 | 0 | 2.3632e-05
[79 empty] | WLDFR | HFTD - Distribution - Tier 3 - 4QU CoRE ¦ 3QU LoRE | Seismic - Non-Red Flag Warning - Catastrophic Fires | 2048 | 0 | 27464.7227 | 578.8407 | 17445.538 | 9440.3441 | 6510.3067 | 3.4497e-10 | 0 | 2.2458e-06 | 2.2458e-06 | 0 | 2.4747e-05 | 2.4747e-05 | 0 | 2.4747e-05
[79 empty] | WLDFR | HFTD - Distribution - Tier 3 - 4QU CoRE ¦ 3QU LoRE | Seismic - Non-Red Flag Warning - Catastrophic Fires | 2049 | 0 | 27464.7227 | 578.8407 | 17445.538 | 9440.3441 | 6510.3067 | 3.4497e-10 | 0 | 2.2458e-06 | 2.2458e-06 | 0 | 2.4747e-05 | 2.4747e-05 | 0 | 2.4747e-05
[79 empty] | WLDFR | HFTD - Distribution - Tier 3 - 4QU CoRE ¦ 3QU LoRE | Seismic - Non-Red Flag Warning - Catastrophic Fires | 2050 | 0 | 27464.7227 | 578.8407 | 17445.538 | 9440.3441 | 6510.3067 | 3.4497e-10 | 0 | 2.2458e-06 | 2.2458e-06 | 0 | 2.4747e-05 | 2.4747e-05 | 0 | 2.4747e-05
[79 empty] | WLDFR | HFTD - Distribution - Tier 3 - 4QU CoRE ¦ 3QU LoRE | Seismic - Non-Red Flag Warning - Catastrophic Fires | 2051 | 0 | 27464.7227 | 578.8407 | 17445.538 | 9440.3441 | 6510.3067 | 3.4497e-10 | 0 | 2.2458e-06 | 2.2458e-06 | 0 | 2.4747e-05 | 2.4747e-05 | 0 | 2.4747e-05
[79 empty] | WLDFR | HFTD - Distribution - Tier 3 - 4QU CoRE ¦ 3QU LoRE | Seismic - Non-Red Flag Warning - Catastrophic Fires | 2052 | 0 | 27464.7227 | 578.8407 | 17445.538 | 9440.3441 | 6510.3067 | 3.4497e-10 | 0 | 2.2458e-06 | 2.2458e-06 | 0 | 2.4747e-05 | 2.4747e-05 | 0 | 2.4747e-05
[79 empty] | WLDFR | HFTD - Distribution - Tier 3 - 4QU CoRE ¦ 3QU LoRE | Seismic - Non-Red Flag Warning - Catastrophic Fires | 2053 | 0 | 28779.6694 | 615.0952 | 18261.2327 | 9903.3415 | 6829.6018 | 3.4497e-10 | 0 | 2.356e-06 | 2.356e-06 | 0 | 2.5935e-05 | 2.5935e-05 | 0 | 2.5935e-05
[79 empty] | WLDFR | HFTD - Distribution - Tier 3 - 4QU CoRE ¦ 3QU LoRE | Seismic - Non-Red Flag Warning - Catastrophic Fires | 2054 | 0 | 28779.6694 | 615.0952 | 18261.2327 | 9903.3415 | 6829.6018 | 3.4497e-10 | 0 | 2.356e-06 | 2.356e-06 | 0 | 2.5935e-05 | 2.5935e-05 | 0 | 2.5935e-05
[79 empty] | WLDFR | HFTD - Distribution - Tier 3 - 4QU CoRE ¦ 3QU LoRE | Seismic - Non-Red Flag Warning - Catastrophic Fires | 2055 | 0 | 28779.6694 | 615.0952 | 18261.2327 | 9903.3415 | 6829.6018 | 3.4497e-10 | 0 | 2.356e-06 | 2.356e-06 | 0 | 2.5935e-05 | 2.5935e-05 | 0 | 2.5935e-05
[79 empty] | WLDFR | HFTD - Distribution - Tier 3 - 4QU CoRE ¦ 3QU LoRE | Seismic - Red Flag Warning - Catastrophic Fires | 2026 | 0 | 21835.9781 | 428.6023 | 13939.561 | 7467.8148 | 5149.9993 | 1.4875e-08 | 0 | 7.6605e-05 | 7.6605e-05 | 0 | 2.5935e-05 | 2.5935e-05 | 0 | 2.5935e-05
[79 empty] | WLDFR | HFTD - Distribution - Tier 3 - 4QU CoRE ¦ 3QU LoRE | Seismic - Red Flag Warning - Catastrophic Fires | 2027 | 0 | 21835.9781 | 428.6023 | 13939.561 | 7467.8148 | 5149.9993 | 1.4875e-08 | 0 | 7.6605e-05 | 7.6605e-05 | 0 | 0 | 2.5935e-05 | 0 | 2.5935e-05
[79 empty] | WLDFR | HFTD - Distribution - Tier 3 - 4QU CoRE ¦ 3QU LoRE | Seismic - Red Flag Warning - Catastrophic Fires | 2028 | 0 | 22783.187 | 453.261 | 14531.3357 | 7798.5904 | 5378.1107 | 1.4875e-08 | 0 | 7.9999e-05 | 7.9999e-05 | 0 | 0.007173 | 0 | 0 | 0
[79 empty] | WLDFR | HFTD - Distribution - Tier 3 - 4QU CoRE ¦ 3QU LoRE | Seismic - Red Flag Warning - Catastrophic Fires | 2029 | 0 | 22783.187 | 453.261 | 14531.3357 | 7798.5904 | 5378.1107 | 1.4875e-08 | 0 | 7.9999e-05 | 7.9999e-05 | 0 | 0.0074359 | 0.0074359 | 0 | 0.0074359
[79 empty] | WLDFR | HFTD - Distribution - Tier 3 - 4QU CoRE ¦ 3QU LoRE | Seismic - Red Flag Warning - Catastrophic Fires | 2030 | 0 | 22783.187 | 453.261 | 14531.3357 | 7798.5904 | 5378.1107 | 1.4875e-08 | 0 | 7.9999e-05 | 7.9999e-05 | 0 | 0.0074359 | 0.0074359 | 0 | 0.0074359
[79 empty] | WLDFR | HFTD - Distribution - Tier 3 - 4QU CoRE ¦ 3QU LoRE | Seismic - Red Flag Warning - Catastrophic Fires | 2031 | 0 | 22783.187 | 453.261 | 14531.3357 | 7798.5904 | 5378.1107 | 1.4875e-08 | 0 | 7.9999e-05 | 7.9999e-05 | 0 | 0.0074359 | 0.0074359 | 0 | 0.0074359
[79 empty] | WLDFR | HFTD - Distribution - Tier 3 - 4QU CoRE ¦ 3QU LoRE | Seismic - Red Flag Warning - Catastrophic Fires | 2032 | 0 | 22783.187 | 453.261 | 14531.3357 | 7798.5904 | 5378.1107 | 1.4875e-08 | 0 | 7.9999e-05 | 7.9999e-05 | 0 | 0.0074359 | 0.0074359 | 0 | 0.0074359
[79 empty] | WLDFR | HFTD - Distribution - Tier 3 - 4QU CoRE ¦ 3QU LoRE | Seismic - Red Flag Warning - Catastrophic Fires | 2033 | 0 | 23835.2641 | 480.9649 | 15187.7294 | 8166.5698 | 5631.8789 | 1.4875e-08 | 0 | 8.3773e-05 | 8.3773e-05 | 0 | 0.0074359 | 0.0074359 | 0 | 0.0074359
[79 empty] | WLDFR | HFTD - Distribution - Tier 3 - 4QU CoRE ¦ 3QU LoRE | Seismic - Red Flag Warning - Catastrophic Fires | 2034 | 0 | 23835.2641 | 480.9649 | 15187.7294 | 8166.5698 | 5631.8789 | 1.4875e-08 | 0 | 8.3773e-05 | 8.3773e-05 | 0 | 0.0077672 | 0.0077672 | 0 | 0.0077672
[79 empty] | WLDFR | HFTD - Distribution - Tier 3 - 4QU CoRE ¦ 3QU LoRE | Seismic - Red Flag Warning - Catastrophic Fires | 2035 | 0 | 23835.2641 | 480.9649 | 15187.7294 | 8166.5698 | 5631.8789 | 1.4875e-08 | 0 | 8.3773e-05 | 8.3773e-05 | 0 | 0.0077672 | 0.0077672 | 0 | 0.0077672
[79 empty] | WLDFR | HFTD - Distribution - Tier 3 - 4QU CoRE ¦ 3QU LoRE | Seismic - Red Flag Warning - Catastrophic Fires | 2036 | 0 | 23835.2641 | 480.9649 | 15187.7294 | 8166.5698 | 5631.8789 | 1.4875e-08 | 0 | 8.3773e-05 | 8.3773e-05 | 0 | 0.0077672 | 0.0077672 | 0 | 0.0077672
[79 empty] | WLDFR | HFTD - Distribution - Tier 3 - 4QU CoRE ¦ 3QU LoRE | Seismic - Red Flag Warning - Catastrophic Fires | 2037 | 0 | 23835.2641 | 480.9649 | 15187.7294 | 8166.5698 | 5631.8789 | 1.4875e-08 | 0 | 8.3773e-05 | 8.3773e-05 | 0 | 0.0077672 | 0.0077672 | 0 | 0.0077672
[79 empty] | WLDFR | HFTD - Distribution - Tier 3 - 4QU CoRE ¦ 3QU LoRE | Seismic - Red Flag Warning - Catastrophic Fires | 2038 | 0 | 24976.6418 | 511.3745 | 15898.8237 | 8566.4437 | 5907.6423 | 1.4875e-08 | 0 | 8.7875e-05 | 8.7875e-05 | 0 | 0.0077672 | 0.0077672 | 0 | 0.0077672
[79 empty] | WLDFR | HFTD - Distribution - Tier 3 - 4QU CoRE ¦ 3QU LoRE | Seismic - Red Flag Warning - Catastrophic Fires | 2039 | 0 | 24976.6418 | 511.3745 | 15898.8237 | 8566.4437 | 5907.6423 | 1.4875e-08 | 0 | 8.7875e-05 | 8.7875e-05 | 0 | 0.0081354 | 0.0081354 | 0 | 0.0081354
[79 empty] | WLDFR | HFTD - Distribution - Tier 3 - 4QU CoRE ¦ 3QU LoRE | Seismic - Red Flag Warning - Catastrophic Fires | 2040 | 0 | 24976.6418 | 511.3745 | 15898.8237 | 8566.4437 | 5907.6423 | 1.4875e-08 | 0 | 8.7875e-05 | 8.7875e-05 | 0 | 0.0081354 | 0.0081354 | 0 | 0.0081354
[79 empty] | WLDFR | HFTD - Distribution - Tier 3 - 4QU CoRE ¦ 3QU LoRE | Seismic - Red Flag Warning - Catastrophic Fires | 2041 | 0 | 24976.6418 | 511.3745 | 15898.8237 | 8566.4437 | 5907.6423 | 1.4875e-08 | 0 | 8.7875e-05 | 8.7875e-05 | 0 | 0.0081354 | 0.0081354 | 0 | 0.0081354
[79 empty] | WLDFR | HFTD - Distribution - Tier 3 - 4QU CoRE ¦ 3QU LoRE | Seismic - Red Flag Warning - Catastrophic Fires | 2042 | 0 | 24976.6418 | 511.3745 | 15898.8237 | 8566.4437 | 5907.6423 | 1.4875e-08 | 0 | 8.7875e-05 | 8.7875e-05 | 0 | 0.0081354 | 0.0081354 | 0 | 0.0081354
[79 empty] | WLDFR | HFTD - Distribution - Tier 3 - 4QU CoRE ¦ 3QU LoRE | Seismic - Red Flag Warning - Catastrophic Fires | 2043 | 0 | 26191.7278 | 544.1291 | 16654.7414 | 8992.8573 | 6201.7082 | 1.4875e-08 | 0 | 9.2249e-05 | 9.2249e-05 | 0 | 0.0081354 | 0.0081354 | 0 | 0.0081354
[79 empty] | WLDFR | HFTD - Distribution - Tier 3 - 4QU CoRE ¦ 3QU LoRE | Seismic - Red Flag Warning - Catastrophic Fires | 2044 | 0 | 26191.7278 | 544.1291 | 16654.7414 | 8992.8573 | 6201.7082 | 1.4875e-08 | 0 | 9.2249e-05 | 9.2249e-05 | 0 | 0.0085351 | 0.0085351 | 0 | 0.0085351
[79 empty] | WLDFR | HFTD - Distribution - Tier 3 - 4QU CoRE ¦ 3QU LoRE | Seismic - Red Flag Warning - Catastrophic Fires | 2045 | 0 | 26191.7278 | 544.1291 | 16654.7414 | 8992.8573 | 6201.7082 | 1.4875e-08 | 0 | 9.2249e-05 | 9.2249e-05 | 0 | 0.0085351 | 0.0085351 | 0 | 0.0085351
[79 empty] | WLDFR | HFTD - Distribution - Tier 3 - 4QU CoRE ¦ 3QU LoRE | Seismic - Red Flag Warning - Catastrophic Fires | 2046 | 0 | 26191.7278 | 544.1291 | 16654.7414 | 8992.8573 | 6201.7082 | 1.4875e-08 | 0 | 9.2249e-05 | 9.2249e-05 | 0 | 0.0085351 | 0.0085351 | 0 | 0.0085351
[79 empty] | WLDFR | HFTD - Distribution - Tier 3 - 4QU CoRE ¦ 3QU LoRE | Seismic - Red Flag Warning - Catastrophic Fires | 2047 | 0 | 26191.7278 | 544.1291 | 16654.7414 | 8992.8573 | 6201.7082 | 1.4875e-08 | 0 | 9.2249e-05 | 9.2249e-05 | 0 | 0.0085351 | 0.0085351 | 0 | 0.0085351
[79 empty] | WLDFR | HFTD - Distribution - Tier 3 - 4QU CoRE ¦ 3QU LoRE | Seismic - Red Flag Warning - Catastrophic Fires | 2048 | 0 | 27464.7227 | 578.8407 | 17445.538 | 9440.3441 | 6510.3067 | 1.4875e-08 | 0 | 9.684e-05 | 9.684e-05 | 0 | 0.0085351 | 0.0085351 | 0 | 0.0085351
[79 empty] | WLDFR | HFTD - Distribution - Tier 3 - 4QU CoRE ¦ 3QU LoRE | Seismic - Red Flag Warning - Catastrophic Fires | 2049 | 0 | 27464.7227 | 578.8407 | 17445.538 | 9440.3441 | 6510.3067 | 1.4875e-08 | 0 | 9.684e-05 | 9.684e-05 | 0 | 0.0089608 | 0.0089608 | 0 | 0.0089608
[79 empty] | WLDFR | HFTD - Distribution - Tier 3 - 4QU CoRE ¦ 3QU LoRE | Seismic - Red Flag Warning - Catastrophic Fires | 2050 | 0 | 27464.7227 | 578.8407 | 17445.538 | 9440.3441 | 6510.3067 | 1.4875e-08 | 0 | 9.684e-05 | 9.684e-05 | 0 | 0.0089608 | 0.0089608 | 0 | 0.0089608
[79 empty] | WLDFR | HFTD - Distribution - Tier 3 - 4QU CoRE ¦ 3QU LoRE | Seismic - Red Flag Warning - Catastrophic Fires | 2051 | 0 | 27464.7227 | 578.8407 | 17445.538 | 9440.3441 | 6510.3067 | 1.4875e-08 | 0 | 9.684e-05 | 9.684e-05 | 0 | 0.0089608 | 0.0089608 | 0 | 0.0089608
[79 empty] | WLDFR | HFTD - Distribution - Tier 3 - 4QU CoRE ¦ 3QU LoRE | Seismic - Red Flag Warning - Catastrophic Fires | 2052 | 0 | 27464.7227 | 578.8407 | 17445.538 | 9440.3441 | 6510.3067 | 1.4875e-08 | 0 | 9.684e-05 | 9.684e-05 | 0 | 0.0089608 | 0.0089608 | 0 | 0.0089608
[79 empty] | WLDFR | HFTD - Distribution - Tier 3 - 4QU CoRE ¦ 3QU LoRE | Seismic - Red Flag Warning - Catastrophic Fires | 2053 | 0 | 28779.6694 | 615.0952 | 18261.2327 | 9903.3415 | 6829.6018 | 1.4875e-08 | 0 | 0.00010159 | 0.00010159 | 0 | 0.0089608 | 0.0089608 | 0 | 0.0089608
[79 empty] | WLDFR | HFTD - Distribution - Tier 3 - 4QU CoRE ¦ 3QU LoRE | Seismic - Red Flag Warning - Catastrophic Fires | 2054 | 0 | 28779.6694 | 615.0952 | 18261.2327 | 9903.3415 | 6829.6018 | 1.4875e-08 | 0 | 0.00010159 | 0.00010159 | 0 | 0.0094072 | 0.0094072 | 0 | 0.0094072
[79 empty] | WLDFR | HFTD - Distribution - Tier 3 - 4QU CoRE ¦ 3QU LoRE | Seismic - Red Flag Warning - Catastrophic Fires | 2055 | 0 | 28779.6694 | 615.0952 | 18261.2327 | 9903.3415 | 6829.6018 | 1.4875e-08 | 0 | 0.00010159 | 0.00010159 | 0 | 0.0094072 | 0.0094072 | 0 | 0.0094072
[79 empty] | WLDFR | HFTD - Distribution - Tier 3 - 4QU CoRE ¦ 4QU LoRE | Non-Red Flag Warning - Catastrophic Fires | 2026 | 0 | 14664.6376 | 233.2301 | 8896.516 | 5534.8915 | 3817.0051 | 3.6662e-07 | 0 | 0.0013994 | 0.0013994 | 0 | 0.0094072 | 0.0094072 | 0 | 0.0094072
[79 empty] | WLDFR | HFTD - Distribution - Tier 3 - 4QU CoRE ¦ 4QU LoRE | Non-Red Flag Warning - Catastrophic Fires | 2027 | 0 | 14664.6376 | 233.2301 | 8896.516 | 5534.8915 | 3817.0051 | 3.6662e-07 | 0 | 0.0013994 | 0.0013994 | 0 | 0.0094072 | 0.0094072 | 0 | 0.0094072
[79 empty] | WLDFR | HFTD - Distribution - Tier 3 - 4QU CoRE ¦ 4QU LoRE | Non-Red Flag Warning - Catastrophic Fires | 2028 | 0 | 15317.9909 | 247.273 | 9287.6491 | 5783.0689 | 3988.1546 | 3.6662e-07 | 0 | 0.0014621 | 0.0014621 | 0 | 0 | 0.0094072 | 0 | 0.0094072
[79 empty] | WLDFR | HFTD - Distribution - Tier 3 - 4QU CoRE ¦ 4QU LoRE | Non-Red Flag Warning - Catastrophic Fires | 2029 | 0 | 15317.9909 | 247.273 | 9287.6491 | 5783.0689 | 3988.1546 | 3.6662e-07 | 0 | 0.0014621 | 0.0014621 | 0 | 0.00069086 | 0 | 0 | 0
[79 empty] | WLDFR | HFTD - Distribution - Tier 3 - 4QU CoRE ¦ 4QU LoRE | Non-Red Flag Warning - Catastrophic Fires | 2030 | 0 | 15317.9909 | 247.273 | 9287.6491 | 5783.0689 | 3988.1546 | 3.6662e-07 | 0 | 0.0014621 | 0.0014621 | 0 | 0.0007161 | 0.0007161 | 0 | 0.0007161
[79 empty] | WLDFR | HFTD - Distribution - Tier 3 - 4QU CoRE ¦ 4QU LoRE | Non-Red Flag Warning - Catastrophic Fires | 2031 | 0 | 15317.9909 | 247.273 | 9287.6491 | 5783.0689 | 3988.1546 | 3.6662e-07 | 0 | 0.0014621 | 0.0014621 | 0 | 0.0007161 | 0.0007161 | 0 | 0.0007161
[79 empty] | WLDFR | HFTD - Distribution - Tier 3 - 4QU CoRE ¦ 4QU LoRE | Non-Red Flag Warning - Catastrophic Fires | 2032 | 0 | 15317.9909 | 247.273 | 9287.6491 | 5783.0689 | 3988.1546 | 3.6662e-07 | 0 | 0.0014621 | 0.0014621 | 0 | 0.0007161 | 0.0007161 | 0 | 0.0007161
[79 empty] | WLDFR | HFTD - Distribution - Tier 3 - 4QU CoRE ¦ 4QU LoRE | Non-Red Flag Warning - Catastrophic Fires | 2033 | 0 | 16044.1264 | 263.1074 | 9721.74 | 6059.2791 | 4178.6364 | 3.6662e-07 | 0 | 0.001532 | 0.001532 | 0 | 0.0007161 | 0.0007161 | 0 | 0.0007161
[79 empty] | WLDFR | HFTD - Distribution - Tier 3 - 4QU CoRE ¦ 4QU LoRE | Non-Red Flag Warning - Catastrophic Fires | 2034 | 0 | 16044.1264 | 263.1074 | 9721.74 | 6059.2791 | 4178.6364 | 3.6662e-07 | 0 | 0.001532 | 0.001532 | 0 | 0.0007161 | 0.0007161 | 0 | 0.0007161
[79 empty] | WLDFR | HFTD - Distribution - Tier 3 - 4QU CoRE ¦ 4QU LoRE | Non-Red Flag Warning - Catastrophic Fires | 2035 | 0 | 16044.1264 | 263.1074 | 9721.74 | 6059.2791 | 4178.6364 | 3.6662e-07 | 0 | 0.001532 | 0.001532 | 0 | 0.00074788 | 0.00074788 | 0 | 0.00074788
[79 empty] | WLDFR | HFTD - Distribution - Tier 3 - 4QU CoRE ¦ 4QU LoRE | Non-Red Flag Warning - Catastrophic Fires | 2036 | 0 | 16044.1264 | 263.1074 | 9721.74 | 6059.2791 | 4178.6364 | 3.6662e-07 | 0 | 0.001532 | 0.001532 | 0 | 0.00074788 | 0.00074788 | 0 | 0.00074788
[79 empty] | WLDFR | HFTD - Distribution - Tier 3 - 4QU CoRE ¦ 4QU LoRE | Non-Red Flag Warning - Catastrophic Fires | 2037 | 0 | 16044.1264 | 263.1074 | 9721.74 | 6059.2791 | 4178.6364 | 3.6662e-07 | 0 | 0.001532 | 0.001532 | 0 | 0.00074788 | 0.00074788 | 0 | 0.00074788
[79 empty] | WLDFR | HFTD - Distribution - Tier 3 - 4QU CoRE ¦ 4QU LoRE | Non-Red Flag Warning - Catastrophic Fires | 2038 | 0 | 16832.3912 | 280.5544 | 10192.2718 | 6359.5651 | 4385.7214 | 3.6662e-07 | 0 | 0.0016079 | 0.0016079 | 0 | 0.00074788 | 0.00074788 | 0 | 0.00074788
[79 empty] | WLDFR | HFTD - Distribution - Tier 3 - 4QU CoRE ¦ 4QU LoRE | Non-Red Flag Warning - Catastrophic Fires | 2039 | 0 | 16832.3912 | 280.5544 | 10192.2718 | 6359.5651 | 4385.7214 | 3.6662e-07 | 0 | 0.0016079 | 0.0016079 | 0 | 0.00074788 | 0.00074788 | 0 | 0.00074788
[79 empty] | WLDFR | HFTD - Distribution - Tier 3 - 4QU CoRE ¦ 4QU LoRE | Non-Red Flag Warning - Catastrophic Fires | 2040 | 0 | 16832.3912 | 280.5544 | 10192.2718 | 6359.5651 | 4385.7214 | 3.6662e-07 | 0 | 0.0016079 | 0.0016079 | 0 | 0.00078317 | 0.00078317 | 0 | 0.00078317
[79 empty] | WLDFR | HFTD - Distribution - Tier 3 - 4QU CoRE ¦ 4QU LoRE | Non-Red Flag Warning - Catastrophic Fires | 2041 | 0 | 16832.3912 | 280.5544 | 10192.2718 | 6359.5651 | 4385.7214 | 3.6662e-07 | 0 | 0.0016079 | 0.0016079 | 0 | 0.00078317 | 0.00078317 | 0 | 0.00078317
[79 empty] | WLDFR | HFTD - Distribution - Tier 3 - 4QU CoRE ¦ 4QU LoRE | Non-Red Flag Warning - Catastrophic Fires | 2042 | 0 | 16832.3912 | 280.5544 | 10192.2718 | 6359.5651 | 4385.7214 | 3.6662e-07 | 0 | 0.0016079 | 0.0016079 | 0 | 0.00078317 | 0.00078317 | 0 | 0.00078317
[79 empty] | WLDFR | HFTD - Distribution - Tier 3 - 4QU CoRE ¦ 4QU LoRE | Non-Red Flag Warning - Catastrophic Fires | 2043 | 0 | 17672.0852 | 299.42 | 10692.7362 | 6679.929 | 4606.6527 | 3.6662e-07 | 0 | 0.0016889 | 0.0016889 | 0 | 0.00078317 | 0.00078317 | 0 | 0.00078317
[79 empty] | WLDFR | HFTD - Distribution - Tier 3 - 4QU CoRE ¦ 4QU LoRE | Non-Red Flag Warning - Catastrophic Fires | 2044 | 0 | 17672.0852 | 299.42 | 10692.7362 | 6679.929 | 4606.6527 | 3.6662e-07 | 0 | 0.0016889 | 0.0016889 | 0 | 0.00078317 | 0.00078317 | 0 | 0.00078317
[79 empty] | WLDFR | HFTD - Distribution - Tier 3 - 4QU CoRE ¦ 4QU LoRE | Non-Red Flag Warning - Catastrophic Fires | 2045 | 0 | 17672.0852 | 299.42 | 10692.7362 | 6679.929 | 4606.6527 | 3.6662e-07 | 0 | 0.0016889 | 0.0016889 | 0 | 0.00082144 | 0.00082144 | 0 | 0.00082144
[79 empty] | WLDFR | HFTD - Distribution - Tier 3 - 4QU CoRE ¦ 4QU LoRE | Non-Red Flag Warning - Catastrophic Fires | 2046 | 0 | 17672.0852 | 299.42 | 10692.7362 | 6679.929 | 4606.6527 | 3.6662e-07 | 0 | 0.0016889 | 0.0016889 | 0 | 0.00082144 | 0.00082144 | 0 | 0.00082144
[79 empty] | WLDFR | HFTD - Distribution - Tier 3 - 4QU CoRE ¦ 4QU LoRE | Non-Red Flag Warning - Catastrophic Fires | 2047 | 0 | 17672.0852 | 299.42 | 10692.7362 | 6679.929 | 4606.6527 | 3.6662e-07 | 0 | 0.0016889 | 0.0016889 | 0 | 0.00082144 | 0.00082144 | 0 | 0.00082144
[79 empty] | WLDFR | HFTD - Distribution - Tier 3 - 4QU CoRE ¦ 4QU LoRE | Non-Red Flag Warning - Catastrophic Fires | 2048 | 0 | 18552.3348 | 319.4911 | 11216.5626 | 7016.281 | 4838.6098 | 3.6662e-07 | 0 | 0.0017739 | 0.0017739 | 0 | 0.00082144 | 0.00082144 | 0 | 0.00082144
[79 empty] | WLDFR | HFTD - Distribution - Tier 3 - 4QU CoRE ¦ 4QU LoRE | Non-Red Flag Warning - Catastrophic Fires | 2049 | 0 | 18552.3348 | 319.4911 | 11216.5626 | 7016.281 | 4838.6098 | 3.6662e-07 | 0 | 0.0017739 | 0.0017739 | 0 | 0.00082144 | 0.00082144 | 0 | 0.00082144
[79 empty] | WLDFR | HFTD - Distribution - Tier 3 - 4QU CoRE ¦ 4QU LoRE | Non-Red Flag Warning - Catastrophic Fires | 2050 | 0 | 18552.3348 | 319.4911 | 11216.5626 | 7016.281 | 4838.6098 | 3.6662e-07 | 0 | 0.0017739 | 0.0017739 | 0 | 0.00086218 | 0.00086218 | 0 | 0.00086218
[79 empty] | WLDFR | HFTD - Distribution - Tier 3 - 4QU CoRE ¦ 4QU LoRE | Non-Red Flag Warning - Catastrophic Fires | 2051 | 0 | 18552.3348 | 319.4911 | 11216.5626 | 7016.281 | 4838.6098 | 3.6662e-07 | 0 | 0.0017739 | 0.0017739 | 0 | 0.00086218 | 0.00086218 | 0 | 0.00086218
[79 empty] | WLDFR | HFTD - Distribution - Tier 3 - 4QU CoRE ¦ 4QU LoRE | Non-Red Flag Warning - Catastrophic Fires | 2052 | 0 | 18552.3348 | 319.4911 | 11216.5626 | 7016.281 | 4838.6098 | 3.6662e-07 | 0 | 0.0017739 | 0.0017739 | 0 | 0.00086218 | 0.00086218 | 0 | 0.00086218
[79 empty] | WLDFR | HFTD - Distribution - Tier 3 - 4QU CoRE ¦ 4QU LoRE | Non-Red Flag Warning - Catastrophic Fires | 2053 | 0 | 19462.1283 | 340.5356 | 11757.1413 | 7364.4514 | 5078.7171 | 3.6662e-07 | 0 | 0.001862 | 0.001862 | 0 | 0.00086218 | 0.00086218 | 0 | 0.00086218
[79 empty] | WLDFR | HFTD - Distribution - Tier 3 - 4QU CoRE ¦ 4QU LoRE | Non-Red Flag Warning - Catastrophic Fires | 2054 | 0 | 19462.1283 | 340.5356 | 11757.1413 | 7364.4514 | 5078.7171 | 3.6662e-07 | 0 | 0.001862 | 0.001862 | 0 | 0.00086218 | 0.00086218 | 0 | 0.00086218
[79 empty] | WLDFR | HFTD - Distribution - Tier 3 - 4QU CoRE ¦ 4QU LoRE | Non-Red Flag Warning - Catastrophic Fires | 2055 | 0 | 19462.1283 | 340.5356 | 11757.1413 | 7364.4514 | 5078.7171 | 3.6662e-07 | 0 | 0.001862 | 0.001862 | 0 | 0.00090484 | 0.00090484 | 0 | 0.00090484
[79 empty] | WLDFR | HFTD - Distribution - Tier 3 - 4QU CoRE ¦ 4QU LoRE | Non-Red Flag Warning - Large Fires | 2026 | 0 | 5.475 | 0.71896 | 3.0715 | 1.6846 | 1.1617 | 8.8597e-06 | 0 | 1.0293e-05 | 1.0293e-05 | 0 | 0.00090484 | 0.00090484 | 0 | 0.00090484
[79 empty] | WLDFR | HFTD - Distribution - Tier 3 - 4QU CoRE ¦ 4QU LoRE | Non-Red Flag Warning - Large Fires | 2027 | 0 | 5.475 | 0.71896 | 3.0715 | 1.6846 | 1.1617 | 8.8597e-06 | 0 | 1.0293e-05 | 1.0293e-05 | 0 | 0.00090484 | 0.00090484 | 0 | 0.00090484
[79 empty] | WLDFR | HFTD - Distribution - Tier 3 - 4QU CoRE ¦ 4QU LoRE | Non-Red Flag Warning - Large Fires | 2028 | 0 | 5.777 | 0.74734 | 3.238 | 1.7917 | 1.2356 | 8.8597e-06 | 0 | 1.0947e-05 | 1.0947e-05 | 0 | 0.00090484 | 0.00090484 | 0 | 0.00090484
[79 empty] | WLDFR | HFTD - Distribution - Tier 3 - 4QU CoRE ¦ 4QU LoRE | Non-Red Flag Warning - Large Fires | 2029 | 0 | 5.777 | 0.74734 | 3.238 | 1.7917 | 1.2356 | 8.8597e-06 | 0 | 1.0947e-05 | 1.0947e-05 | 0 | 0 | 0.00090484 | 0 | 0.00090484
[79 empty] | WLDFR | HFTD - Distribution - Tier 3 - 4QU CoRE ¦ 4QU LoRE | Non-Red Flag Warning - Large Fires | 2030 | 0 | 5.777 | 0.74734 | 3.238 | 1.7917 | 1.2356 | 8.8597e-06 | 0 | 1.0947e-05 | 1.0947e-05 | 0 | 6.3229e-06 | 0 | 0 | 0
[79 empty] | WLDFR | HFTD - Distribution - Tier 3 - 4QU CoRE ¦ 4QU LoRE | Non-Red Flag Warning - Large Fires | 2031 | 0 | 5.777 | 0.74734 | 3.238 | 1.7917 | 1.2356 | 8.8597e-06 | 0 | 1.0947e-05 | 1.0947e-05 | 0 | 6.6058e-06 | 6.6058e-06 | 0 | 6.6058e-06
[79 empty] | WLDFR | HFTD - Distribution - Tier 3 - 4QU CoRE ¦ 4QU LoRE | Non-Red Flag Warning - Large Fires | 2032 | 0 | 5.777 | 0.74734 | 3.238 | 1.7917 | 1.2356 | 8.8597e-06 | 0 | 1.0947e-05 | 1.0947e-05 | 0 | 6.6058e-06 | 6.6058e-06 | 0 | 6.6058e-06
[79 empty] | WLDFR | HFTD - Distribution - Tier 3 - 4QU CoRE ¦ 4QU LoRE | Non-Red Flag Warning - Large Fires | 2033 | 0 | 6.1205 | 0.77885 | 3.4265 | 1.9151 | 1.3207 | 8.8597e-06 | 0 | 1.1701e-05 | 1.1701e-05 | 0 | 6.6058e-06 | 6.6058e-06 | 0 | 6.6058e-06
[79 empty] | WLDFR | HFTD - Distribution - Tier 3 - 4QU CoRE ¦ 4QU LoRE | Non-Red Flag Warning - Large Fires | 2034 | 0 | 6.1205 | 0.77885 | 3.4265 | 1.9151 | 1.3207 | 8.8597e-06 | 0 | 1.1701e-05 | 1.1701e-05 | 0 | 6.6058e-06 | 6.6058e-06 | 0 | 6.6058e-06
[79 empty] | WLDFR | HFTD - Distribution - Tier 3 - 4QU CoRE ¦ 4QU LoRE | Non-Red Flag Warning - Large Fires | 2035 | 0 | 6.1205 | 0.77885 | 3.4265 | 1.9151 | 1.3207 | 8.8597e-06 | 0 | 1.1701e-05 | 1.1701e-05 | 0 | 6.6058e-06 | 6.6058e-06 | 0 | 6.6058e-06
[79 empty] | WLDFR | HFTD - Distribution - Tier 3 - 4QU CoRE ¦ 4QU LoRE | Non-Red Flag Warning - Large Fires | 2036 | 0 | 6.1205 | 0.77885 | 3.4265 | 1.9151 | 1.3207 | 8.8597e-06 | 0 | 1.1701e-05 | 1.1701e-05 | 0 | 6.9702e-06 | 6.9702e-06 | 0 | 6.9702e-06
[79 empty] | WLDFR | HFTD - Distribution - Tier 3 - 4QU CoRE ¦ 4QU LoRE | Non-Red Flag Warning - Large Fires | 2037 | 0 | 6.1205 | 0.77885 | 3.4265 | 1.9151 | 1.3207 | 8.8597e-06 | 0 | 1.1701e-05 | 1.1701e-05 | 0 | 6.9702e-06 | 6.9702e-06 | 0 | 6.9702e-06
[79 empty] | WLDFR | HFTD - Distribution - Tier 3 - 4QU CoRE ¦ 4QU LoRE | Non-Red Flag Warning - Large Fires | 2038 | 0 | 6.5028 | 0.81304 | 3.6355 | 2.0543 | 1.4167 | 8.8597e-06 | 0 | 1.2551e-05 | 1.2551e-05 | 0 | 6.9702e-06 | 6.9702e-06 | 0 | 6.9702e-06
[79 empty] | WLDFR | HFTD - Distribution - Tier 3 - 4QU CoRE ¦ 4QU LoRE | Non-Red Flag Warning - Large Fires | 2039 | 0 | 6.5028 | 0.81304 | 3.6355 | 2.0543 | 1.4167 | 8.8597e-06 | 0 | 1.2551e-05 | 1.2551e-05 | 0 | 6.9702e-06 | 6.9702e-06 | 0 | 6.9702e-06
[79 empty] | WLDFR | HFTD - Distribution - Tier 3 - 4QU CoRE ¦ 4QU LoRE | Non-Red Flag Warning - Large Fires | 2040 | 0 | 6.5028 | 0.81304 | 3.6355 | 2.0543 | 1.4167 | 8.8597e-06 | 0 | 1.2551e-05 | 1.2551e-05 | 0 | 6.9702e-06 | 6.9702e-06 | 0 | 6.9702e-06
[79 empty] | WLDFR | HFTD - Distribution - Tier 3 - 4QU CoRE ¦ 4QU LoRE | Non-Red Flag Warning - Large Fires | 2041 | 0 | 6.5028 | 0.81304 | 3.6355 | 2.0543 | 1.4167 | 8.8597e-06 | 0 | 1.2551e-05 | 1.2551e-05 | 0 | 7.3846e-06 | 7.3846e-06 | 0 | 7.3846e-06
[79 empty] | WLDFR | HFTD - Distribution - Tier 3 - 4QU CoRE ¦ 4QU LoRE | Non-Red Flag Warning - Large Fires | 2042 | 0 | 6.5028 | 0.81304 | 3.6355 | 2.0543 | 1.4167 | 8.8597e-06 | 0 | 1.2551e-05 | 1.2551e-05 | 0 | 7.3846e-06 | 7.3846e-06 | 0 | 7.3846e-06
[79 empty] | WLDFR | HFTD - Distribution - Tier 3 - 4QU CoRE ¦ 4QU LoRE | Non-Red Flag Warning - Large Fires | 2043 | 0 | 6.9209 | 0.84944 | 3.8632 | 2.2083 | 1.5229 | 8.8597e-06 | 0 | 1.3493e-05 | 1.3493e-05 | 0 | 7.3846e-06 | 7.3846e-06 | 0 | 7.3846e-06
[79 empty] | WLDFR | HFTD - Distribution - Tier 3 - 4QU CoRE ¦ 4QU LoRE | Non-Red Flag Warning - Large Fires | 2044 | 0 | 6.9209 | 0.84944 | 3.8632 | 2.2083 | 1.5229 | 8.8597e-06 | 0 | 1.3493e-05 | 1.3493e-05 | 0 | 7.3846e-06 | 7.3846e-06 | 0 | 7.3846e-06
[79 empty] | WLDFR | HFTD - Distribution - Tier 3 - 4QU CoRE ¦ 4QU LoRE | Non-Red Flag Warning - Large Fires | 2045 | 0 | 6.9209 | 0.84944 | 3.8632 | 2.2083 | 1.5229 | 8.8597e-06 | 0 | 1.3493e-05 | 1.3493e-05 | 0 | 7.3846e-06 | 7.3846e-06 | 0 | 7.3846e-06
[79 empty] | WLDFR | HFTD - Distribution - Tier 3 - 4QU CoRE ¦ 4QU LoRE | Non-Red Flag Warning - Large Fires | 2046 | 0 | 6.9209 | 0.84944 | 3.8632 | 2.2083 | 1.5229 | 8.8597e-06 | 0 | 1.3493e-05 | 1.3493e-05 | 0 | 7.8459e-06 | 7.8459e-06 | 0 | 7.8459e-06
[79 empty] | WLDFR | HFTD - Distribution - Tier 3 - 4QU CoRE ¦ 4QU LoRE | Non-Red Flag Warning - Large Fires | 2047 | 0 | 6.9209 | 0.84944 | 3.8632 | 2.2083 | 1.5229 | 8.8597e-06 | 0 | 1.3493e-05 | 1.3493e-05 | 0 | 7.8459e-06 | 7.8459e-06 | 0 | 7.8459e-06
[79 empty] | WLDFR | HFTD - Distribution - Tier 3 - 4QU CoRE ¦ 4QU LoRE | Non-Red Flag Warning - Large Fires | 2048 | 0 | 7.3713 | 0.88759 | 4.1075 | 2.3763 | 1.6388 | 8.8597e-06 | 0 | 1.4519e-05 | 1.4519e-05 | 0 | 7.8459e-06 | 7.8459e-06 | 0 | 7.8459e-06
[79 empty] | WLDFR | HFTD - Distribution - Tier 3 - 4QU CoRE ¦ 4QU LoRE | Non-Red Flag Warning - Large Fires | 2049 | 0 | 7.3713 | 0.88759 | 4.1075 | 2.3763 | 1.6388 | 8.8597e-06 | 0 | 1.4519e-05 | 1.4519e-05 | 0 | 7.8459e-06 | 7.8459e-06 | 0 | 7.8459e-06
[79 empty] | WLDFR | HFTD - Distribution - Tier 3 - 4QU CoRE ¦ 4QU LoRE | Non-Red Flag Warning - Large Fires | 2050 | 0 | 7.3713 | 0.88759 | 4.1075 | 2.3763 | 1.6388 | 8.8597e-06 | 0 | 1.4519e-05 | 1.4519e-05 | 0 | 7.8459e-06 | 7.8459e-06 | 0 | 7.8459e-06
[79 empty] | WLDFR | HFTD - Distribution - Tier 3 - 4QU CoRE ¦ 4QU LoRE | Non-Red Flag Warning - Large Fires | 2051 | 0 | 7.3713 | 0.88759 | 4.1075 | 2.3763 | 1.6388 | 8.8597e-06 | 0 | 1.4519e-05 | 1.4519e-05 | 0 | 8.3503e-06 | 8.3503e-06 | 0 | 8.3503e-06
[79 empty] | WLDFR | HFTD - Distribution - Tier 3 - 4QU CoRE ¦ 4QU LoRE | Non-Red Flag Warning - Large Fires | 2052 | 0 | 7.3713 | 0.88759 | 4.1075 | 2.3763 | 1.6388 | 8.8597e-06 | 0 | 1.4519e-05 | 1.4519e-05 | 0 | 8.3503e-06 | 8.3503e-06 | 0 | 8.3503e-06
[79 empty] | WLDFR | HFTD - Distribution - Tier 3 - 4QU CoRE ¦ 4QU LoRE | Non-Red Flag Warning - Large Fires | 2053 | 0 | 7.8503 | 0.92702 | 4.3664 | 2.5569 | 1.7633 | 8.8597e-06 | 0 | 1.5622e-05 | 1.5622e-05 | 0 | 8.3503e-06 | 8.3503e-06 | 0 | 8.3503e-06
[79 empty] | WLDFR | HFTD - Distribution - Tier 3 - 4QU CoRE ¦ 4QU LoRE | Non-Red Flag Warning - Large Fires | 2054 | 0 | 7.8503 | 0.92702 | 4.3664 | 2.5569 | 1.7633 | 8.8597e-06 | 0 | 1.5622e-05 | 1.5622e-05 | 0 | 8.3503e-06 | 8.3503e-06 | 0 | 8.3503e-06
[79 empty] | WLDFR | HFTD - Distribution - Tier 3 - 4QU CoRE ¦ 4QU LoRE | Non-Red Flag Warning - Large Fires | 2055 | 0 | 7.8503 | 0.92702 | 4.3664 | 2.5569 | 1.7633 | 8.8597e-06 | 0 | 1.5622e-05 | 1.5622e-05 | 0 | 8.3503e-06 | 8.3503e-06 | 0 | 8.3503e-06
[79 empty] | WLDFR | HFTD - Distribution - Tier 3 - 4QU CoRE ¦ 4QU LoRE | Non-Red Flag Warning - Small Fires | 2026 | 0 | 0.080408 | 0.03759 | 0.0016314 | 0.041187 | 0.028403 | 0.0033903 | 0 | 9.6295e-05 | 9.6295e-05 | 0 | 8.8938e-06 | 8.8938e-06 | 0 | 8.8938e-06
[79 empty] | WLDFR | HFTD - Distribution - Tier 3 - 4QU CoRE ¦ 4QU LoRE | Non-Red Flag Warning - Small Fires | 2027 | 0 | 0.080408 | 0.03759 | 0.0016314 | 0.041187 | 0.028403 | 0.0033903 | 0 | 9.6295e-05 | 9.6295e-05 | 0 | 8.8938e-06 | 8.8938e-06 | 0 | 8.8938e-06
[79 empty] | WLDFR | HFTD - Distribution - Tier 3 - 4QU CoRE ¦ 4QU LoRE | Non-Red Flag Warning - Small Fires | 2028 | 0 | 0.083606 | 0.039055 | 0.001695 | 0.042856 | 0.029555 | 0.0033903 | 0 | 0.0001002 | 0.0001002 | 0 | 8.8938e-06 | 8.8938e-06 | 0 | 8.8938e-06
[79 empty] | WLDFR | HFTD - Distribution - Tier 3 - 4QU CoRE ¦ 4QU LoRE | Non-Red Flag Warning - Small Fires | 2029 | 0 | 0.083606 | 0.039055 | 0.001695 | 0.042856 | 0.029555 | 0.0033903 | 0 | 0.0001002 | 0.0001002 | 0 | 8.8938e-06 | 8.8938e-06 | 0 | 8.8938e-06
[79 empty] | WLDFR | HFTD - Distribution - Tier 3 - 4QU CoRE ¦ 4QU LoRE | Non-Red Flag Warning - Small Fires | 2030 | 0 | 0.083606 | 0.039055 | 0.001695 | 0.042856 | 0.029555 | 0.0033903 | 0 | 0.0001002 | 0.0001002 | 0 | 0 | 8.8938e-06 | 0 | 8.8938e-06
[79 empty] | WLDFR | HFTD - Distribution - Tier 3 - 4QU CoRE ¦ 4QU LoRE | Non-Red Flag Warning - Small Fires | 2031 | 0 | 0.083606 | 0.039055 | 0.001695 | 0.042856 | 0.029555 | 0.0033903 | 0 | 0.0001002 | 0.0001002 | 0 | 2.7558e-06 | 0 | 0 | 0
[79 empty] | WLDFR | HFTD - Distribution - Tier 3 - 4QU CoRE ¦ 4QU LoRE | Non-Red Flag Warning - Small Fires | 2032 | 0 | 0.083606 | 0.039055 | 0.001695 | 0.042856 | 0.029555 | 0.0033903 | 0 | 0.0001002 | 0.0001002 | 0 | 2.8445e-06 | 2.8445e-06 | 0 | 2.8445e-06
[79 empty] | WLDFR | HFTD - Distribution - Tier 3 - 4QU CoRE ¦ 4QU LoRE | Non-Red Flag Warning - Small Fires | 2033 | 0 | 0.087211 | 0.040679 | 0.0017655 | 0.044766 | 0.030872 | 0.0033903 | 0 | 0.00010466 | 0.00010466 | 0 | 2.8445e-06 | 2.8445e-06 | 0 | 2.8445e-06
[79 empty] | WLDFR | HFTD - Distribution - Tier 3 - 4QU CoRE ¦ 4QU LoRE | Non-Red Flag Warning - Small Fires | 2034 | 0 | 0.087211 | 0.040679 | 0.0017655 | 0.044766 | 0.030872 | 0.0033903 | 0 | 0.00010466 | 0.00010466 | 0 | 2.8445e-06 | 2.8445e-06 | 0 | 2.8445e-06
[79 empty] | WLDFR | HFTD - Distribution - Tier 3 - 4QU CoRE ¦ 4QU LoRE | Non-Red Flag Warning - Small Fires | 2035 | 0 | 0.087211 | 0.040679 | 0.0017655 | 0.044766 | 0.030872 | 0.0033903 | 0 | 0.00010466 | 0.00010466 | 0 | 2.8445e-06 | 2.8445e-06 | 0 | 2.8445e-06
[79 empty] | WLDFR | HFTD - Distribution - Tier 3 - 4QU CoRE ¦ 4QU LoRE | Non-Red Flag Warning - Small Fires | 2036 | 0 | 0.087211 | 0.040679 | 0.0017655 | 0.044766 | 0.030872 | 0.0033903 | 0 | 0.00010466 | 0.00010466 | 0 | 2.8445e-06 | 2.8445e-06 | 0 | 2.8445e-06
[79 empty] | WLDFR | HFTD - Distribution - Tier 3 - 4QU CoRE ¦ 4QU LoRE | Non-Red Flag Warning - Small Fires | 2037 | 0 | 0.087211 | 0.040679 | 0.0017655 | 0.044766 | 0.030872 | 0.0033903 | 0 | 0.00010466 | 0.00010466 | 0 | 2.9577e-06 | 2.9577e-06 | 0 | 2.9577e-06
[79 empty] | WLDFR | HFTD - Distribution - Tier 3 - 4QU CoRE ¦ 4QU LoRE | Non-Red Flag Warning - Small Fires | 2038 | 0 | 0.091184 | 0.042438 | 0.0018418 | 0.046905 | 0.032347 | 0.0033903 | 0 | 0.00010966 | 0.00010966 | 0 | 2.9577e-06 | 2.9577e-06 | 0 | 2.9577e-06
[79 empty] | WLDFR | HFTD - Distribution - Tier 3 - 4QU CoRE ¦ 4QU LoRE | Non-Red Flag Warning - Small Fires | 2039 | 0 | 0.091184 | 0.042438 | 0.0018418 | 0.046905 | 0.032347 | 0.0033903 | 0 | 0.00010966 | 0.00010966 | 0 | 2.9577e-06 | 2.9577e-06 | 0 | 2.9577e-06
[79 empty] | WLDFR | HFTD - Distribution - Tier 3 - 4QU CoRE ¦ 4QU LoRE | Non-Red Flag Warning - Small Fires | 2040 | 0 | 0.091184 | 0.042438 | 0.0018418 | 0.046905 | 0.032347 | 0.0033903 | 0 | 0.00010966 | 0.00010966 | 0 | 2.9577e-06 | 2.9577e-06 | 0 | 2.9577e-06
[79 empty] | WLDFR | HFTD - Distribution - Tier 3 - 4QU CoRE ¦ 4QU LoRE | Non-Red Flag Warning - Small Fires | 2041 | 0 | 0.091184 | 0.042438 | 0.0018418 | 0.046905 | 0.032347 | 0.0033903 | 0 | 0.00010966 | 0.00010966 | 0 | 2.9577e-06 | 2.9577e-06 | 0 | 2.9577e-06
[79 empty] | WLDFR | HFTD - Distribution - Tier 3 - 4QU CoRE ¦ 4QU LoRE | Non-Red Flag Warning - Small Fires | 2042 | 0 | 0.091184 | 0.042438 | 0.0018418 | 0.046905 | 0.032347 | 0.0033903 | 0 | 0.00010966 | 0.00010966 | 0 | 3.0852e-06 | 3.0852e-06 | 0 | 3.0852e-06
[79 empty] | WLDFR | HFTD - Distribution - Tier 3 - 4QU CoRE ¦ 4QU LoRE | Non-Red Flag Warning - Small Fires | 2043 | 0 | 0.095486 | 0.044306 | 0.0019228 | 0.049257 | 0.033969 | 0.0033903 | 0 | 0.00011516 | 0.00011516 | 0 | 3.0852e-06 | 3.0852e-06 | 0 | 3.0852e-06
[79 empty] | WLDFR | HFTD - Distribution - Tier 3 - 4QU CoRE ¦ 4QU LoRE | Non-Red Flag Warning - Small Fires | 2044 | 0 | 0.095486 | 0.044306 | 0.0019228 | 0.049257 | 0.033969 | 0.0033903 | 0 | 0.00011516 | 0.00011516 | 0 | 3.0852e-06 | 3.0852e-06 | 0 | 3.0852e-06
[79 empty] | WLDFR | HFTD - Distribution - Tier 3 - 4QU CoRE ¦ 4QU LoRE | Non-Red Flag Warning - Small Fires | 2045 | 0 | 0.095486 | 0.044306 | 0.0019228 | 0.049257 | 0.033969 | 0.0033903 | 0 | 0.00011516 | 0.00011516 | 0 | 3.0852e-06 | 3.0852e-06 | 0 | 3.0852e-06
[79 empty] | WLDFR | HFTD - Distribution - Tier 3 - 4QU CoRE ¦ 4QU LoRE | Non-Red Flag Warning - Small Fires | 2046 | 0 | 0.095486 | 0.044306 | 0.0019228 | 0.049257 | 0.033969 | 0.0033903 | 0 | 0.00011516 | 0.00011516 | 0 | 3.0852e-06 | 3.0852e-06 | 0 | 3.0852e-06
[79 empty] | WLDFR | HFTD - Distribution - Tier 3 - 4QU CoRE ¦ 4QU LoRE | Non-Red Flag Warning - Small Fires | 2047 | 0 | 0.095486 | 0.044306 | 0.0019228 | 0.049257 | 0.033969 | 0.0033903 | 0 | 0.00011516 | 0.00011516 | 0 | 3.2257e-06 | 3.2257e-06 | 0 | 3.2257e-06
[79 empty] | WLDFR | HFTD - Distribution - Tier 3 - 4QU CoRE ¦ 4QU LoRE | Non-Red Flag Warning - Small Fires | 2048 | 0 | 0.10007 | 0.04626 | 0.0020076 | 0.051804 | 0.035726 | 0.0033903 | 0 | 0.00012112 | 0.00012112 | 0 | 3.2257e-06 | 3.2257e-06 | 0 | 3.2257e-06
[79 empty] | WLDFR | HFTD - Distribution - Tier 3 - 4QU CoRE ¦ 4QU LoRE | Non-Red Flag Warning - Small Fires | 2049 | 0 | 0.10007 | 0.04626 | 0.0020076 | 0.051804 | 0.035726 | 0.0033903 | 0 | 0.00012112 | 0.00012112 | 0 | 3.2257e-06 | 3.2257e-06 | 0 | 3.2257e-06
[79 empty] | WLDFR | HFTD - Distribution - Tier 3 - 4QU CoRE ¦ 4QU LoRE | Non-Red Flag Warning - Small Fires | 2050 | 0 | 0.10007 | 0.04626 | 0.0020076 | 0.051804 | 0.035726 | 0.0033903 | 0 | 0.00012112 | 0.00012112 | 0 | 3.2257e-06 | 3.2257e-06 | 0 | 3.2257e-06
[79 empty] | WLDFR | HFTD - Distribution - Tier 3 - 4QU CoRE ¦ 4QU LoRE | Non-Red Flag Warning - Small Fires | 2051 | 0 | 0.10007 | 0.04626 | 0.0020076 | 0.051804 | 0.035726 | 0.0033903 | 0 | 0.00012112 | 0.00012112 | 0 | 3.2257e-06 | 3.2257e-06 | 0 | 3.2257e-06
[79 empty] | WLDFR | HFTD - Distribution - Tier 3 - 4QU CoRE ¦ 4QU LoRE | Non-Red Flag Warning - Small Fires | 2052 | 0 | 0.10007 | 0.04626 | 0.0020076 | 0.051804 | 0.035726 | 0.0033903 | 0 | 0.00012112 | 0.00012112 | 0 | 3.3779e-06 | 3.3779e-06 | 0 | 3.3779e-06
[79 empty] | WLDFR | HFTD - Distribution - Tier 3 - 4QU CoRE ¦ 4QU LoRE | Non-Red Flag Warning - Small Fires | 2053 | 0 | 0.10489 | 0.048274 | 0.002095 | 0.054525 | 0.037602 | 0.0033903 | 0 | 0.00012748 | 0.00012748 | 0 | 3.3779e-06 | 3.3779e-06 | 0 | 3.3779e-06
[79 empty] | WLDFR | HFTD - Distribution - Tier 3 - 4QU CoRE ¦ 4QU LoRE | Non-Red Flag Warning - Small Fires | 2054 | 0 | 0.10489 | 0.048274 | 0.002095 | 0.054525 | 0.037602 | 0.0033903 | 0 | 0.00012748 | 0.00012748 | 0 | 3.3779e-06 | 3.3779e-06 | 0 | 3.3779e-06
[79 empty] | WLDFR | HFTD - Distribution - Tier 3 - 4QU CoRE ¦ 4QU LoRE | Non-Red Flag Warning - Small Fires | 2055 | 0 | 0.10489 | 0.048274 | 0.002095 | 0.054525 | 0.037602 | 0.0033903 | 0 | 0.00012748 | 0.00012748 | 0 | 3.3779e-06 | 3.3779e-06 | 0 | 3.3779e-06
[79 empty] | WLDFR | HFTD - Distribution - Tier 3 - 4QU CoRE ¦ 4QU LoRE | Red Flag Warning - Catastrophic Fires | 2026 | 0 | 14664.6376 | 233.2301 | 8896.516 | 5534.8915 | 3817.0051 | 8.2052e-06 | 0 | 0.031319 | 0.031319 | 0 | 3.3779e-06 | 3.3779e-06 | 0 | 3.3779e-06
[79 empty] | WLDFR | HFTD - Distribution - Tier 3 - 4QU CoRE ¦ 4QU LoRE | Red Flag Warning - Catastrophic Fires | 2027 | 0 | 14664.6376 | 233.2301 | 8896.516 | 5534.8915 | 3817.0051 | 8.2052e-06 | 0 | 0.031319 | 0.031319 | 0 | 3.5401e-06 | 3.5401e-06 | 0 | 3.5401e-06
[79 empty] | WLDFR | HFTD - Distribution - Tier 3 - 4QU CoRE ¦ 4QU LoRE | Red Flag Warning - Catastrophic Fires | 2028 | 0 | 15317.9909 | 247.273 | 9287.6491 | 5783.0689 | 3988.1546 | 8.2052e-06 | 0 | 0.032723 | 0.032723 | 0 | 3.5401e-06 | 3.5401e-06 | 0 | 3.5401e-06
[79 empty] | WLDFR | HFTD - Distribution - Tier 3 - 4QU CoRE ¦ 4QU LoRE | Red Flag Warning - Catastrophic Fires | 2029 | 0 | 15317.9909 | 247.273 | 9287.6491 | 5783.0689 | 3988.1546 | 8.2052e-06 | 0 | 0.032723 | 0.032723 | 0 | 3.5401e-06 | 3.5401e-06 | 0 | 3.5401e-06
[79 empty] | WLDFR | HFTD - Distribution - Tier 3 - 4QU CoRE ¦ 4QU LoRE | Red Flag Warning - Catastrophic Fires | 2030 | 0 | 15317.9909 | 247.273 | 9287.6491 | 5783.0689 | 3988.1546 | 8.2052e-06 | 0 | 0.032723 | 0.032723 | 0 | 3.5401e-06 | 3.5401e-06 | 0 | 3.5401e-06
[79 empty] | WLDFR | HFTD - Distribution - Tier 3 - 4QU CoRE ¦ 4QU LoRE | Red Flag Warning - Catastrophic Fires | 2031 | 0 | 15317.9909 | 247.273 | 9287.6491 | 5783.0689 | 3988.1546 | 8.2052e-06 | 0 | 0.032723 | 0.032723 | 0 | 0 | 3.5401e-06 | 0 | 3.5401e-06
[79 empty] | WLDFR | HFTD - Distribution - Tier 3 - 4QU CoRE ¦ 4QU LoRE | Red Flag Warning - Catastrophic Fires | 2032 | 0 | 15317.9909 | 247.273 | 9287.6491 | 5783.0689 | 3988.1546 | 8.2052e-06 | 0 | 0.032723 | 0.032723 | 0 | 0.00010613 | 0 | 0 | 0
[79 empty] | WLDFR | HFTD - Distribution - Tier 3 - 4QU CoRE ¦ 4QU LoRE | Red Flag Warning - Catastrophic Fires | 2033 | 0 | 16044.1264 | 263.1074 | 9721.74 | 6059.2791 | 4178.6364 | 8.2052e-06 | 0 | 0.034286 | 0.034286 | 0 | 0.00011002 | 0.00011002 | 0 | 0.00011002
[79 empty] | WLDFR | HFTD - Distribution - Tier 3 - 4QU CoRE ¦ 4QU LoRE | Red Flag Warning - Catastrophic Fires | 2034 | 0 | 16044.1264 | 263.1074 | 9721.74 | 6059.2791 | 4178.6364 | 8.2052e-06 | 0 | 0.034286 | 0.034286 | 0 | 0.00011002 | 0.00011002 | 0 | 0.00011002
[79 empty] | WLDFR | HFTD - Distribution - Tier 3 - 4QU CoRE ¦ 4QU LoRE | Red Flag Warning - Catastrophic Fires | 2035 | 0 | 16044.1264 | 263.1074 | 9721.74 | 6059.2791 | 4178.6364 | 8.2052e-06 | 0 | 0.034286 | 0.034286 | 0 | 0.00011002 | 0.00011002 | 0 | 0.00011002
[79 empty] | WLDFR | HFTD - Distribution - Tier 3 - 4QU CoRE ¦ 4QU LoRE | Red Flag Warning - Catastrophic Fires | 2036 | 0 | 16044.1264 | 263.1074 | 9721.74 | 6059.2791 | 4178.6364 | 8.2052e-06 | 0 | 0.034286 | 0.034286 | 0 | 0.00011002 | 0.00011002 | 0 | 0.00011002
[79 empty] | WLDFR | HFTD - Distribution - Tier 3 - 4QU CoRE ¦ 4QU LoRE | Red Flag Warning - Catastrophic Fires | 2037 | 0 | 16044.1264 | 263.1074 | 9721.74 | 6059.2791 | 4178.6364 | 8.2052e-06 | 0 | 0.034286 | 0.034286 | 0 | 0.00011002 | 0.00011002 | 0 | 0.00011002
[79 empty] | WLDFR | HFTD - Distribution - Tier 3 - 4QU CoRE ¦ 4QU LoRE | Red Flag Warning - Catastrophic Fires | 2038 | 0 | 16832.3912 | 280.5544 | 10192.2718 | 6359.5651 | 4385.7214 | 8.2052e-06 | 0 | 0.035986 | 0.035986 | 0 | 0.00011492 | 0.00011492 | 0 | 0.00011492
[79 empty] | WLDFR | HFTD - Distribution - Tier 3 - 4QU CoRE ¦ 4QU LoRE | Red Flag Warning - Catastrophic Fires | 2039 | 0 | 16832.3912 | 280.5544 | 10192.2718 | 6359.5651 | 4385.7214 | 8.2052e-06 | 0 | 0.035986 | 0.035986 | 0 | 0.00011492 | 0.00011492 | 0 | 0.00011492
[79 empty] | WLDFR | HFTD - Distribution - Tier 3 - 4QU CoRE ¦ 4QU LoRE | Red Flag Warning - Catastrophic Fires | 2040 | 0 | 16832.3912 | 280.5544 | 10192.2718 | 6359.5651 | 4385.7214 | 8.2052e-06 | 0 | 0.035986 | 0.035986 | 0 | 0.00011492 | 0.00011492 | 0 | 0.00011492
[79 empty] | WLDFR | HFTD - Distribution - Tier 3 - 4QU CoRE ¦ 4QU LoRE | Red Flag Warning - Catastrophic Fires | 2041 | 0 | 16832.3912 | 280.5544 | 10192.2718 | 6359.5651 | 4385.7214 | 8.2052e-06 | 0 | 0.035986 | 0.035986 | 0 | 0.00011492 | 0.00011492 | 0 | 0.00011492
[79 empty] | WLDFR | HFTD - Distribution - Tier 3 - 4QU CoRE ¦ 4QU LoRE | Red Flag Warning - Catastrophic Fires | 2042 | 0 | 16832.3912 | 280.5544 | 10192.2718 | 6359.5651 | 4385.7214 | 8.2052e-06 | 0 | 0.035986 | 0.035986 | 0 | 0.00011492 | 0.00011492 | 0 | 0.00011492
[79 empty] | WLDFR | HFTD - Distribution - Tier 3 - 4QU CoRE ¦ 4QU LoRE | Red Flag Warning - Catastrophic Fires | 2043 | 0 | 17672.0852 | 299.42 | 10692.7362 | 6679.929 | 4606.6527 | 8.2052e-06 | 0 | 0.037798 | 0.037798 | 0 | 0.00012037 | 0.00012037 | 0 | 0.00012037
[79 empty] | WLDFR | HFTD - Distribution - Tier 3 - 4QU CoRE ¦ 4QU LoRE | Red Flag Warning - Catastrophic Fires | 2044 | 0 | 17672.0852 | 299.42 | 10692.7362 | 6679.929 | 4606.6527 | 8.2052e-06 | 0 | 0.037798 | 0.037798 | 0 | 0.00012037 | 0.00012037 | 0 | 0.00012037
[79 empty] | WLDFR | HFTD - Distribution - Tier 3 - 4QU CoRE ¦ 4QU LoRE | Red Flag Warning - Catastrophic Fires | 2045 | 0 | 17672.0852 | 299.42 | 10692.7362 | 6679.929 | 4606.6527 | 8.2052e-06 | 0 | 0.037798 | 0.037798 | 0 | 0.00012037 | 0.00012037 | 0 | 0.00012037
[79 empty] | WLDFR | HFTD - Distribution - Tier 3 - 4QU CoRE ¦ 4QU LoRE | Red Flag Warning - Catastrophic Fires | 2046 | 0 | 17672.0852 | 299.42 | 10692.7362 | 6679.929 | 4606.6527 | 8.2052e-06 | 0 | 0.037798 | 0.037798 | 0 | 0.00012037 | 0.00012037 | 0 | 0.00012037
[79 empty] | WLDFR | HFTD - Distribution - Tier 3 - 4QU CoRE ¦ 4QU LoRE | Red Flag Warning - Catastrophic Fires | 2047 | 0 | 17672.0852 | 299.42 | 10692.7362 | 6679.929 | 4606.6527 | 8.2052e-06 | 0 | 0.037798 | 0.037798 | 0 | 0.00012037 | 0.00012037 | 0 | 0.00012037
[79 empty] | WLDFR | HFTD - Distribution - Tier 3 - 4QU CoRE ¦ 4QU LoRE | Red Flag Warning - Catastrophic Fires | 2048 | 0 | 18552.3348 | 319.4911 | 11216.5626 | 7016.281 | 4838.6098 | 8.2052e-06 | 0 | 0.039702 | 0.039702 | 0 | 0.00012628 | 0.00012628 | 0 | 0.00012628
[79 empty] | WLDFR | HFTD - Distribution - Tier 3 - 4QU CoRE ¦ 4QU LoRE | Red Flag Warning - Catastrophic Fires | 2049 | 0 | 18552.3348 | 319.4911 | 11216.5626 | 7016.281 | 4838.6098 | 8.2052e-06 | 0 | 0.039702 | 0.039702 | 0 | 0.00012628 | 0.00012628 | 0 | 0.00012628
[79 empty] | WLDFR | HFTD - Distribution - Tier 3 - 4QU CoRE ¦ 4QU LoRE | Red Flag Warning - Catastrophic Fires | 2050 | 0 | 18552.3348 | 319.4911 | 11216.5626 | 7016.281 | 4838.6098 | 8.2052e-06 | 0 | 0.039702 | 0.039702 | 0 | 0.00012628 | 0.00012628 | 0 | 0.00012628
[79 empty] | WLDFR | HFTD - Distribution - Tier 3 - 4QU CoRE ¦ 4QU LoRE | Red Flag Warning - Catastrophic Fires | 2051 | 0 | 18552.3348 | 319.4911 | 11216.5626 | 7016.281 | 4838.6098 | 8.2052e-06 | 0 | 0.039702 | 0.039702 | 0 | 0.00012628 | 0.00012628 | 0 | 0.00012628
[79 empty] | WLDFR | HFTD - Distribution - Tier 3 - 4QU CoRE ¦ 4QU LoRE | Red Flag Warning - Catastrophic Fires | 2052 | 0 | 18552.3348 | 319.4911 | 11216.5626 | 7016.281 | 4838.6098 | 8.2052e-06 | 0 | 0.039702 | 0.039702 | 0 | 0.00012628 | 0.00012628 | 0 | 0.00012628
[79 empty] | WLDFR | HFTD - Distribution - Tier 3 - 4QU CoRE ¦ 4QU LoRE | Red Flag Warning - Catastrophic Fires | 2053 | 0 | 19462.1283 | 340.5356 | 11757.1413 | 7364.4514 | 5078.7171 | 8.2052e-06 | 0 | 0.041672 | 0.041672 | 0 | 0.00013258 | 0.00013258 | 0 | 0.00013258
[79 empty] | WLDFR | HFTD - Distribution - Tier 3 - 4QU CoRE ¦ 4QU LoRE | Red Flag Warning - Catastrophic Fires | 2054 | 0 | 19462.1283 | 340.5356 | 11757.1413 | 7364.4514 | 5078.7171 | 8.2052e-06 | 0 | 0.041672 | 0.041672 | 0 | 0.00013258 | 0.00013258 | 0 | 0.00013258
[79 empty] | WLDFR | HFTD - Distribution - Tier 3 - 4QU CoRE ¦ 4QU LoRE | Red Flag Warning - Catastrophic Fires | 2055 | 0 | 19462.1283 | 340.5356 | 11757.1413 | 7364.4514 | 5078.7171 | 8.2052e-06 | 0 | 0.041672 | 0.041672 | 0 | 0.00013258 | 0.00013258 | 0 | 0.00013258
[79 empty] | WLDFR | HFTD - Distribution - Tier 3 - 4QU CoRE ¦ 4QU LoRE | Red Flag Warning - Large Fires | 2026 | 0 | 5.475 | 0.71896 | 3.0715 | 1.6846 | 1.1617 | 1.7672e-05 | 0 | 2.053e-05 | 2.053e-05 | 0 | 0.00013258 | 0.00013258 | 0 | 0.00013258
[79 empty] | WLDFR | HFTD - Distribution - Tier 3 - 4QU CoRE ¦ 4QU LoRE | Red Flag Warning - Large Fires | 2027 | 0 | 5.475 | 0.71896 | 3.0715 | 1.6846 | 1.1617 | 1.7672e-05 | 0 | 2.053e-05 | 2.053e-05 | 0 | 0.00013258 | 0.00013258 | 0 | 0.00013258
[79 empty] | WLDFR | HFTD - Distribution - Tier 3 - 4QU CoRE ¦ 4QU LoRE | Red Flag Warning - Large Fires | 2028 | 0 | 5.777 | 0.74734 | 3.238 | 1.7917 | 1.2356 | 1.7672e-05 | 0 | 2.1836e-05 | 2.1836e-05 | 0 | 0.00013919 | 0.00013919 | 0 | 0.00013919
[79 empty] | WLDFR | HFTD - Distribution - Tier 3 - 4QU CoRE ¦ 4QU LoRE | Red Flag Warning - Large Fires | 2029 | 0 | 5.777 | 0.74734 | 3.238 | 1.7917 | 1.2356 | 1.7672e-05 | 0 | 2.1836e-05 | 2.1836e-05 | 0 | 0.00013919 | 0.00013919 | 0 | 0.00013919
[79 empty] | WLDFR | HFTD - Distribution - Tier 3 - 4QU CoRE ¦ 4QU LoRE | Red Flag Warning - Large Fires | 2030 | 0 | 5.777 | 0.74734 | 3.238 | 1.7917 | 1.2356 | 1.7672e-05 | 0 | 2.1836e-05 | 2.1836e-05 | 0 | 0.00013919 | 0.00013919 | 0 | 0.00013919
[79 empty] | WLDFR | HFTD - Distribution - Tier 3 - 4QU CoRE ¦ 4QU LoRE | Red Flag Warning - Large Fires | 2031 | 0 | 5.777 | 0.74734 | 3.238 | 1.7917 | 1.2356 | 1.7672e-05 | 0 | 2.1836e-05 | 2.1836e-05 | 0 | 0.00013919 | 0.00013919 | 0 | 0.00013919
[79 empty] | WLDFR | HFTD - Distribution - Tier 3 - 4QU CoRE ¦ 4QU LoRE | Red Flag Warning - Large Fires | 2032 | 0 | 5.777 | 0.74734 | 3.238 | 1.7917 | 1.2356 | 1.7672e-05 | 0 | 2.1836e-05 | 2.1836e-05 | 0 | 0 | 0.00013919 | 0 | 0.00013919
[79 empty] | WLDFR | HFTD - Distribution - Tier 3 - 4QU CoRE ¦ 4QU LoRE | Red Flag Warning - Large Fires | 2033 | 0 | 6.1205 | 0.77885 | 3.4265 | 1.9151 | 1.3207 | 1.7672e-05 | 0 | 2.334e-05 | 2.334e-05 | 0 | 0.00013338 | 0 | 0 | 0
[79 empty] | WLDFR | HFTD - Distribution - Tier 3 - 4QU CoRE ¦ 4QU LoRE | Red Flag Warning - Large Fires | 2034 | 0 | 6.1205 | 0.77885 | 3.4265 | 1.9151 | 1.3207 | 1.7672e-05 | 0 | 2.334e-05 | 2.334e-05 | 0 | 0.00013825 | 0.00013825 | 0 | 0.00013825
[79 empty] | WLDFR | HFTD - Distribution - Tier 3 - 4QU CoRE ¦ 4QU LoRE | Red Flag Warning - Large Fires | 2035 | 0 | 6.1205 | 0.77885 | 3.4265 | 1.9151 | 1.3207 | 1.7672e-05 | 0 | 2.334e-05 | 2.334e-05 | 0 | 0.00013825 | 0.00013825 | 0 | 0.00013825
[79 empty] | WLDFR | HFTD - Distribution - Tier 3 - 4QU CoRE ¦ 4QU LoRE | Red Flag Warning - Large Fires | 2036 | 0 | 6.1205 | 0.77885 | 3.4265 | 1.9151 | 1.3207 | 1.7672e-05 | 0 | 2.334e-05 | 2.334e-05 | 0 | 0.00013825 | 0.00013825 | 0 | 0.00013825
[79 empty] | WLDFR | HFTD - Distribution - Tier 3 - 4QU CoRE ¦ 4QU LoRE | Red Flag Warning - Large Fires | 2037 | 0 | 6.1205 | 0.77885 | 3.4265 | 1.9151 | 1.3207 | 1.7672e-05 | 0 | 2.334e-05 | 2.334e-05 | 0 | 0.00013825 | 0.00013825 | 0 | 0.00013825
[79 empty] | WLDFR | HFTD - Distribution - Tier 3 - 4QU CoRE ¦ 4QU LoRE | Red Flag Warning - Large Fires | 2038 | 0 | 6.5028 | 0.81304 | 3.6355 | 2.0543 | 1.4167 | 1.7672e-05 | 0 | 2.5035e-05 | 2.5035e-05 | 0 | 0.00013825 | 0.00013825 | 0 | 0.00013825
[79 empty] | WLDFR | HFTD - Distribution - Tier 3 - 4QU CoRE ¦ 4QU LoRE | Red Flag Warning - Large Fires | 2039 | 0 | 6.5028 | 0.81304 | 3.6355 | 2.0543 | 1.4167 | 1.7672e-05 | 0 | 2.5035e-05 | 2.5035e-05 | 0 | 0.00014439 | 0.00014439 | 0 | 0.00014439
[79 empty] | WLDFR | HFTD - Distribution - Tier 3 - 4QU CoRE ¦ 4QU LoRE | Red Flag Warning - Large Fires | 2040 | 0 | 6.5028 | 0.81304 | 3.6355 | 2.0543 | 1.4167 | 1.7672e-05 | 0 | 2.5035e-05 | 2.5035e-05 | 0 | 0.00014439 | 0.00014439 | 0 | 0.00014439
[79 empty] | WLDFR | HFTD - Distribution - Tier 3 - 4QU CoRE ¦ 4QU LoRE | Red Flag Warning - Large Fires | 2041 | 0 | 6.5028 | 0.81304 | 3.6355 | 2.0543 | 1.4167 | 1.7672e-05 | 0 | 2.5035e-05 | 2.5035e-05 | 0 | 0.00014439 | 0.00014439 | 0 | 0.00014439
[79 empty] | WLDFR | HFTD - Distribution - Tier 3 - 4QU CoRE ¦ 4QU LoRE | Red Flag Warning - Large Fires | 2042 | 0 | 6.5028 | 0.81304 | 3.6355 | 2.0543 | 1.4167 | 1.7672e-05 | 0 | 2.5035e-05 | 2.5035e-05 | 0 | 0.00014439 | 0.00014439 | 0 | 0.00014439
[79 empty] | WLDFR | HFTD - Distribution - Tier 3 - 4QU CoRE ¦ 4QU LoRE | Red Flag Warning - Large Fires | 2043 | 0 | 6.9209 | 0.84944 | 3.8632 | 2.2083 | 1.5229 | 1.7672e-05 | 0 | 2.6913e-05 | 2.6913e-05 | 0 | 0.00014439 | 0.00014439 | 0 | 0.00014439
[79 empty] | WLDFR | HFTD - Distribution - Tier 3 - 4QU CoRE ¦ 4QU LoRE | Red Flag Warning - Large Fires | 2044 | 0 | 6.9209 | 0.84944 | 3.8632 | 2.2083 | 1.5229 | 1.7672e-05 | 0 | 2.6913e-05 | 2.6913e-05 | 0 | 0.0001512 | 0.0001512 | 0 | 0.0001512
[79 empty] | WLDFR | HFTD - Distribution - Tier 3 - 4QU CoRE ¦ 4QU LoRE | Red Flag Warning - Large Fires | 2045 | 0 | 6.9209 | 0.84944 | 3.8632 | 2.2083 | 1.5229 | 1.7672e-05 | 0 | 2.6913e-05 | 2.6913e-05 | 0 | 0.0001512 | 0.0001512 | 0 | 0.0001512
[79 empty] | WLDFR | HFTD - Distribution - Tier 3 - 4QU CoRE ¦ 4QU LoRE | Red Flag Warning - Large Fires | 2046 | 0 | 6.9209 | 0.84944 | 3.8632 | 2.2083 | 1.5229 | 1.7672e-05 | 0 | 2.6913e-05 | 2.6913e-05 | 0 | 0.0001512 | 0.0001512 | 0 | 0.0001512
[79 empty] | WLDFR | HFTD - Distribution - Tier 3 - 4QU CoRE ¦ 4QU LoRE | Red Flag Warning - Large Fires | 2047 | 0 | 6.9209 | 0.84944 | 3.8632 | 2.2083 | 1.5229 | 1.7672e-05 | 0 | 2.6913e-05 | 2.6913e-05 | 0 | 0.0001512 | 0.0001512 | 0 | 0.0001512
[79 empty] | WLDFR | HFTD - Distribution - Tier 3 - 4QU CoRE ¦ 4QU LoRE | Red Flag Warning - Large Fires | 2048 | 0 | 7.3713 | 0.88759 | 4.1075 | 2.3763 | 1.6388 | 1.7672e-05 | 0 | 2.896e-05 | 2.896e-05 | 0 | 0.0001512 | 0.0001512 | 0 | 0.0001512
[79 empty] | WLDFR | HFTD - Distribution - Tier 3 - 4QU CoRE ¦ 4QU LoRE | Red Flag Warning - Large Fires | 2049 | 0 | 7.3713 | 0.88759 | 4.1075 | 2.3763 | 1.6388 | 1.7672e-05 | 0 | 2.896e-05 | 2.896e-05 | 0 | 0.00015859 | 0.00015859 | 0 | 0.00015859
[79 empty] | WLDFR | HFTD - Distribution - Tier 3 - 4QU CoRE ¦ 4QU LoRE | Red Flag Warning - Large Fires | 2050 | 0 | 7.3713 | 0.88759 | 4.1075 | 2.3763 | 1.6388 | 1.7672e-05 | 0 | 2.896e-05 | 2.896e-05 | 0 | 0.00015859 | 0.00015859 | 0 | 0.00015859
[79 empty] | WLDFR | HFTD - Distribution - Tier 3 - 4QU CoRE ¦ 4QU LoRE | Red Flag Warning - Large Fires | 2051 | 0 | 7.3713 | 0.88759 | 4.1075 | 2.3763 | 1.6388 | 1.7672e-05 | 0 | 2.896e-05 | 2.896e-05 | 0 | 0.00015859 | 0.00015859 | 0 | 0.00015859
[79 empty] | WLDFR | HFTD - Distribution - Tier 3 - 4QU CoRE ¦ 4QU LoRE | Red Flag Warning - Large Fires | 2052 | 0 | 7.3713 | 0.88759 | 4.1075 | 2.3763 | 1.6388 | 1.7672e-05 | 0 | 2.896e-05 | 2.896e-05 | 0 | 0.00015859 | 0.00015859 | 0 | 0.00015859
[79 empty] | WLDFR | HFTD - Distribution - Tier 3 - 4QU CoRE ¦ 4QU LoRE | Red Flag Warning - Large Fires | 2053 | 0 | 7.8503 | 0.92702 | 4.3664 | 2.5569 | 1.7633 | 1.7672e-05 | 0 | 3.1161e-05 | 3.1161e-05 | 0 | 0.00015859 | 0.00015859 | 0 | 0.00015859
[79 empty] | WLDFR | HFTD - Distribution - Tier 3 - 4QU CoRE ¦ 4QU LoRE | Red Flag Warning - Large Fires | 2054 | 0 | 7.8503 | 0.92702 | 4.3664 | 2.5569 | 1.7633 | 1.7672e-05 | 0 | 3.1161e-05 | 3.1161e-05 | 0 | 0.00016645 | 0.00016645 | 0 | 0.00016645
[79 empty] | WLDFR | HFTD - Distribution - Tier 3 - 4QU CoRE ¦ 4QU LoRE | Red Flag Warning - Large Fires | 2055 | 0 | 7.8503 | 0.92702 | 4.3664 | 2.5569 | 1.7633 | 1.7672e-05 | 0 | 3.1161e-05 | 3.1161e-05 | 0 | 0.00016645 | 0.00016645 | 0 | 0.00016645
[79 empty] | WLDFR | HFTD - Distribution - Tier 3 - 4QU CoRE ¦ 4QU LoRE | Red Flag Warning - Small Fires | 2026 | 0 | 0.080408 | 0.03759 | 0.0016314 | 0.041187 | 0.028403 | 0.00048893 | 0 | 1.3887e-05 | 1.3887e-05 | 0 | 0.00016645 | 0.00016645 | 0 | 0.00016645
[79 empty] | WLDFR | HFTD - Distribution - Tier 3 - 4QU CoRE ¦ 4QU LoRE | Red Flag Warning - Small Fires | 2027 | 0 | 0.080408 | 0.03759 | 0.0016314 | 0.041187 | 0.028403 | 0.00048893 | 0 | 1.3887e-05 | 1.3887e-05 | 0 | 0.00016645 | 0.00016645 | 0 | 0.00016645
[79 empty] | WLDFR | HFTD - Distribution - Tier 3 - 4QU CoRE ¦ 4QU LoRE | Red Flag Warning - Small Fires | 2028 | 0 | 0.083606 | 0.039055 | 0.001695 | 0.042856 | 0.029555 | 0.00048893 | 0 | 1.445e-05 | 1.445e-05 | 0 | 0.00016645 | 0.00016645 | 0 | 0.00016645
[79 empty] | WLDFR | HFTD - Distribution - Tier 3 - 4QU CoRE ¦ 4QU LoRE | Red Flag Warning - Small Fires | 2029 | 0 | 0.083606 | 0.039055 | 0.001695 | 0.042856 | 0.029555 | 0.00048893 | 0 | 1.445e-05 | 1.445e-05 | 0 | 0.00017469 | 0.00017469 | 0 | 0.00017469
[79 empty] | WLDFR | HFTD - Distribution - Tier 3 - 4QU CoRE ¦ 4QU LoRE | Red Flag Warning - Small Fires | 2030 | 0 | 0.083606 | 0.039055 | 0.001695 | 0.042856 | 0.029555 | 0.00048893 | 0 | 1.445e-05 | 1.445e-05 | 0 | 0.00017469 | 0.00017469 | 0 | 0.00017469
[79 empty] | WLDFR | HFTD - Distribution - Tier 3 - 4QU CoRE ¦ 4QU LoRE | Red Flag Warning - Small Fires | 2031 | 0 | 0.083606 | 0.039055 | 0.001695 | 0.042856 | 0.029555 | 0.00048893 | 0 | 1.445e-05 | 1.445e-05 | 0 | 0.00017469 | 0.00017469 | 0 | 0.00017469
[79 empty] | WLDFR | HFTD - Distribution - Tier 3 - 4QU CoRE ¦ 4QU LoRE | Red Flag Warning - Small Fires | 2032 | 0 | 0.083606 | 0.039055 | 0.001695 | 0.042856 | 0.029555 | 0.00048893 | 0 | 1.445e-05 | 1.445e-05 | 0 | 0.00017469 | 0.00017469 | 0 | 0.00017469
[79 empty] | WLDFR | HFTD - Distribution - Tier 3 - 4QU CoRE ¦ 4QU LoRE | Red Flag Warning - Small Fires | 2033 | 0 | 0.087211 | 0.040679 | 0.0017655 | 0.044766 | 0.030872 | 0.00048893 | 0 | 1.5094e-05 | 1.5094e-05 | 0 | 0 | 0.00017469 | 0 | 0.00017469
[79 empty] | WLDFR | HFTD - Distribution - Tier 3 - 4QU CoRE ¦ 4QU LoRE | Red Flag Warning - Small Fires | 2034 | 0 | 0.087211 | 0.040679 | 0.0017655 | 0.044766 | 0.030872 | 0.00048893 | 0 | 1.5094e-05 | 1.5094e-05 | 0 | 2.3361e-06 | 0 | 0 | 0
[79 empty] | WLDFR | HFTD - Distribution - Tier 3 - 4QU CoRE ¦ 4QU LoRE | Red Flag Warning - Small Fires | 2035 | 0 | 0.087211 | 0.040679 | 0.0017655 | 0.044766 | 0.030872 | 0.00048893 | 0 | 1.5094e-05 | 1.5094e-05 | 0 | 2.4406e-06 | 2.4406e-06 | 0 | 2.4406e-06
[79 empty] | WLDFR | HFTD - Distribution - Tier 3 - 4QU CoRE ¦ 4QU LoRE | Red Flag Warning - Small Fires | 2036 | 0 | 0.087211 | 0.040679 | 0.0017655 | 0.044766 | 0.030872 | 0.00048893 | 0 | 1.5094e-05 | 1.5094e-05 | 0 | 2.4406e-06 | 2.4406e-06 | 0 | 2.4406e-06
[79 empty] | WLDFR | HFTD - Distribution - Tier 3 - 4QU CoRE ¦ 4QU LoRE | Red Flag Warning - Small Fires | 2037 | 0 | 0.087211 | 0.040679 | 0.0017655 | 0.044766 | 0.030872 | 0.00048893 | 0 | 1.5094e-05 | 1.5094e-05 | 0 | 2.4406e-06 | 2.4406e-06 | 0 | 2.4406e-06
[79 empty] | WLDFR | HFTD - Distribution - Tier 3 - 4QU CoRE ¦ 4QU LoRE | Red Flag Warning - Small Fires | 2038 | 0 | 0.091184 | 0.042438 | 0.0018418 | 0.046905 | 0.032347 | 0.00048893 | 0 | 1.5815e-05 | 1.5815e-05 | 0 | 2.4406e-06 | 2.4406e-06 | 0 | 2.4406e-06
[79 empty] | WLDFR | HFTD - Distribution - Tier 3 - 4QU CoRE ¦ 4QU LoRE | Red Flag Warning - Small Fires | 2039 | 0 | 0.091184 | 0.042438 | 0.0018418 | 0.046905 | 0.032347 | 0.00048893 | 0 | 1.5815e-05 | 1.5815e-05 | 0 | 2.4406e-06 | 2.4406e-06 | 0 | 2.4406e-06
[79 empty] | WLDFR | HFTD - Distribution - Tier 3 - 4QU CoRE ¦ 4QU LoRE | Red Flag Warning - Small Fires | 2040 | 0 | 0.091184 | 0.042438 | 0.0018418 | 0.046905 | 0.032347 | 0.00048893 | 0 | 1.5815e-05 | 1.5815e-05 | 0 | 2.5752e-06 | 2.5752e-06 | 0 | 2.5752e-06
[79 empty] | WLDFR | HFTD - Distribution - Tier 3 - 4QU CoRE ¦ 4QU LoRE | Red Flag Warning - Small Fires | 2041 | 0 | 0.091184 | 0.042438 | 0.0018418 | 0.046905 | 0.032347 | 0.00048893 | 0 | 1.5815e-05 | 1.5815e-05 | 0 | 2.5752e-06 | 2.5752e-06 | 0 | 2.5752e-06
[79 empty] | WLDFR | HFTD - Distribution - Tier 3 - 4QU CoRE ¦ 4QU LoRE | Red Flag Warning - Small Fires | 2042 | 0 | 0.091184 | 0.042438 | 0.0018418 | 0.046905 | 0.032347 | 0.00048893 | 0 | 1.5815e-05 | 1.5815e-05 | 0 | 2.5752e-06 | 2.5752e-06 | 0 | 2.5752e-06
[79 empty] | WLDFR | HFTD - Distribution - Tier 3 - 4QU CoRE ¦ 4QU LoRE | Red Flag Warning - Small Fires | 2043 | 0 | 0.095486 | 0.044306 | 0.0019228 | 0.049257 | 0.033969 | 0.00048893 | 0 | 1.6608e-05 | 1.6608e-05 | 0 | 2.5752e-06 | 2.5752e-06 | 0 | 2.5752e-06
[79 empty] | WLDFR | HFTD - Distribution - Tier 3 - 4QU CoRE ¦ 4QU LoRE | Red Flag Warning - Small Fires | 2044 | 0 | 0.095486 | 0.044306 | 0.0019228 | 0.049257 | 0.033969 | 0.00048893 | 0 | 1.6608e-05 | 1.6608e-05 | 0 | 2.5752e-06 | 2.5752e-06 | 0 | 2.5752e-06
[79 empty] | WLDFR | HFTD - Distribution - Tier 3 - 4QU CoRE ¦ 4QU LoRE | Red Flag Warning - Small Fires | 2045 | 0 | 0.095486 | 0.044306 | 0.0019228 | 0.049257 | 0.033969 | 0.00048893 | 0 | 1.6608e-05 | 1.6608e-05 | 0 | 2.7283e-06 | 2.7283e-06 | 0 | 2.7283e-06
[79 empty] | WLDFR | HFTD - Distribution - Tier 3 - 4QU CoRE ¦ 4QU LoRE | Red Flag Warning - Small Fires | 2046 | 0 | 0.095486 | 0.044306 | 0.0019228 | 0.049257 | 0.033969 | 0.00048893 | 0 | 1.6608e-05 | 1.6608e-05 | 0 | 2.7283e-06 | 2.7283e-06 | 0 | 2.7283e-06
[79 empty] | WLDFR | HFTD - Distribution - Tier 3 - 4QU CoRE ¦ 4QU LoRE | Red Flag Warning - Small Fires | 2047 | 0 | 0.095486 | 0.044306 | 0.0019228 | 0.049257 | 0.033969 | 0.00048893 | 0 | 1.6608e-05 | 1.6608e-05 | 0 | 2.7283e-06 | 2.7283e-06 | 0 | 2.7283e-06
[79 empty] | WLDFR | HFTD - Distribution - Tier 3 - 4QU CoRE ¦ 4QU LoRE | Red Flag Warning - Small Fires | 2048 | 0 | 0.10007 | 0.04626 | 0.0020076 | 0.051804 | 0.035726 | 0.00048893 | 0 | 1.7467e-05 | 1.7467e-05 | 0 | 2.7283e-06 | 2.7283e-06 | 0 | 2.7283e-06
[79 empty] | WLDFR | HFTD - Distribution - Tier 3 - 4QU CoRE ¦ 4QU LoRE | Red Flag Warning - Small Fires | 2049 | 0 | 0.10007 | 0.04626 | 0.0020076 | 0.051804 | 0.035726 | 0.00048893 | 0 | 1.7467e-05 | 1.7467e-05 | 0 | 2.7283e-06 | 2.7283e-06 | 0 | 2.7283e-06
[79 empty] | WLDFR | HFTD - Distribution - Tier 3 - 4QU CoRE ¦ 4QU LoRE | Red Flag Warning - Small Fires | 2050 | 0 | 0.10007 | 0.04626 | 0.0020076 | 0.051804 | 0.035726 | 0.00048893 | 0 | 1.7467e-05 | 1.7467e-05 | 0 | 2.8987e-06 | 2.8987e-06 | 0 | 2.8987e-06
[79 empty] | WLDFR | HFTD - Distribution - Tier 3 - 4QU CoRE ¦ 4QU LoRE | Red Flag Warning - Small Fires | 2051 | 0 | 0.10007 | 0.04626 | 0.0020076 | 0.051804 | 0.035726 | 0.00048893 | 0 | 1.7467e-05 | 1.7467e-05 | 0 | 2.8987e-06 | 2.8987e-06 | 0 | 2.8987e-06
[79 empty] | WLDFR | HFTD - Distribution - Tier 3 - 4QU CoRE ¦ 4QU LoRE | Red Flag Warning - Small Fires | 2052 | 0 | 0.10007 | 0.04626 | 0.0020076 | 0.051804 | 0.035726 | 0.00048893 | 0 | 1.7467e-05 | 1.7467e-05 | 0 | 2.8987e-06 | 2.8987e-06 | 0 | 2.8987e-06
[79 empty] | WLDFR | HFTD - Distribution - Tier 3 - 4QU CoRE ¦ 4QU LoRE | Red Flag Warning - Small Fires | 2053 | 0 | 0.10489 | 0.048274 | 0.002095 | 0.054525 | 0.037602 | 0.00048893 | 0 | 1.8385e-05 | 1.8385e-05 | 0 | 2.8987e-06 | 2.8987e-06 | 0 | 2.8987e-06
[79 empty] | WLDFR | HFTD - Distribution - Tier 3 - 4QU CoRE ¦ 4QU LoRE | Red Flag Warning - Small Fires | 2054 | 0 | 0.10489 | 0.048274 | 0.002095 | 0.054525 | 0.037602 | 0.00048893 | 0 | 1.8385e-05 | 1.8385e-05 | 0 | 2.8987e-06 | 2.8987e-06 | 0 | 2.8987e-06
[79 empty] | WLDFR | HFTD - Distribution - Tier 3 - 4QU CoRE ¦ 4QU LoRE | Red Flag Warning - Small Fires | 2055 | 0 | 0.10489 | 0.048274 | 0.002095 | 0.054525 | 0.037602 | 0.00048893 | 0 | 1.8385e-05 | 1.8385e-05 | 0 | 3.0851e-06 | 3.0851e-06 | 0 | 3.0851e-06
[79 empty] | WLDFR | HFTD - Distribution - Tier 3 - 4QU CoRE ¦ 4QU LoRE | Seismic - Non-Red Flag Warning - Catastrophic Fires | 2026 | 0 | 21835.9781 | 428.6023 | 13939.561 | 7467.8148 | 5149.9993 | 3.0666e-10 | 0 | 1.5793e-06 | 1.5793e-06 | 0 | 3.0851e-06 | 3.0851e-06 | 0 | 3.0851e-06
[79 empty] | WLDFR | HFTD - Distribution - Tier 3 - 4QU CoRE ¦ 4QU LoRE | Seismic - Non-Red Flag Warning - Catastrophic Fires | 2027 | 0 | 21835.9781 | 428.6023 | 13939.561 | 7467.8148 | 5149.9993 | 3.0666e-10 | 0 | 1.5793e-06 | 1.5793e-06 | 0 | 3.0851e-06 | 3.0851e-06 | 0 | 3.0851e-06
[79 empty] | WLDFR | HFTD - Distribution - Tier 3 - 4QU CoRE ¦ 4QU LoRE | Seismic - Non-Red Flag Warning - Catastrophic Fires | 2028 | 0 | 22783.187 | 453.261 | 14531.3357 | 7798.5904 | 5378.1107 | 3.0666e-10 | 0 | 1.6492e-06 | 1.6492e-06 | 0 | 3.0851e-06 | 3.0851e-06 | 0 | 3.0851e-06
[79 empty] | WLDFR | HFTD - Distribution - Tier 3 - 4QU CoRE ¦ 4QU LoRE | Seismic - Non-Red Flag Warning - Catastrophic Fires | 2029 | 0 | 22783.187 | 453.261 | 14531.3357 | 7798.5904 | 5378.1107 | 3.0666e-10 | 0 | 1.6492e-06 | 1.6492e-06 | 0 | 3.0851e-06 | 3.0851e-06 | 0 | 3.0851e-06
[79 empty] | WLDFR | HFTD - Distribution - Tier 3 - 4QU CoRE ¦ 4QU LoRE | Seismic - Non-Red Flag Warning - Catastrophic Fires | 2030 | 0 | 22783.187 | 453.261 | 14531.3357 | 7798.5904 | 5378.1107 | 3.0666e-10 | 0 | 1.6492e-06 | 1.6492e-06 | 0 | 3.2859e-06 | 3.2859e-06 | 0 | 3.2859e-06
[79 empty] | WLDFR | HFTD - Distribution - Tier 3 - 4QU CoRE ¦ 4QU LoRE | Seismic - Non-Red Flag Warning - Catastrophic Fires | 2031 | 0 | 22783.187 | 453.261 | 14531.3357 | 7798.5904 | 5378.1107 | 3.0666e-10 | 0 | 1.6492e-06 | 1.6492e-06 | 0 | 3.2859e-06 | 3.2859e-06 | 0 | 3.2859e-06
[79 empty] | WLDFR | HFTD - Distribution - Tier 3 - 4QU CoRE ¦ 4QU LoRE | Seismic - Non-Red Flag Warning - Catastrophic Fires | 2032 | 0 | 22783.187 | 453.261 | 14531.3357 | 7798.5904 | 5378.1107 | 3.0666e-10 | 0 | 1.6492e-06 | 1.6492e-06 | 0 | 3.2859e-06 | 3.2859e-06 | 0 | 3.2859e-06
[79 empty] | WLDFR | HFTD - Distribution - Tier 3 - 4QU CoRE ¦ 4QU LoRE | Seismic - Non-Red Flag Warning - Catastrophic Fires | 2033 | 0 | 23835.2641 | 480.9649 | 15187.7294 | 8166.5698 | 5631.8789 | 3.0666e-10 | 0 | 1.7271e-06 | 1.7271e-06 | 0 | 3.2859e-06 | 3.2859e-06 | 0 | 3.2859e-06
[79 empty] | WLDFR | HFTD - Distribution - Tier 3 - 4QU CoRE ¦ 4QU LoRE | Seismic - Non-Red Flag Warning - Catastrophic Fires | 2034 | 0 | 23835.2641 | 480.9649 | 15187.7294 | 8166.5698 | 5631.8789 | 3.0666e-10 | 0 | 1.7271e-06 | 1.7271e-06 | 0 | 0 | 3.2859e-06 | 0 | 3.2859e-06
[79 empty] | WLDFR | HFTD - Distribution - Tier 3 - 4QU CoRE ¦ 4QU LoRE | Seismic - Non-Red Flag Warning - Catastrophic Fires | 2035 | 0 | 23835.2641 | 480.9649 | 15187.7294 | 8166.5698 | 5631.8789 | 3.0666e-10 | 0 | 1.7271e-06 | 1.7271e-06 | 0 | 1.8056e-05 | 0 | 0 | 0
[79 empty] | WLDFR | HFTD - Distribution - Tier 3 - 4QU CoRE ¦ 4QU LoRE | Seismic - Non-Red Flag Warning - Catastrophic Fires | 2036 | 0 | 23835.2641 | 480.9649 | 15187.7294 | 8166.5698 | 5631.8789 | 3.0666e-10 | 0 | 1.7271e-06 | 1.7271e-06 | 0 | 1.8637e-05 | 1.8637e-05 | 0 | 1.8637e-05
[79 empty] | WLDFR | HFTD - Distribution - Tier 3 - 4QU CoRE ¦ 4QU LoRE | Seismic - Non-Red Flag Warning - Catastrophic Fires | 2037 | 0 | 23835.2641 | 480.9649 | 15187.7294 | 8166.5698 | 5631.8789 | 3.0666e-10 | 0 | 1.7271e-06 | 1.7271e-06 | 0 | 1.8637e-05 | 1.8637e-05 | 0 | 1.8637e-05
[79 empty] | WLDFR | HFTD - Distribution - Tier 3 - 4QU CoRE ¦ 4QU LoRE | Seismic - Non-Red Flag Warning - Catastrophic Fires | 2038 | 0 | 24976.6418 | 511.3745 | 15898.8237 | 8566.4437 | 5907.6423 | 3.0666e-10 | 0 | 1.8116e-06 | 1.8116e-06 | 0 | 1.8637e-05 | 1.8637e-05 | 0 | 1.8637e-05
[79 empty] | WLDFR | HFTD - Distribution - Tier 3 - 4QU CoRE ¦ 4QU LoRE | Seismic - Non-Red Flag Warning - Catastrophic Fires | 2039 | 0 | 24976.6418 | 511.3745 | 15898.8237 | 8566.4437 | 5907.6423 | 3.0666e-10 | 0 | 1.8116e-06 | 1.8116e-06 | 0 | 1.8637e-05 | 1.8637e-05 | 0 | 1.8637e-05
[79 empty] | WLDFR | HFTD - Distribution - Tier 3 - 4QU CoRE ¦ 4QU LoRE | Seismic - Non-Red Flag Warning - Catastrophic Fires | 2040 | 0 | 24976.6418 | 511.3745 | 15898.8237 | 8566.4437 | 5907.6423 | 3.0666e-10 | 0 | 1.8116e-06 | 1.8116e-06 | 0 | 1.8637e-05 | 1.8637e-05 | 0 | 1.8637e-05
[79 empty] | WLDFR | HFTD - Distribution - Tier 3 - 4QU CoRE ¦ 4QU LoRE | Seismic - Non-Red Flag Warning - Catastrophic Fires | 2041 | 0 | 24976.6418 | 511.3745 | 15898.8237 | 8566.4437 | 5907.6423 | 3.0666e-10 | 0 | 1.8116e-06 | 1.8116e-06 | 0 | 1.9378e-05 | 1.9378e-05 | 0 | 1.9378e-05
[79 empty] | WLDFR | HFTD - Distribution - Tier 3 - 4QU CoRE ¦ 4QU LoRE | Seismic - Non-Red Flag Warning - Catastrophic Fires | 2042 | 0 | 24976.6418 | 511.3745 | 15898.8237 | 8566.4437 | 5907.6423 | 3.0666e-10 | 0 | 1.8116e-06 | 1.8116e-06 | 0 | 1.9378e-05 | 1.9378e-05 | 0 | 1.9378e-05
[79 empty] | WLDFR | HFTD - Distribution - Tier 3 - 4QU CoRE ¦ 4QU LoRE | Seismic - Non-Red Flag Warning - Catastrophic Fires | 2043 | 0 | 26191.7278 | 544.1291 | 16654.7414 | 8992.8573 | 6201.7082 | 3.0666e-10 | 0 | 1.9018e-06 | 1.9018e-06 | 0 | 1.9378e-05 | 1.9378e-05 | 0 | 1.9378e-05
[79 empty] | WLDFR | HFTD - Distribution - Tier 3 - 4QU CoRE ¦ 4QU LoRE | Seismic - Non-Red Flag Warning - Catastrophic Fires | 2044 | 0 | 26191.7278 | 544.1291 | 16654.7414 | 8992.8573 | 6201.7082 | 3.0666e-10 | 0 | 1.9018e-06 | 1.9018e-06 | 0 | 1.9378e-05 | 1.9378e-05 | 0 | 1.9378e-05
[79 empty] | WLDFR | HFTD - Distribution - Tier 3 - 4QU CoRE ¦ 4QU LoRE | Seismic - Non-Red Flag Warning - Catastrophic Fires | 2045 | 0 | 26191.7278 | 544.1291 | 16654.7414 | 8992.8573 | 6201.7082 | 3.0666e-10 | 0 | 1.9018e-06 | 1.9018e-06 | 0 | 1.9378e-05 | 1.9378e-05 | 0 | 1.9378e-05
[79 empty] | WLDFR | HFTD - Distribution - Tier 3 - 4QU CoRE ¦ 4QU LoRE | Seismic - Non-Red Flag Warning - Catastrophic Fires | 2046 | 0 | 26191.7278 | 544.1291 | 16654.7414 | 8992.8573 | 6201.7082 | 3.0666e-10 | 0 | 1.9018e-06 | 1.9018e-06 | 0 | 2.0214e-05 | 2.0214e-05 | 0 | 2.0214e-05
[79 empty] | WLDFR | HFTD - Distribution - Tier 3 - 4QU CoRE ¦ 4QU LoRE | Seismic - Non-Red Flag Warning - Catastrophic Fires | 2047 | 0 | 26191.7278 | 544.1291 | 16654.7414 | 8992.8573 | 6201.7082 | 3.0666e-10 | 0 | 1.9018e-06 | 1.9018e-06 | 0 | 2.0214e-05 | 2.0214e-05 | 0 | 2.0214e-05
[79 empty] | WLDFR | HFTD - Distribution - Tier 3 - 4QU CoRE ¦ 4QU LoRE | Seismic - Non-Red Flag Warning - Catastrophic Fires | 2048 | 0 | 27464.7227 | 578.8407 | 17445.538 | 9440.3441 | 6510.3067 | 3.0666e-10 | 0 | 1.9964e-06 | 1.9964e-06 | 0 | 2.0214e-05 | 2.0214e-05 | 0 | 2.0214e-05
[79 empty] | WLDFR | HFTD - Distribution - Tier 3 - 4QU CoRE ¦ 4QU LoRE | Seismic - Non-Red Flag Warning - Catastrophic Fires | 2049 | 0 | 27464.7227 | 578.8407 | 17445.538 | 9440.3441 | 6510.3067 | 3.0666e-10 | 0 | 1.9964e-06 | 1.9964e-06 | 0 | 2.0214e-05 | 2.0214e-05 | 0 | 2.0214e-05
[79 empty] | WLDFR | HFTD - Distribution - Tier 3 - 4QU CoRE ¦ 4QU LoRE | Seismic - Non-Red Flag Warning - Catastrophic Fires | 2050 | 0 | 27464.7227 | 578.8407 | 17445.538 | 9440.3441 | 6510.3067 | 3.0666e-10 | 0 | 1.9964e-06 | 1.9964e-06 | 0 | 2.0214e-05 | 2.0214e-05 | 0 | 2.0214e-05
[79 empty] | WLDFR | HFTD - Distribution - Tier 3 - 4QU CoRE ¦ 4QU LoRE | Seismic - Non-Red Flag Warning - Catastrophic Fires | 2051 | 0 | 27464.7227 | 578.8407 | 17445.538 | 9440.3441 | 6510.3067 | 3.0666e-10 | 0 | 1.9964e-06 | 1.9964e-06 | 0 | 2.1135e-05 | 2.1135e-05 | 0 | 2.1135e-05
[79 empty] | WLDFR | HFTD - Distribution - Tier 3 - 4QU CoRE ¦ 4QU LoRE | Seismic - Non-Red Flag Warning - Catastrophic Fires | 2052 | 0 | 27464.7227 | 578.8407 | 17445.538 | 9440.3441 | 6510.3067 | 3.0666e-10 | 0 | 1.9964e-06 | 1.9964e-06 | 0 | 2.1135e-05 | 2.1135e-05 | 0 | 2.1135e-05
[79 empty] | WLDFR | HFTD - Distribution - Tier 3 - 4QU CoRE ¦ 4QU LoRE | Seismic - Non-Red Flag Warning - Catastrophic Fires | 2053 | 0 | 28779.6694 | 615.0952 | 18261.2327 | 9903.3415 | 6829.6018 | 3.0666e-10 | 0 | 2.0943e-06 | 2.0943e-06 | 0 | 2.1135e-05 | 2.1135e-05 | 0 | 2.1135e-05
[79 empty] | WLDFR | HFTD - Distribution - Tier 3 - 4QU CoRE ¦ 4QU LoRE | Seismic - Non-Red Flag Warning - Catastrophic Fires | 2054 | 0 | 28779.6694 | 615.0952 | 18261.2327 | 9903.3415 | 6829.6018 | 3.0666e-10 | 0 | 2.0943e-06 | 2.0943e-06 | 0 | 2.1135e-05 | 2.1135e-05 | 0 | 2.1135e-05
[79 empty] | WLDFR | HFTD - Distribution - Tier 3 - 4QU CoRE ¦ 4QU LoRE | Seismic - Non-Red Flag Warning - Catastrophic Fires | 2055 | 0 | 28779.6694 | 615.0952 | 18261.2327 | 9903.3415 | 6829.6018 | 3.0666e-10 | 0 | 2.0943e-06 | 2.0943e-06 | 0 | 2.1135e-05 | 2.1135e-05 | 0 | 2.1135e-05
[79 empty] | WLDFR | HFTD - Distribution - Tier 3 - 4QU CoRE ¦ 4QU LoRE | Seismic - Red Flag Warning - Catastrophic Fires | 2026 | 0 | 21835.9781 | 428.6023 | 13939.561 | 7467.8148 | 5149.9993 | 1.3223e-08 | 0 | 6.8098e-05 | 6.8098e-05 | 0 | 2.2132e-05 | 2.2132e-05 | 0 | 2.2132e-05
[79 empty] | WLDFR | HFTD - Distribution - Tier 3 - 4QU CoRE ¦ 4QU LoRE | Seismic - Red Flag Warning - Catastrophic Fires | 2027 | 0 | 21835.9781 | 428.6023 | 13939.561 | 7467.8148 | 5149.9993 | 1.3223e-08 | 0 | 6.8098e-05 | 6.8098e-05 | 0 | 2.2132e-05 | 2.2132e-05 | 0 | 2.2132e-05
[79 empty] | WLDFR | HFTD - Distribution - Tier 3 - 4QU CoRE ¦ 4QU LoRE | Seismic - Red Flag Warning - Catastrophic Fires | 2028 | 0 | 22783.187 | 453.261 | 14531.3357 | 7798.5904 | 5378.1107 | 1.3223e-08 | 0 | 7.1114e-05 | 7.1114e-05 | 0 | 2.2132e-05 | 2.2132e-05 | 0 | 2.2132e-05
[79 empty] | WLDFR | HFTD - Distribution - Tier 3 - 4QU CoRE ¦ 4QU LoRE | Seismic - Red Flag Warning - Catastrophic Fires | 2029 | 0 | 22783.187 | 453.261 | 14531.3357 | 7798.5904 | 5378.1107 | 1.3223e-08 | 0 | 7.1114e-05 | 7.1114e-05 | 0 | 2.2132e-05 | 2.2132e-05 | 0 | 2.2132e-05
[79 empty] | WLDFR | HFTD - Distribution - Tier 3 - 4QU CoRE ¦ 4QU LoRE | Seismic - Red Flag Warning - Catastrophic Fires | 2030 | 0 | 22783.187 | 453.261 | 14531.3357 | 7798.5904 | 5378.1107 | 1.3223e-08 | 0 | 7.1114e-05 | 7.1114e-05 | 0 | 2.2132e-05 | 2.2132e-05 | 0 | 2.2132e-05
[79 empty] | WLDFR | HFTD - Distribution - Tier 3 - 4QU CoRE ¦ 4QU LoRE | Seismic - Red Flag Warning - Catastrophic Fires | 2031 | 0 | 22783.187 | 453.261 | 14531.3357 | 7798.5904 | 5378.1107 | 1.3223e-08 | 0 | 7.1114e-05 | 7.1114e-05 | 0 | 2.3195e-05 | 2.3195e-05 | 0 | 2.3195e-05
[79 empty] | WLDFR | HFTD - Distribution - Tier 3 - 4QU CoRE ¦ 4QU LoRE | Seismic - Red Flag Warning - Catastrophic Fires | 2032 | 0 | 22783.187 | 453.261 | 14531.3357 | 7798.5904 | 5378.1107 | 1.3223e-08 | 0 | 7.1114e-05 | 7.1114e-05 | 0 | 2.3195e-05 | 2.3195e-05 | 0 | 2.3195e-05
[79 empty] | WLDFR | HFTD - Distribution - Tier 3 - 4QU CoRE ¦ 4QU LoRE | Seismic - Red Flag Warning - Catastrophic Fires | 2033 | 0 | 23835.2641 | 480.9649 | 15187.7294 | 8166.5698 | 5631.8789 | 1.3223e-08 | 0 | 7.447e-05 | 7.447e-05 | 0 | 2.3195e-05 | 2.3195e-05 | 0 | 2.3195e-05
[79 empty] | WLDFR | HFTD - Distribution - Tier 3 - 4QU CoRE ¦ 4QU LoRE | Seismic - Red Flag Warning - Catastrophic Fires | 2034 | 0 | 23835.2641 | 480.9649 | 15187.7294 | 8166.5698 | 5631.8789 | 1.3223e-08 | 0 | 7.447e-05 | 7.447e-05 | 0 | 2.3195e-05 | 2.3195e-05 | 0 | 2.3195e-05
[79 empty] | WLDFR | HFTD - Distribution - Tier 3 - 4QU CoRE ¦ 4QU LoRE | Seismic - Red Flag Warning - Catastrophic Fires | 2035 | 0 | 23835.2641 | 480.9649 | 15187.7294 | 8166.5698 | 5631.8789 | 1.3223e-08 | 0 | 7.447e-05 | 7.447e-05 | 0 | 0 | 2.3195e-05 | 0 | 2.3195e-05
[79 empty] | WLDFR | HFTD - Distribution - Tier 3 - 4QU CoRE ¦ 4QU LoRE | Seismic - Red Flag Warning - Catastrophic Fires | 2036 | 0 | 23835.2641 | 480.9649 | 15187.7294 | 8166.5698 | 5631.8789 | 1.3223e-08 | 0 | 7.447e-05 | 7.447e-05 | 0 | 0.0055882 | 0 | 0 | 0
[79 empty] | WLDFR | HFTD - Distribution - Tier 3 - 4QU CoRE ¦ 4QU LoRE | Seismic - Red Flag Warning - Catastrophic Fires | 2037 | 0 | 23835.2641 | 480.9649 | 15187.7294 | 8166.5698 | 5631.8789 | 1.3223e-08 | 0 | 7.447e-05 | 7.447e-05 | 0 | 0.005793 | 0.005793 | 0 | 0.005793
[79 empty] | WLDFR | HFTD - Distribution - Tier 3 - 4QU CoRE ¦ 4QU LoRE | Seismic - Red Flag Warning - Catastrophic Fires | 2038 | 0 | 24976.6418 | 511.3745 | 15898.8237 | 8566.4437 | 5907.6423 | 1.3223e-08 | 0 | 7.8116e-05 | 7.8116e-05 | 0 | 0.005793 | 0.005793 | 0 | 0.005793
[79 empty] | WLDFR | HFTD - Distribution - Tier 3 - 4QU CoRE ¦ 4QU LoRE | Seismic - Red Flag Warning - Catastrophic Fires | 2039 | 0 | 24976.6418 | 511.3745 | 15898.8237 | 8566.4437 | 5907.6423 | 1.3223e-08 | 0 | 7.8116e-05 | 7.8116e-05 | 0 | 0.005793 | 0.005793 | 0 | 0.005793
[79 empty] | WLDFR | HFTD - Distribution - Tier 3 - 4QU CoRE ¦ 4QU LoRE | Seismic - Red Flag Warning - Catastrophic Fires | 2040 | 0 | 24976.6418 | 511.3745 | 15898.8237 | 8566.4437 | 5907.6423 | 1.3223e-08 | 0 | 7.8116e-05 | 7.8116e-05 | 0 | 0.005793 | 0.005793 | 0 | 0.005793
[79 empty] | WLDFR | HFTD - Distribution - Tier 3 - 4QU CoRE ¦ 4QU LoRE | Seismic - Red Flag Warning - Catastrophic Fires | 2041 | 0 | 24976.6418 | 511.3745 | 15898.8237 | 8566.4437 | 5907.6423 | 1.3223e-08 | 0 | 7.8116e-05 | 7.8116e-05 | 0 | 0.005793 | 0.005793 | 0 | 0.005793
[79 empty] | WLDFR | HFTD - Distribution - Tier 3 - 4QU CoRE ¦ 4QU LoRE | Seismic - Red Flag Warning - Catastrophic Fires | 2042 | 0 | 24976.6418 | 511.3745 | 15898.8237 | 8566.4437 | 5907.6423 | 1.3223e-08 | 0 | 7.8116e-05 | 7.8116e-05 | 0 | 0.0060511 | 0.0060511 | 0 | 0.0060511
[79 empty] | WLDFR | HFTD - Distribution - Tier 3 - 4QU CoRE ¦ 4QU LoRE | Seismic - Red Flag Warning - Catastrophic Fires | 2043 | 0 | 26191.7278 | 544.1291 | 16654.7414 | 8992.8573 | 6201.7082 | 1.3223e-08 | 0 | 8.2005e-05 | 8.2005e-05 | 0 | 0.0060511 | 0.0060511 | 0 | 0.0060511
[79 empty] | WLDFR | HFTD - Distribution - Tier 3 - 4QU CoRE ¦ 4QU LoRE | Seismic - Red Flag Warning - Catastrophic Fires | 2044 | 0 | 26191.7278 | 544.1291 | 16654.7414 | 8992.8573 | 6201.7082 | 1.3223e-08 | 0 | 8.2005e-05 | 8.2005e-05 | 0 | 0.0060511 | 0.0060511 | 0 | 0.0060511
[79 empty] | WLDFR | HFTD - Distribution - Tier 3 - 4QU CoRE ¦ 4QU LoRE | Seismic - Red Flag Warning - Catastrophic Fires | 2045 | 0 | 26191.7278 | 544.1291 | 16654.7414 | 8992.8573 | 6201.7082 | 1.3223e-08 | 0 | 8.2005e-05 | 8.2005e-05 | 0 | 0.0060511 | 0.0060511 | 0 | 0.0060511
[79 empty] | WLDFR | HFTD - Distribution - Tier 3 - 4QU CoRE ¦ 4QU LoRE | Seismic - Red Flag Warning - Catastrophic Fires | 2046 | 0 | 26191.7278 | 544.1291 | 16654.7414 | 8992.8573 | 6201.7082 | 1.3223e-08 | 0 | 8.2005e-05 | 8.2005e-05 | 0 | 0.0060511 | 0.0060511 | 0 | 0.0060511
[79 empty] | WLDFR | HFTD - Distribution - Tier 3 - 4QU CoRE ¦ 4QU LoRE | Seismic - Red Flag Warning - Catastrophic Fires | 2047 | 0 | 26191.7278 | 544.1291 | 16654.7414 | 8992.8573 | 6201.7082 | 1.3223e-08 | 0 | 8.2005e-05 | 8.2005e-05 | 0 | 0.006338 | 0.006338 | 0 | 0.006338
[79 empty] | WLDFR | HFTD - Distribution - Tier 3 - 4QU CoRE ¦ 4QU LoRE | Seismic - Red Flag Warning - Catastrophic Fires | 2048 | 0 | 27464.7227 | 578.8407 | 17445.538 | 9440.3441 | 6510.3067 | 1.3223e-08 | 0 | 8.6085e-05 | 8.6085e-05 | 0 | 0.006338 | 0.006338 | 0 | 0.006338
[79 empty] | WLDFR | HFTD - Distribution - Tier 3 - 4QU CoRE ¦ 4QU LoRE | Seismic - Red Flag Warning - Catastrophic Fires | 2049 | 0 | 27464.7227 | 578.8407 | 17445.538 | 9440.3441 | 6510.3067 | 1.3223e-08 | 0 | 8.6085e-05 | 8.6085e-05 | 0 | 0.006338 | 0.006338 | 0 | 0.006338
[79 empty] | WLDFR | HFTD - Distribution - Tier 3 - 4QU CoRE ¦ 4QU LoRE | Seismic - Red Flag Warning - Catastrophic Fires | 2050 | 0 | 27464.7227 | 578.8407 | 17445.538 | 9440.3441 | 6510.3067 | 1.3223e-08 | 0 | 8.6085e-05 | 8.6085e-05 | 0 | 0.006338 | 0.006338 | 0 | 0.006338
[79 empty] | WLDFR | HFTD - Distribution - Tier 3 - 4QU CoRE ¦ 4QU LoRE | Seismic - Red Flag Warning - Catastrophic Fires | 2051 | 0 | 27464.7227 | 578.8407 | 17445.538 | 9440.3441 | 6510.3067 | 1.3223e-08 | 0 | 8.6085e-05 | 8.6085e-05 | 0 | 0.006338 | 0.006338 | 0 | 0.006338
[79 empty] | WLDFR | HFTD - Distribution - Tier 3 - 4QU CoRE ¦ 4QU LoRE | Seismic - Red Flag Warning - Catastrophic Fires | 2052 | 0 | 27464.7227 | 578.8407 | 17445.538 | 9440.3441 | 6510.3067 | 1.3223e-08 | 0 | 8.6085e-05 | 8.6085e-05 | 0 | 0.0066494 | 0.0066494 | 0 | 0.0066494
[79 empty] | WLDFR | HFTD - Distribution - Tier 3 - 4QU CoRE ¦ 4QU LoRE | Seismic - Red Flag Warning - Catastrophic Fires | 2053 | 0 | 28779.6694 | 615.0952 | 18261.2327 | 9903.3415 | 6829.6018 | 1.3223e-08 | 0 | 9.0307e-05 | 9.0307e-05 | 0 | 0.0066494 | 0.0066494 | 0 | 0.0066494
[79 empty] | WLDFR | HFTD - Distribution - Tier 3 - 4QU CoRE ¦ 4QU LoRE | Seismic - Red Flag Warning - Catastrophic Fires | 2054 | 0 | 28779.6694 | 615.0952 | 18261.2327 | 9903.3415 | 6829.6018 | 1.3223e-08 | 0 | 9.0307e-05 | 9.0307e-05 | 0 | 0.0066494 | 0.0066494 | 0 | 0.0066494
[79 empty] | WLDFR | HFTD - Distribution - Tier 3 - 4QU CoRE ¦ 4QU LoRE | Seismic - Red Flag Warning - Catastrophic Fires | 2055 | 0 | 28779.6694 | 615.0952 | 18261.2327 | 9903.3415 | 6829.6018 | 1.3223e-08 | 0 | 9.0307e-05 | 9.0307e-05 | 0 | 0.0066494 | 0.0066494 | 0 | 0.0066494
[79 empty] | WLDFR | HFTD - Distribution - Tier 3 - 4QU CoRE ¦ 5QU LoRE | Non-Red Flag Warning - Catastrophic Fires | 2026 | 0 | 14664.6376 | 233.2301 | 8896.516 | 5534.8915 | 3817.0051 | 1.7821e-07 | 0 | 0.00068024 | 0.00068024 | 0 | 0.0066494 | 0.0066494 | 0 | 0.0066494
[79 empty] | WLDFR | HFTD - Distribution - Tier 3 - 4QU CoRE ¦ 5QU LoRE | Non-Red Flag Warning - Catastrophic Fires | 2027 | 0 | 14664.6376 | 233.2301 | 8896.516 | 5534.8915 | 3817.0051 | 1.7821e-07 | 0 | 0.00068024 | 0.00068024 | 0 | 0.0069811 | 0.0069811 | 0 | 0.0069811
[79 empty] | WLDFR | HFTD - Distribution - Tier 3 - 4QU CoRE ¦ 5QU LoRE | Non-Red Flag Warning - Catastrophic Fires | 2028 | 0 | 15317.9909 | 247.273 | 9287.6491 | 5783.0689 | 3988.1546 | 1.7821e-07 | 0 | 0.00071074 | 0.00071074 | 0 | 0.0069811 | 0.0069811 | 0 | 0.0069811
[79 empty] | WLDFR | HFTD - Distribution - Tier 3 - 4QU CoRE ¦ 5QU LoRE | Non-Red Flag Warning - Catastrophic Fires | 2029 | 0 | 15317.9909 | 247.273 | 9287.6491 | 5783.0689 | 3988.1546 | 1.7821e-07 | 0 | 0.00071074 | 0.00071074 | 0 | 0.0069811 | 0.0069811 | 0 | 0.0069811
[79 empty] | WLDFR | HFTD - Distribution - Tier 3 - 4QU CoRE ¦ 5QU LoRE | Non-Red Flag Warning - Catastrophic Fires | 2030 | 0 | 15317.9909 | 247.273 | 9287.6491 | 5783.0689 | 3988.1546 | 1.7821e-07 | 0 | 0.00071074 | 0.00071074 | 0 | 0.0069811 | 0.0069811 | 0 | 0.0069811
[79 empty] | WLDFR | HFTD - Distribution - Tier 3 - 4QU CoRE ¦ 5QU LoRE | Non-Red Flag Warning - Catastrophic Fires | 2031 | 0 | 15317.9909 | 247.273 | 9287.6491 | 5783.0689 | 3988.1546 | 1.7821e-07 | 0 | 0.00071074 | 0.00071074 | 0 | 0.0069811 | 0.0069811 | 0 | 0.0069811
[79 empty] | WLDFR | HFTD - Distribution - Tier 3 - 4QU CoRE ¦ 5QU LoRE | Non-Red Flag Warning - Catastrophic Fires | 2032 | 0 | 15317.9909 | 247.273 | 9287.6491 | 5783.0689 | 3988.1546 | 1.7821e-07 | 0 | 0.00071074 | 0.00071074 | 0 | 0.0073288 | 0.0073288 | 0 | 0.0073288
[79 empty] | WLDFR | HFTD - Distribution - Tier 3 - 4QU CoRE ¦ 5QU LoRE | Non-Red Flag Warning - Catastrophic Fires | 2033 | 0 | 16044.1264 | 263.1074 | 9721.74 | 6059.2791 | 4178.6364 | 1.7821e-07 | 0 | 0.00074468 | 0.00074468 | 0 | 0.0073288 | 0.0073288 | 0 | 0.0073288
[79 empty] | WLDFR | HFTD - Distribution - Tier 3 - 4QU CoRE ¦ 5QU LoRE | Non-Red Flag Warning - Catastrophic Fires | 2034 | 0 | 16044.1264 | 263.1074 | 9721.74 | 6059.2791 | 4178.6364 | 1.7821e-07 | 0 | 0.00074468 | 0.00074468 | 0 | 0.0073288 | 0.0073288 | 0 | 0.0073288
[79 empty] | WLDFR | HFTD - Distribution - Tier 3 - 4QU CoRE ¦ 5QU LoRE | Non-Red Flag Warning - Catastrophic Fires | 2035 | 0 | 16044.1264 | 263.1074 | 9721.74 | 6059.2791 | 4178.6364 | 1.7821e-07 | 0 | 0.00074468 | 0.00074468 | 0 | 0.0073288 | 0.0073288 | 0 | 0.0073288
[79 empty] | WLDFR | HFTD - Distribution - Tier 3 - 4QU CoRE ¦ 5QU LoRE | Non-Red Flag Warning - Catastrophic Fires | 2036 | 0 | 16044.1264 | 263.1074 | 9721.74 | 6059.2791 | 4178.6364 | 1.7821e-07 | 0 | 0.00074468 | 0.00074468 | 0 | 0 | 0.0073288 | 0 | 0.0073288
[79 empty] | WLDFR | HFTD - Distribution - Tier 3 - 4QU CoRE ¦ 5QU LoRE | Non-Red Flag Warning - Catastrophic Fires | 2037 | 0 | 16044.1264 | 263.1074 | 9721.74 | 6059.2791 | 4178.6364 | 1.7821e-07 | 0 | 0.00074468 | 0.00074468 | 0 | 0.00057033 | 0 | 0 | 0
[79 empty] | WLDFR | HFTD - Distribution - Tier 3 - 4QU CoRE ¦ 5QU LoRE | Non-Red Flag Warning - Catastrophic Fires | 2038 | 0 | 16832.3912 | 280.5544 | 10192.2718 | 6359.5651 | 4385.7214 | 1.7821e-07 | 0 | 0.00078159 | 0.00078159 | 0 | 0.00059117 | 0.00059117 | 0 | 0.00059117
[79 empty] | WLDFR | HFTD - Distribution - Tier 3 - 4QU CoRE ¦ 5QU LoRE | Non-Red Flag Warning - Catastrophic Fires | 2039 | 0 | 16832.3912 | 280.5544 | 10192.2718 | 6359.5651 | 4385.7214 | 1.7821e-07 | 0 | 0.00078159 | 0.00078159 | 0 | 0.00059117 | 0.00059117 | 0 | 0.00059117
[79 empty] | WLDFR | HFTD - Distribution - Tier 3 - 4QU CoRE ¦ 5QU LoRE | Non-Red Flag Warning - Catastrophic Fires | 2040 | 0 | 16832.3912 | 280.5544 | 10192.2718 | 6359.5651 | 4385.7214 | 1.7821e-07 | 0 | 0.00078159 | 0.00078159 | 0 | 0.00059117 | 0.00059117 | 0 | 0.00059117
[79 empty] | WLDFR | HFTD - Distribution - Tier 3 - 4QU CoRE ¦ 5QU LoRE | Non-Red Flag Warning - Catastrophic Fires | 2041 | 0 | 16832.3912 | 280.5544 | 10192.2718 | 6359.5651 | 4385.7214 | 1.7821e-07 | 0 | 0.00078159 | 0.00078159 | 0 | 0.00059117 | 0.00059117 | 0 | 0.00059117
[79 empty] | WLDFR | HFTD - Distribution - Tier 3 - 4QU CoRE ¦ 5QU LoRE | Non-Red Flag Warning - Catastrophic Fires | 2042 | 0 | 16832.3912 | 280.5544 | 10192.2718 | 6359.5651 | 4385.7214 | 1.7821e-07 | 0 | 0.00078159 | 0.00078159 | 0 | 0.00059117 | 0.00059117 | 0 | 0.00059117
[79 empty] | WLDFR | HFTD - Distribution - Tier 3 - 4QU CoRE ¦ 5QU LoRE | Non-Red Flag Warning - Catastrophic Fires | 2043 | 0 | 17672.0852 | 299.42 | 10692.7362 | 6679.929 | 4606.6527 | 1.7821e-07 | 0 | 0.00082096 | 0.00082096 | 0 | 0.0006174 | 0.0006174 | 0 | 0.0006174
[79 empty] | WLDFR | HFTD - Distribution - Tier 3 - 4QU CoRE ¦ 5QU LoRE | Non-Red Flag Warning - Catastrophic Fires | 2044 | 0 | 17672.0852 | 299.42 | 10692.7362 | 6679.929 | 4606.6527 | 1.7821e-07 | 0 | 0.00082096 | 0.00082096 | 0 | 0.0006174 | 0.0006174 | 0 | 0.0006174
[79 empty] | WLDFR | HFTD - Distribution - Tier 3 - 4QU CoRE ¦ 5QU LoRE | Non-Red Flag Warning - Catastrophic Fires | 2045 | 0 | 17672.0852 | 299.42 | 10692.7362 | 6679.929 | 4606.6527 | 1.7821e-07 | 0 | 0.00082096 | 0.00082096 | 0 | 0.0006174 | 0.0006174 | 0 | 0.0006174
[79 empty] | WLDFR | HFTD - Distribution - Tier 3 - 4QU CoRE ¦ 5QU LoRE | Non-Red Flag Warning - Catastrophic Fires | 2046 | 0 | 17672.0852 | 299.42 | 10692.7362 | 6679.929 | 4606.6527 | 1.7821e-07 | 0 | 0.00082096 | 0.00082096 | 0 | 0.0006174 | 0.0006174 | 0 | 0.0006174
[79 empty] | WLDFR | HFTD - Distribution - Tier 3 - 4QU CoRE ¦ 5QU LoRE | Non-Red Flag Warning - Catastrophic Fires | 2047 | 0 | 17672.0852 | 299.42 | 10692.7362 | 6679.929 | 4606.6527 | 1.7821e-07 | 0 | 0.00082096 | 0.00082096 | 0 | 0.0006174 | 0.0006174 | 0 | 0.0006174
[79 empty] | WLDFR | HFTD - Distribution - Tier 3 - 4QU CoRE ¦ 5QU LoRE | Non-Red Flag Warning - Catastrophic Fires | 2048 | 0 | 18552.3348 | 319.4911 | 11216.5626 | 7016.281 | 4838.6098 | 1.7821e-07 | 0 | 0.0008623 | 0.0008623 | 0 | 0.00064654 | 0.00064654 | 0 | 0.00064654
[79 empty] | WLDFR | HFTD - Distribution - Tier 3 - 4QU CoRE ¦ 5QU LoRE | Non-Red Flag Warning - Catastrophic Fires | 2049 | 0 | 18552.3348 | 319.4911 | 11216.5626 | 7016.281 | 4838.6098 | 1.7821e-07 | 0 | 0.0008623 | 0.0008623 | 0 | 0.00064654 | 0.00064654 | 0 | 0.00064654
[79 empty] | WLDFR | HFTD - Distribution - Tier 3 - 4QU CoRE ¦ 5QU LoRE | Non-Red Flag Warning - Catastrophic Fires | 2050 | 0 | 18552.3348 | 319.4911 | 11216.5626 | 7016.281 | 4838.6098 | 1.7821e-07 | 0 | 0.0008623 | 0.0008623 | 0 | 0.00064654 | 0.00064654 | 0 | 0.00064654
[79 empty] | WLDFR | HFTD - Distribution - Tier 3 - 4QU CoRE ¦ 5QU LoRE | Non-Red Flag Warning - Catastrophic Fires | 2051 | 0 | 18552.3348 | 319.4911 | 11216.5626 | 7016.281 | 4838.6098 | 1.7821e-07 | 0 | 0.0008623 | 0.0008623 | 0 | 0.00064654 | 0.00064654 | 0 | 0.00064654
[79 empty] | WLDFR | HFTD - Distribution - Tier 3 - 4QU CoRE ¦ 5QU LoRE | Non-Red Flag Warning - Catastrophic Fires | 2052 | 0 | 18552.3348 | 319.4911 | 11216.5626 | 7016.281 | 4838.6098 | 1.7821e-07 | 0 | 0.0008623 | 0.0008623 | 0 | 0.00064654 | 0.00064654 | 0 | 0.00064654
[79 empty] | WLDFR | HFTD - Distribution - Tier 3 - 4QU CoRE ¦ 5QU LoRE | Non-Red Flag Warning - Catastrophic Fires | 2053 | 0 | 19462.1283 | 340.5356 | 11757.1413 | 7364.4514 | 5078.7171 | 1.7821e-07 | 0 | 0.00090509 | 0.00090509 | 0 | 0.00067813 | 0.00067813 | 0 | 0.00067813
[79 empty] | WLDFR | HFTD - Distribution - Tier 3 - 4QU CoRE ¦ 5QU LoRE | Non-Red Flag Warning - Catastrophic Fires | 2054 | 0 | 19462.1283 | 340.5356 | 11757.1413 | 7364.4514 | 5078.7171 | 1.7821e-07 | 0 | 0.00090509 | 0.00090509 | 0 | 0.00067813 | 0.00067813 | 0 | 0.00067813
[79 empty] | WLDFR | HFTD - Distribution - Tier 3 - 4QU CoRE ¦ 5QU LoRE | Non-Red Flag Warning - Catastrophic Fires | 2055 | 0 | 19462.1283 | 340.5356 | 11757.1413 | 7364.4514 | 5078.7171 | 1.7821e-07 | 0 | 0.00090509 | 0.00090509 | 0 | 0.00067813 | 0.00067813 | 0 | 0.00067813
[79 empty] | WLDFR | HFTD - Distribution - Tier 3 - 4QU CoRE ¦ 5QU LoRE | Non-Red Flag Warning - Large Fires | 2026 | 0 | 5.475 | 0.71896 | 3.0715 | 1.6846 | 1.1617 | 6.5748e-06 | 0 | 7.6381e-06 | 7.6381e-06 | 0 | 0.00067813 | 0.00067813 | 0 | 0.00067813
[79 empty] | WLDFR | HFTD - Distribution - Tier 3 - 4QU CoRE ¦ 5QU LoRE | Non-Red Flag Warning - Large Fires | 2027 | 0 | 5.475 | 0.71896 | 3.0715 | 1.6846 | 1.1617 | 6.5748e-06 | 0 | 7.6381e-06 | 7.6381e-06 | 0 | 0.00067813 | 0.00067813 | 0 | 0.00067813
[79 empty] | WLDFR | HFTD - Distribution - Tier 3 - 4QU CoRE ¦ 5QU LoRE | Non-Red Flag Warning - Large Fires | 2028 | 0 | 5.777 | 0.74734 | 3.238 | 1.7917 | 1.2356 | 6.5748e-06 | 0 | 8.1239e-06 | 8.1239e-06 | 0 | 0.00071176 | 0.00071176 | 0 | 0.00071176
[79 empty] | WLDFR | HFTD - Distribution - Tier 3 - 4QU CoRE ¦ 5QU LoRE | Non-Red Flag Warning - Large Fires | 2029 | 0 | 5.777 | 0.74734 | 3.238 | 1.7917 | 1.2356 | 6.5748e-06 | 0 | 8.1239e-06 | 8.1239e-06 | 0 | 0.00071176 | 0.00071176 | 0 | 0.00071176
[79 empty] | WLDFR | HFTD - Distribution - Tier 3 - 4QU CoRE ¦ 5QU LoRE | Non-Red Flag Warning - Large Fires | 2030 | 0 | 5.777 | 0.74734 | 3.238 | 1.7917 | 1.2356 | 6.5748e-06 | 0 | 8.1239e-06 | 8.1239e-06 | 0 | 0.00071176 | 0.00071176 | 0 | 0.00071176
[79 empty] | WLDFR | HFTD - Distribution - Tier 3 - 4QU CoRE ¦ 5QU LoRE | Non-Red Flag Warning - Large Fires | 2031 | 0 | 5.777 | 0.74734 | 3.238 | 1.7917 | 1.2356 | 6.5748e-06 | 0 | 8.1239e-06 | 8.1239e-06 | 0 | 0.00071176 | 0.00071176 | 0 | 0.00071176
[79 empty] | WLDFR | HFTD - Distribution - Tier 3 - 4QU CoRE ¦ 5QU LoRE | Non-Red Flag Warning - Large Fires | 2032 | 0 | 5.777 | 0.74734 | 3.238 | 1.7917 | 1.2356 | 6.5748e-06 | 0 | 8.1239e-06 | 8.1239e-06 | 0 | 0.00071176 | 0.00071176 | 0 | 0.00071176
[79 empty] | WLDFR | HFTD - Distribution - Tier 3 - 4QU CoRE ¦ 5QU LoRE | Non-Red Flag Warning - Large Fires | 2033 | 0 | 6.1205 | 0.77885 | 3.4265 | 1.9151 | 1.3207 | 6.5748e-06 | 0 | 8.6835e-06 | 8.6835e-06 | 0 | 0.00074698 | 0.00074698 | 0 | 0.00074698
[79 empty] | WLDFR | HFTD - Distribution - Tier 3 - 4QU CoRE ¦ 5QU LoRE | Non-Red Flag Warning - Large Fires | 2034 | 0 | 6.1205 | 0.77885 | 3.4265 | 1.9151 | 1.3207 | 6.5748e-06 | 0 | 8.6835e-06 | 8.6835e-06 | 0 | 0.00074698 | 0.00074698 | 0 | 0.00074698
[79 empty] | WLDFR | HFTD - Distribution - Tier 3 - 4QU CoRE ¦ 5QU LoRE | Non-Red Flag Warning - Large Fires | 2035 | 0 | 6.1205 | 0.77885 | 3.4265 | 1.9151 | 1.3207 | 6.5748e-06 | 0 | 8.6835e-06 | 8.6835e-06 | 0 | 0.00074698 | 0.00074698 | 0 | 0.00074698
[79 empty] | WLDFR | HFTD - Distribution - Tier 3 - 4QU CoRE ¦ 5QU LoRE | Non-Red Flag Warning - Large Fires | 2036 | 0 | 6.1205 | 0.77885 | 3.4265 | 1.9151 | 1.3207 | 6.5748e-06 | 0 | 8.6835e-06 | 8.6835e-06 | 0 | 0.00074698 | 0.00074698 | 0 | 0.00074698
[79 empty] | WLDFR | HFTD - Distribution - Tier 3 - 4QU CoRE ¦ 5QU LoRE | Non-Red Flag Warning - Large Fires | 2037 | 0 | 6.1205 | 0.77885 | 3.4265 | 1.9151 | 1.3207 | 6.5748e-06 | 0 | 8.6835e-06 | 8.6835e-06 | 0 | 0 | 0.00074698 | 0 | 0.00074698
[79 empty] | WLDFR | HFTD - Distribution - Tier 3 - 4QU CoRE ¦ 5QU LoRE | Non-Red Flag Warning - Large Fires | 2038 | 0 | 6.5028 | 0.81304 | 3.6355 | 2.0543 | 1.4167 | 6.5748e-06 | 0 | 9.3142e-06 | 9.3142e-06 | 0 | 5.6789e-06 | 0 | 0 | 0
[79 empty] | WLDFR | HFTD - Distribution - Tier 3 - 4QU CoRE ¦ 5QU LoRE | Non-Red Flag Warning - Large Fires | 2039 | 0 | 6.5028 | 0.81304 | 3.6355 | 2.0543 | 1.4167 | 6.5748e-06 | 0 | 9.3142e-06 | 9.3142e-06 | 0 | 5.933e-06 | 5.933e-06 | 0 | 5.933e-06
[79 empty] | WLDFR | HFTD - Distribution - Tier 3 - 4QU CoRE ¦ 5QU LoRE | Non-Red Flag Warning - Large Fires | 2040 | 0 | 6.5028 | 0.81304 | 3.6355 | 2.0543 | 1.4167 | 6.5748e-06 | 0 | 9.3142e-06 | 9.3142e-06 | 0 | 5.933e-06 | 5.933e-06 | 0 | 5.933e-06
[79 empty] | WLDFR | HFTD - Distribution - Tier 3 - 4QU CoRE ¦ 5QU LoRE | Non-Red Flag Warning - Large Fires | 2041 | 0 | 6.5028 | 0.81304 | 3.6355 | 2.0543 | 1.4167 | 6.5748e-06 | 0 | 9.3142e-06 | 9.3142e-06 | 0 | 5.933e-06 | 5.933e-06 | 0 | 5.933e-06
[79 empty] | WLDFR | HFTD - Distribution - Tier 3 - 4QU CoRE ¦ 5QU LoRE | Non-Red Flag Warning - Large Fires | 2042 | 0 | 6.5028 | 0.81304 | 3.6355 | 2.0543 | 1.4167 | 6.5748e-06 | 0 | 9.3142e-06 | 9.3142e-06 | 0 | 5.933e-06 | 5.933e-06 | 0 | 5.933e-06
[79 empty] | WLDFR | HFTD - Distribution - Tier 3 - 4QU CoRE ¦ 5QU LoRE | Non-Red Flag Warning - Large Fires | 2043 | 0 | 6.9209 | 0.84944 | 3.8632 | 2.2083 | 1.5229 | 6.5748e-06 | 0 | 1.0013e-05 | 1.0013e-05 | 0 | 5.933e-06 | 5.933e-06 | 0 | 5.933e-06
[79 empty] | WLDFR | HFTD - Distribution - Tier 3 - 4QU CoRE ¦ 5QU LoRE | Non-Red Flag Warning - Large Fires | 2044 | 0 | 6.9209 | 0.84944 | 3.8632 | 2.2083 | 1.5229 | 6.5748e-06 | 0 | 1.0013e-05 | 1.0013e-05 | 0 | 6.2602e-06 | 6.2602e-06 | 0 | 6.2602e-06
[79 empty] | WLDFR | HFTD - Distribution - Tier 3 - 4QU CoRE ¦ 5QU LoRE | Non-Red Flag Warning - Large Fires | 2045 | 0 | 6.9209 | 0.84944 | 3.8632 | 2.2083 | 1.5229 | 6.5748e-06 | 0 | 1.0013e-05 | 1.0013e-05 | 0 | 6.2602e-06 | 6.2602e-06 | 0 | 6.2602e-06
[79 empty] | WLDFR | HFTD - Distribution - Tier 3 - 4QU CoRE ¦ 5QU LoRE | Non-Red Flag Warning - Large Fires | 2046 | 0 | 6.9209 | 0.84944 | 3.8632 | 2.2083 | 1.5229 | 6.5748e-06 | 0 | 1.0013e-05 | 1.0013e-05 | 0 | 6.2602e-06 | 6.2602e-06 | 0 | 6.2602e-06
[79 empty] | WLDFR | HFTD - Distribution - Tier 3 - 4QU CoRE ¦ 5QU LoRE | Non-Red Flag Warning - Large Fires | 2047 | 0 | 6.9209 | 0.84944 | 3.8632 | 2.2083 | 1.5229 | 6.5748e-06 | 0 | 1.0013e-05 | 1.0013e-05 | 0 | 6.2602e-06 | 6.2602e-06 | 0 | 6.2602e-06
[79 empty] | WLDFR | HFTD - Distribution - Tier 3 - 4QU CoRE ¦ 5QU LoRE | Non-Red Flag Warning - Large Fires | 2048 | 0 | 7.3713 | 0.88759 | 4.1075 | 2.3763 | 1.6388 | 6.5748e-06 | 0 | 1.0774e-05 | 1.0774e-05 | 0 | 6.2602e-06 | 6.2602e-06 | 0 | 6.2602e-06
[79 empty] | WLDFR | HFTD - Distribution - Tier 3 - 4QU CoRE ¦ 5QU LoRE | Non-Red Flag Warning - Large Fires | 2049 | 0 | 7.3713 | 0.88759 | 4.1075 | 2.3763 | 1.6388 | 6.5748e-06 | 0 | 1.0774e-05 | 1.0774e-05 | 0 | 6.6324e-06 | 6.6324e-06 | 0 | 6.6324e-06
[79 empty] | WLDFR | HFTD - Distribution - Tier 3 - 4QU CoRE ¦ 5QU LoRE | Non-Red Flag Warning - Large Fires | 2050 | 0 | 7.3713 | 0.88759 | 4.1075 | 2.3763 | 1.6388 | 6.5748e-06 | 0 | 1.0774e-05 | 1.0774e-05 | 0 | 6.6324e-06 | 6.6324e-06 | 0 | 6.6324e-06
[79 empty] | WLDFR | HFTD - Distribution - Tier 3 - 4QU CoRE ¦ 5QU LoRE | Non-Red Flag Warning - Large Fires | 2051 | 0 | 7.3713 | 0.88759 | 4.1075 | 2.3763 | 1.6388 | 6.5748e-06 | 0 | 1.0774e-05 | 1.0774e-05 | 0 | 6.6324e-06 | 6.6324e-06 | 0 | 6.6324e-06
[79 empty] | WLDFR | HFTD - Distribution - Tier 3 - 4QU CoRE ¦ 5QU LoRE | Non-Red Flag Warning - Large Fires | 2052 | 0 | 7.3713 | 0.88759 | 4.1075 | 2.3763 | 1.6388 | 6.5748e-06 | 0 | 1.0774e-05 | 1.0774e-05 | 0 | 6.6324e-06 | 6.6324e-06 | 0 | 6.6324e-06
[79 empty] | WLDFR | HFTD - Distribution - Tier 3 - 4QU CoRE ¦ 5QU LoRE | Non-Red Flag Warning - Large Fires | 2053 | 0 | 7.8503 | 0.92702 | 4.3664 | 2.5569 | 1.7633 | 6.5748e-06 | 0 | 1.1593e-05 | 1.1593e-05 | 0 | 6.6324e-06 | 6.6324e-06 | 0 | 6.6324e-06
[79 empty] | WLDFR | HFTD - Distribution - Tier 3 - 4QU CoRE ¦ 5QU LoRE | Non-Red Flag Warning - Large Fires | 2054 | 0 | 7.8503 | 0.92702 | 4.3664 | 2.5569 | 1.7633 | 6.5748e-06 | 0 | 1.1593e-05 | 1.1593e-05 | 0 | 7.0467e-06 | 7.0467e-06 | 0 | 7.0467e-06
[79 empty] | WLDFR | HFTD - Distribution - Tier 3 - 4QU CoRE ¦ 5QU LoRE | Non-Red Flag Warning - Large Fires | 2055 | 0 | 7.8503 | 0.92702 | 4.3664 | 2.5569 | 1.7633 | 6.5748e-06 | 0 | 1.1593e-05 | 1.1593e-05 | 0 | 7.0467e-06 | 7.0467e-06 | 0 | 7.0467e-06
[79 empty] | WLDFR | HFTD - Distribution - Tier 3 - 4QU CoRE ¦ 5QU LoRE | Non-Red Flag Warning - Small Fires | 2026 | 0 | 0.080408 | 0.03759 | 0.0016314 | 0.041187 | 0.028403 | 0.0022605 | 0 | 6.4205e-05 | 6.4205e-05 | 0 | 7.0467e-06 | 7.0467e-06 | 0 | 7.0467e-06
[79 empty] | WLDFR | HFTD - Distribution - Tier 3 - 4QU CoRE ¦ 5QU LoRE | Non-Red Flag Warning - Small Fires | 2027 | 0 | 0.080408 | 0.03759 | 0.0016314 | 0.041187 | 0.028403 | 0.0022605 | 0 | 6.4205e-05 | 6.4205e-05 | 0 | 7.0467e-06 | 7.0467e-06 | 0 | 7.0467e-06
[79 empty] | WLDFR | HFTD - Distribution - Tier 3 - 4QU CoRE ¦ 5QU LoRE | Non-Red Flag Warning - Small Fires | 2028 | 0 | 0.083606 | 0.039055 | 0.001695 | 0.042856 | 0.029555 | 0.0022605 | 0 | 6.6808e-05 | 6.6808e-05 | 0 | 7.0467e-06 | 7.0467e-06 | 0 | 7.0467e-06
[79 empty] | WLDFR | HFTD - Distribution - Tier 3 - 4QU CoRE ¦ 5QU LoRE | Non-Red Flag Warning - Small Fires | 2029 | 0 | 0.083606 | 0.039055 | 0.001695 | 0.042856 | 0.029555 | 0.0022605 | 0 | 6.6808e-05 | 6.6808e-05 | 0 | 7.4998e-06 | 7.4998e-06 | 0 | 7.4998e-06
[79 empty] | WLDFR | HFTD - Distribution - Tier 3 - 4QU CoRE ¦ 5QU LoRE | Non-Red Flag Warning - Small Fires | 2030 | 0 | 0.083606 | 0.039055 | 0.001695 | 0.042856 | 0.029555 | 0.0022605 | 0 | 6.6808e-05 | 6.6808e-05 | 0 | 7.4998e-06 | 7.4998e-06 | 0 | 7.4998e-06
[79 empty] | WLDFR | HFTD - Distribution - Tier 3 - 4QU CoRE ¦ 5QU LoRE | Non-Red Flag Warning - Small Fires | 2031 | 0 | 0.083606 | 0.039055 | 0.001695 | 0.042856 | 0.029555 | 0.0022605 | 0 | 6.6808e-05 | 6.6808e-05 | 0 | 7.4998e-06 | 7.4998e-06 | 0 | 7.4998e-06
[79 empty] | WLDFR | HFTD - Distribution - Tier 3 - 4QU CoRE ¦ 5QU LoRE | Non-Red Flag Warning - Small Fires | 2032 | 0 | 0.083606 | 0.039055 | 0.001695 | 0.042856 | 0.029555 | 0.0022605 | 0 | 6.6808e-05 | 6.6808e-05 | 0 | 7.4998e-06 | 7.4998e-06 | 0 | 7.4998e-06
[79 empty] | WLDFR | HFTD - Distribution - Tier 3 - 4QU CoRE ¦ 5QU LoRE | Non-Red Flag Warning - Small Fires | 2033 | 0 | 0.087211 | 0.040679 | 0.0017655 | 0.044766 | 0.030872 | 0.0022605 | 0 | 6.9786e-05 | 6.9786e-05 | 0 | 7.4998e-06 | 7.4998e-06 | 0 | 7.4998e-06
[79 empty] | WLDFR | HFTD - Distribution - Tier 3 - 4QU CoRE ¦ 5QU LoRE | Non-Red Flag Warning - Small Fires | 2034 | 0 | 0.087211 | 0.040679 | 0.0017655 | 0.044766 | 0.030872 | 0.0022605 | 0 | 6.9786e-05 | 6.9786e-05 | 0 | 7.9879e-06 | 7.9879e-06 | 0 | 7.9879e-06
[79 empty] | WLDFR | HFTD - Distribution - Tier 3 - 4QU CoRE ¦ 5QU LoRE | Non-Red Flag Warning - Small Fires | 2035 | 0 | 0.087211 | 0.040679 | 0.0017655 | 0.044766 | 0.030872 | 0.0022605 | 0 | 6.9786e-05 | 6.9786e-05 | 0 | 7.9879e-06 | 7.9879e-06 | 0 | 7.9879e-06
[79 empty] | WLDFR | HFTD - Distribution - Tier 3 - 4QU CoRE ¦ 5QU LoRE | Non-Red Flag Warning - Small Fires | 2036 | 0 | 0.087211 | 0.040679 | 0.0017655 | 0.044766 | 0.030872 | 0.0022605 | 0 | 6.9786e-05 | 6.9786e-05 | 0 | 7.9879e-06 | 7.9879e-06 | 0 | 7.9879e-06
[79 empty] | WLDFR | HFTD - Distribution - Tier 3 - 4QU CoRE ¦ 5QU LoRE | Non-Red Flag Warning - Small Fires | 2037 | 0 | 0.087211 | 0.040679 | 0.0017655 | 0.044766 | 0.030872 | 0.0022605 | 0 | 6.9786e-05 | 6.9786e-05 | 0 | 7.9879e-06 | 7.9879e-06 | 0 | 7.9879e-06
[79 empty] | WLDFR | HFTD - Distribution - Tier 3 - 4QU CoRE ¦ 5QU LoRE | Non-Red Flag Warning - Small Fires | 2038 | 0 | 0.091184 | 0.042438 | 0.0018418 | 0.046905 | 0.032347 | 0.0022605 | 0 | 7.3119e-05 | 7.3119e-05 | 0 | 0 | 7.9879e-06 | 0 | 7.9879e-06
[79 empty] | WLDFR | HFTD - Distribution - Tier 3 - 4QU CoRE ¦ 5QU LoRE | Non-Red Flag Warning - Small Fires | 2039 | 0 | 0.091184 | 0.042438 | 0.0018418 | 0.046905 | 0.032347 | 0.0022605 | 0 | 7.3119e-05 | 7.3119e-05 | 0 | 2.1504e-06 | 0 | 0 | 0
[79 empty] | WLDFR | HFTD - Distribution - Tier 3 - 4QU CoRE ¦ 5QU LoRE | Non-Red Flag Warning - Small Fires | 2040 | 0 | 0.091184 | 0.042438 | 0.0018418 | 0.046905 | 0.032347 | 0.0022605 | 0 | 7.3119e-05 | 7.3119e-05 | 0 | 2.2196e-06 | 2.2196e-06 | 0 | 2.2196e-06
[79 empty] | WLDFR | HFTD - Distribution - Tier 3 - 4QU CoRE ¦ 5QU LoRE | Non-Red Flag Warning - Small Fires | 2041 | 0 | 0.091184 | 0.042438 | 0.0018418 | 0.046905 | 0.032347 | 0.0022605 | 0 | 7.3119e-05 | 7.3119e-05 | 0 | 2.2196e-06 | 2.2196e-06 | 0 | 2.2196e-06
[79 empty] | WLDFR | HFTD - Distribution - Tier 3 - 4QU CoRE ¦ 5QU LoRE | Non-Red Flag Warning - Small Fires | 2042 | 0 | 0.091184 | 0.042438 | 0.0018418 | 0.046905 | 0.032347 | 0.0022605 | 0 | 7.3119e-05 | 7.3119e-05 | 0 | 2.2196e-06 | 2.2196e-06 | 0 | 2.2196e-06
[79 empty] | WLDFR | HFTD - Distribution - Tier 3 - 4QU CoRE ¦ 5QU LoRE | Non-Red Flag Warning - Small Fires | 2043 | 0 | 0.095486 | 0.044306 | 0.0019228 | 0.049257 | 0.033969 | 0.0022605 | 0 | 7.6786e-05 | 7.6786e-05 | 0 | 2.2196e-06 | 2.2196e-06 | 0 | 2.2196e-06
[79 empty] | WLDFR | HFTD - Distribution - Tier 3 - 4QU CoRE ¦ 5QU LoRE | Non-Red Flag Warning - Small Fires | 2044 | 0 | 0.095486 | 0.044306 | 0.0019228 | 0.049257 | 0.033969 | 0.0022605 | 0 | 7.6786e-05 | 7.6786e-05 | 0 | 2.2196e-06 | 2.2196e-06 | 0 | 2.2196e-06
[79 empty] | WLDFR | HFTD - Distribution - Tier 3 - 4QU CoRE ¦ 5QU LoRE | Non-Red Flag Warning - Small Fires | 2045 | 0 | 0.095486 | 0.044306 | 0.0019228 | 0.049257 | 0.033969 | 0.0022605 | 0 | 7.6786e-05 | 7.6786e-05 | 0 | 2.3079e-06 | 2.3079e-06 | 0 | 2.3079e-06
[79 empty] | WLDFR | HFTD - Distribution - Tier 3 - 4QU CoRE ¦ 5QU LoRE | Non-Red Flag Warning - Small Fires | 2046 | 0 | 0.095486 | 0.044306 | 0.0019228 | 0.049257 | 0.033969 | 0.0022605 | 0 | 7.6786e-05 | 7.6786e-05 | 0 | 2.3079e-06 | 2.3079e-06 | 0 | 2.3079e-06
[79 empty] | WLDFR | HFTD - Distribution - Tier 3 - 4QU CoRE ¦ 5QU LoRE | Non-Red Flag Warning - Small Fires | 2047 | 0 | 0.095486 | 0.044306 | 0.0019228 | 0.049257 | 0.033969 | 0.0022605 | 0 | 7.6786e-05 | 7.6786e-05 | 0 | 2.3079e-06 | 2.3079e-06 | 0 | 2.3079e-06
[79 empty] | WLDFR | HFTD - Distribution - Tier 3 - 4QU CoRE ¦ 5QU LoRE | Non-Red Flag Warning - Small Fires | 2048 | 0 | 0.10007 | 0.04626 | 0.0020076 | 0.051804 | 0.035726 | 0.0022605 | 0 | 8.0757e-05 | 8.0757e-05 | 0 | 2.3079e-06 | 2.3079e-06 | 0 | 2.3079e-06
[79 empty] | WLDFR | HFTD - Distribution - Tier 3 - 4QU CoRE ¦ 5QU LoRE | Non-Red Flag Warning - Small Fires | 2049 | 0 | 0.10007 | 0.04626 | 0.0020076 | 0.051804 | 0.035726 | 0.0022605 | 0 | 8.0757e-05 | 8.0757e-05 | 0 | 2.3079e-06 | 2.3079e-06 | 0 | 2.3079e-06
[79 empty] | WLDFR | HFTD - Distribution - Tier 3 - 4QU CoRE ¦ 5QU LoRE | Non-Red Flag Warning - Small Fires | 2050 | 0 | 0.10007 | 0.04626 | 0.0020076 | 0.051804 | 0.035726 | 0.0022605 | 0 | 8.0757e-05 | 8.0757e-05 | 0 | 2.4074e-06 | 2.4074e-06 | 0 | 2.4074e-06
[79 empty] | WLDFR | HFTD - Distribution - Tier 3 - 4QU CoRE ¦ 5QU LoRE | Non-Red Flag Warning - Small Fires | 2051 | 0 | 0.10007 | 0.04626 | 0.0020076 | 0.051804 | 0.035726 | 0.0022605 | 0 | 8.0757e-05 | 8.0757e-05 | 0 | 2.4074e-06 | 2.4074e-06 | 0 | 2.4074e-06
[79 empty] | WLDFR | HFTD - Distribution - Tier 3 - 4QU CoRE ¦ 5QU LoRE | Non-Red Flag Warning - Small Fires | 2052 | 0 | 0.10007 | 0.04626 | 0.0020076 | 0.051804 | 0.035726 | 0.0022605 | 0 | 8.0757e-05 | 8.0757e-05 | 0 | 2.4074e-06 | 2.4074e-06 | 0 | 2.4074e-06
[79 empty] | WLDFR | HFTD - Distribution - Tier 3 - 4QU CoRE ¦ 5QU LoRE | Non-Red Flag Warning - Small Fires | 2053 | 0 | 0.10489 | 0.048274 | 0.002095 | 0.054525 | 0.037602 | 0.0022605 | 0 | 8.4998e-05 | 8.4998e-05 | 0 | 2.4074e-06 | 2.4074e-06 | 0 | 2.4074e-06
[79 empty] | WLDFR | HFTD - Distribution - Tier 3 - 4QU CoRE ¦ 5QU LoRE | Non-Red Flag Warning - Small Fires | 2054 | 0 | 0.10489 | 0.048274 | 0.002095 | 0.054525 | 0.037602 | 0.0022605 | 0 | 8.4998e-05 | 8.4998e-05 | 0 | 2.4074e-06 | 2.4074e-06 | 0 | 2.4074e-06
[79 empty] | WLDFR | HFTD - Distribution - Tier 3 - 4QU CoRE ¦ 5QU LoRE | Non-Red Flag Warning - Small Fires | 2055 | 0 | 0.10489 | 0.048274 | 0.002095 | 0.054525 | 0.037602 | 0.0022605 | 0 | 8.4998e-05 | 8.4998e-05 | 0 | 2.5171e-06 | 2.5171e-06 | 0 | 2.5171e-06
[79 empty] | WLDFR | HFTD - Distribution - Tier 3 - 4QU CoRE ¦ 5QU LoRE | Red Flag Warning - Catastrophic Fires | 2026 | 0 | 14664.6376 | 233.2301 | 8896.516 | 5534.8915 | 3817.0051 | 5.3665e-06 | 0 | 0.020484 | 0.020484 | 0 | 2.5171e-06 | 2.5171e-06 | 0 | 2.5171e-06
[79 empty] | WLDFR | HFTD - Distribution - Tier 3 - 4QU CoRE ¦ 5QU LoRE | Red Flag Warning - Catastrophic Fires | 2027 | 0 | 14664.6376 | 233.2301 | 8896.516 | 5534.8915 | 3817.0051 | 5.3665e-06 | 0 | 0.020484 | 0.020484 | 0 | 2.5171e-06 | 2.5171e-06 | 0 | 2.5171e-06
[79 empty] | WLDFR | HFTD - Distribution - Tier 3 - 4QU CoRE ¦ 5QU LoRE | Red Flag Warning - Catastrophic Fires | 2028 | 0 | 15317.9909 | 247.273 | 9287.6491 | 5783.0689 | 3988.1546 | 5.3665e-06 | 0 | 0.021402 | 0.021402 | 0 | 2.5171e-06 | 2.5171e-06 | 0 | 2.5171e-06
[79 empty] | WLDFR | HFTD - Distribution - Tier 3 - 4QU CoRE ¦ 5QU LoRE | Red Flag Warning - Catastrophic Fires | 2029 | 0 | 15317.9909 | 247.273 | 9287.6491 | 5783.0689 | 3988.1546 | 5.3665e-06 | 0 | 0.021402 | 0.021402 | 0 | 2.5171e-06 | 2.5171e-06 | 0 | 2.5171e-06
[79 empty] | WLDFR | HFTD - Distribution - Tier 3 - 4QU CoRE ¦ 5QU LoRE | Red Flag Warning - Catastrophic Fires | 2030 | 0 | 15317.9909 | 247.273 | 9287.6491 | 5783.0689 | 3988.1546 | 5.3665e-06 | 0 | 0.021402 | 0.021402 | 0 | 2.6358e-06 | 2.6358e-06 | 0 | 2.6358e-06
[79 empty] | WLDFR | HFTD - Distribution - Tier 3 - 4QU CoRE ¦ 5QU LoRE | Red Flag Warning - Catastrophic Fires | 2031 | 0 | 15317.9909 | 247.273 | 9287.6491 | 5783.0689 | 3988.1546 | 5.3665e-06 | 0 | 0.021402 | 0.021402 | 0 | 2.6358e-06 | 2.6358e-06 | 0 | 2.6358e-06
[79 empty] | WLDFR | HFTD - Distribution - Tier 3 - 4QU CoRE ¦ 5QU LoRE | Red Flag Warning - Catastrophic Fires | 2032 | 0 | 15317.9909 | 247.273 | 9287.6491 | 5783.0689 | 3988.1546 | 5.3665e-06 | 0 | 0.021402 | 0.021402 | 0 | 2.6358e-06 | 2.6358e-06 | 0 | 2.6358e-06
[79 empty] | WLDFR | HFTD - Distribution - Tier 3 - 4QU CoRE ¦ 5QU LoRE | Red Flag Warning - Catastrophic Fires | 2033 | 0 | 16044.1264 | 263.1074 | 9721.74 | 6059.2791 | 4178.6364 | 5.3665e-06 | 0 | 0.022425 | 0.022425 | 0 | 2.6358e-06 | 2.6358e-06 | 0 | 2.6358e-06
[79 empty] | WLDFR | HFTD - Distribution - Tier 3 - 4QU CoRE ¦ 5QU LoRE | Red Flag Warning - Catastrophic Fires | 2034 | 0 | 16044.1264 | 263.1074 | 9721.74 | 6059.2791 | 4178.6364 | 5.3665e-06 | 0 | 0.022425 | 0.022425 | 0 | 2.6358e-06 | 2.6358e-06 | 0 | 2.6358e-06
[79 empty] | WLDFR | HFTD - Distribution - Tier 3 - 4QU CoRE ¦ 5QU LoRE | Red Flag Warning - Catastrophic Fires | 2035 | 0 | 16044.1264 | 263.1074 | 9721.74 | 6059.2791 | 4178.6364 | 5.3665e-06 | 0 | 0.022425 | 0.022425 | 0 | 2.7624e-06 | 2.7624e-06 | 0 | 2.7624e-06
[79 empty] | WLDFR | HFTD - Distribution - Tier 3 - 4QU CoRE ¦ 5QU LoRE | Red Flag Warning - Catastrophic Fires | 2036 | 0 | 16044.1264 | 263.1074 | 9721.74 | 6059.2791 | 4178.6364 | 5.3665e-06 | 0 | 0.022425 | 0.022425 | 0 | 2.7624e-06 | 2.7624e-06 | 0 | 2.7624e-06
[79 empty] | WLDFR | HFTD - Distribution - Tier 3 - 4QU CoRE ¦ 5QU LoRE | Red Flag Warning - Catastrophic Fires | 2037 | 0 | 16044.1264 | 263.1074 | 9721.74 | 6059.2791 | 4178.6364 | 5.3665e-06 | 0 | 0.022425 | 0.022425 | 0 | 2.7624e-06 | 2.7624e-06 | 0 | 2.7624e-06
[79 empty] | WLDFR | HFTD - Distribution - Tier 3 - 4QU CoRE ¦ 5QU LoRE | Red Flag Warning - Catastrophic Fires | 2038 | 0 | 16832.3912 | 280.5544 | 10192.2718 | 6359.5651 | 4385.7214 | 5.3665e-06 | 0 | 0.023536 | 0.023536 | 0 | 2.7624e-06 | 2.7624e-06 | 0 | 2.7624e-06
[79 empty] | WLDFR | HFTD - Distribution - Tier 3 - 4QU CoRE ¦ 5QU LoRE | Red Flag Warning - Catastrophic Fires | 2039 | 0 | 16832.3912 | 280.5544 | 10192.2718 | 6359.5651 | 4385.7214 | 5.3665e-06 | 0 | 0.023536 | 0.023536 | 0 | 0 | 2.7624e-06 | 0 | 2.7624e-06
[79 empty] | WLDFR | HFTD - Distribution - Tier 3 - 4QU CoRE ¦ 5QU LoRE | Red Flag Warning - Catastrophic Fires | 2040 | 0 | 16832.3912 | 280.5544 | 10192.2718 | 6359.5651 | 4385.7214 | 5.3665e-06 | 0 | 0.023536 | 0.023536 | 0 | 8.4473e-05 | 0 | 0 | 0
[79 empty] | WLDFR | HFTD - Distribution - Tier 3 - 4QU CoRE ¦ 5QU LoRE | Red Flag Warning - Catastrophic Fires | 2041 | 0 | 16832.3912 | 280.5544 | 10192.2718 | 6359.5651 | 4385.7214 | 5.3665e-06 | 0 | 0.023536 | 0.023536 | 0 | 8.7569e-05 | 8.7569e-05 | 0 | 8.7569e-05
[79 empty] | WLDFR | HFTD - Distribution - Tier 3 - 4QU CoRE ¦ 5QU LoRE | Red Flag Warning - Catastrophic Fires | 2042 | 0 | 16832.3912 | 280.5544 | 10192.2718 | 6359.5651 | 4385.7214 | 5.3665e-06 | 0 | 0.023536 | 0.023536 | 0 | 8.7569e-05 | 8.7569e-05 | 0 | 8.7569e-05
[79 empty] | WLDFR | HFTD - Distribution - Tier 3 - 4QU CoRE ¦ 5QU LoRE | Red Flag Warning - Catastrophic Fires | 2043 | 0 | 17672.0852 | 299.42 | 10692.7362 | 6679.929 | 4606.6527 | 5.3665e-06 | 0 | 0.024721 | 0.024721 | 0 | 8.7569e-05 | 8.7569e-05 | 0 | 8.7569e-05
[79 empty] | WLDFR | HFTD - Distribution - Tier 3 - 4QU CoRE ¦ 5QU LoRE | Red Flag Warning - Catastrophic Fires | 2044 | 0 | 17672.0852 | 299.42 | 10692.7362 | 6679.929 | 4606.6527 | 5.3665e-06 | 0 | 0.024721 | 0.024721 | 0 | 8.7569e-05 | 8.7569e-05 | 0 | 8.7569e-05
[79 empty] | WLDFR | HFTD - Distribution - Tier 3 - 4QU CoRE ¦ 5QU LoRE | Red Flag Warning - Catastrophic Fires | 2045 | 0 | 17672.0852 | 299.42 | 10692.7362 | 6679.929 | 4606.6527 | 5.3665e-06 | 0 | 0.024721 | 0.024721 | 0 | 8.7569e-05 | 8.7569e-05 | 0 | 8.7569e-05
[79 empty] | WLDFR | HFTD - Distribution - Tier 3 - 4QU CoRE ¦ 5QU LoRE | Red Flag Warning - Catastrophic Fires | 2046 | 0 | 17672.0852 | 299.42 | 10692.7362 | 6679.929 | 4606.6527 | 5.3665e-06 | 0 | 0.024721 | 0.024721 | 0 | 9.1471e-05 | 9.1471e-05 | 0 | 9.1471e-05
[79 empty] | WLDFR | HFTD - Distribution - Tier 3 - 4QU CoRE ¦ 5QU LoRE | Red Flag Warning - Catastrophic Fires | 2047 | 0 | 17672.0852 | 299.42 | 10692.7362 | 6679.929 | 4606.6527 | 5.3665e-06 | 0 | 0.024721 | 0.024721 | 0 | 9.1471e-05 | 9.1471e-05 | 0 | 9.1471e-05
[79 empty] | WLDFR | HFTD - Distribution - Tier 3 - 4QU CoRE ¦ 5QU LoRE | Red Flag Warning - Catastrophic Fires | 2048 | 0 | 18552.3348 | 319.4911 | 11216.5626 | 7016.281 | 4838.6098 | 5.3665e-06 | 0 | 0.025966 | 0.025966 | 0 | 9.1471e-05 | 9.1471e-05 | 0 | 9.1471e-05
[79 empty] | WLDFR | HFTD - Distribution - Tier 3 - 4QU CoRE ¦ 5QU LoRE | Red Flag Warning - Catastrophic Fires | 2049 | 0 | 18552.3348 | 319.4911 | 11216.5626 | 7016.281 | 4838.6098 | 5.3665e-06 | 0 | 0.025966 | 0.025966 | 0 | 9.1471e-05 | 9.1471e-05 | 0 | 9.1471e-05
[79 empty] | WLDFR | HFTD - Distribution - Tier 3 - 4QU CoRE ¦ 5QU LoRE | Red Flag Warning - Catastrophic Fires | 2050 | 0 | 18552.3348 | 319.4911 | 11216.5626 | 7016.281 | 4838.6098 | 5.3665e-06 | 0 | 0.025966 | 0.025966 | 0 | 9.1471e-05 | 9.1471e-05 | 0 | 9.1471e-05
[79 empty] | WLDFR | HFTD - Distribution - Tier 3 - 4QU CoRE ¦ 5QU LoRE | Red Flag Warning - Catastrophic Fires | 2051 | 0 | 18552.3348 | 319.4911 | 11216.5626 | 7016.281 | 4838.6098 | 5.3665e-06 | 0 | 0.025966 | 0.025966 | 0 | 9.5807e-05 | 9.5807e-05 | 0 | 9.5807e-05
[79 empty] | WLDFR | HFTD - Distribution - Tier 3 - 4QU CoRE ¦ 5QU LoRE | Red Flag Warning - Catastrophic Fires | 2052 | 0 | 18552.3348 | 319.4911 | 11216.5626 | 7016.281 | 4838.6098 | 5.3665e-06 | 0 | 0.025966 | 0.025966 | 0 | 9.5807e-05 | 9.5807e-05 | 0 | 9.5807e-05
[79 empty] | WLDFR | HFTD - Distribution - Tier 3 - 4QU CoRE ¦ 5QU LoRE | Red Flag Warning - Catastrophic Fires | 2053 | 0 | 19462.1283 | 340.5356 | 11757.1413 | 7364.4514 | 5078.7171 | 5.3665e-06 | 0 | 0.027255 | 0.027255 | 0 | 9.5807e-05 | 9.5807e-05 | 0 | 9.5807e-05
[79 empty] | WLDFR | HFTD - Distribution - Tier 3 - 4QU CoRE ¦ 5QU LoRE | Red Flag Warning - Catastrophic Fires | 2054 | 0 | 19462.1283 | 340.5356 | 11757.1413 | 7364.4514 | 5078.7171 | 5.3665e-06 | 0 | 0.027255 | 0.027255 | 0 | 9.5807e-05 | 9.5807e-05 | 0 | 9.5807e-05
[79 empty] | WLDFR | HFTD - Distribution - Tier 3 - 4QU CoRE ¦ 5QU LoRE | Red Flag Warning - Catastrophic Fires | 2055 | 0 | 19462.1283 | 340.5356 | 11757.1413 | 7364.4514 | 5078.7171 | 5.3665e-06 | 0 | 0.027255 | 0.027255 | 0 | 9.5807e-05 | 9.5807e-05 | 0 | 9.5807e-05
[79 empty] | WLDFR | HFTD - Distribution - Tier 3 - 4QU CoRE ¦ 5QU LoRE | Red Flag Warning - Large Fires | 2026 | 0 | 5.475 | 0.71896 | 3.0715 | 1.6846 | 1.1617 | 1.2427e-05 | 0 | 1.4437e-05 | 1.4437e-05 | 0 | 0.00010051 | 0.00010051 | 0 | 0.00010051
[79 empty] | WLDFR | HFTD - Distribution - Tier 3 - 4QU CoRE ¦ 5QU LoRE | Red Flag Warning - Large Fires | 2027 | 0 | 5.475 | 0.71896 | 3.0715 | 1.6846 | 1.1617 | 1.2427e-05 | 0 | 1.4437e-05 | 1.4437e-05 | 0 | 0.00010051 | 0.00010051 | 0 | 0.00010051
[79 empty] | WLDFR | HFTD - Distribution - Tier 3 - 4QU CoRE ¦ 5QU LoRE | Red Flag Warning - Large Fires | 2028 | 0 | 5.777 | 0.74734 | 3.238 | 1.7917 | 1.2356 | 1.2427e-05 | 0 | 1.5356e-05 | 1.5356e-05 | 0 | 0.00010051 | 0.00010051 | 0 | 0.00010051
[79 empty] | WLDFR | HFTD - Distribution - Tier 3 - 4QU CoRE ¦ 5QU LoRE | Red Flag Warning - Large Fires | 2029 | 0 | 5.777 | 0.74734 | 3.238 | 1.7917 | 1.2356 | 1.2427e-05 | 0 | 1.5356e-05 | 1.5356e-05 | 0 | 0.00010051 | 0.00010051 | 0 | 0.00010051
[79 empty] | WLDFR | HFTD - Distribution - Tier 3 - 4QU CoRE ¦ 5QU LoRE | Red Flag Warning - Large Fires | 2030 | 0 | 5.777 | 0.74734 | 3.238 | 1.7917 | 1.2356 | 1.2427e-05 | 0 | 1.5356e-05 | 1.5356e-05 | 0 | 0.00010051 | 0.00010051 | 0 | 0.00010051
[79 empty] | WLDFR | HFTD - Distribution - Tier 3 - 4QU CoRE ¦ 5QU LoRE | Red Flag Warning - Large Fires | 2031 | 0 | 5.777 | 0.74734 | 3.238 | 1.7917 | 1.2356 | 1.2427e-05 | 0 | 1.5356e-05 | 1.5356e-05 | 0 | 0.00010553 | 0.00010553 | 0 | 0.00010553
[79 empty] | WLDFR | HFTD - Distribution - Tier 3 - 4QU CoRE ¦ 5QU LoRE | Red Flag Warning - Large Fires | 2032 | 0 | 5.777 | 0.74734 | 3.238 | 1.7917 | 1.2356 | 1.2427e-05 | 0 | 1.5356e-05 | 1.5356e-05 | 0 | 0.00010553 | 0.00010553 | 0 | 0.00010553
[79 empty] | WLDFR | HFTD - Distribution - Tier 3 - 4QU CoRE ¦ 5QU LoRE | Red Flag Warning - Large Fires | 2033 | 0 | 6.1205 | 0.77885 | 3.4265 | 1.9151 | 1.3207 | 1.2427e-05 | 0 | 1.6413e-05 | 1.6413e-05 | 0 | 0.00010553 | 0.00010553 | 0 | 0.00010553
[79 empty] | WLDFR | HFTD - Distribution - Tier 3 - 4QU CoRE ¦ 5QU LoRE | Red Flag Warning - Large Fires | 2034 | 0 | 6.1205 | 0.77885 | 3.4265 | 1.9151 | 1.3207 | 1.2427e-05 | 0 | 1.6413e-05 | 1.6413e-05 | 0 | 0.00010553 | 0.00010553 | 0 | 0.00010553
[79 empty] | WLDFR | HFTD - Distribution - Tier 3 - 4QU CoRE ¦ 5QU LoRE | Red Flag Warning - Large Fires | 2035 | 0 | 6.1205 | 0.77885 | 3.4265 | 1.9151 | 1.3207 | 1.2427e-05 | 0 | 1.6413e-05 | 1.6413e-05 | 0 | 0.00010553 | 0.00010553 | 0 | 0.00010553
[79 empty] | WLDFR | HFTD - Distribution - Tier 3 - 4QU CoRE ¦ 5QU LoRE | Red Flag Warning - Large Fires | 2036 | 0 | 6.1205 | 0.77885 | 3.4265 | 1.9151 | 1.3207 | 1.2427e-05 | 0 | 1.6413e-05 | 1.6413e-05 | 0 | 0.00011078 | 0.00011078 | 0 | 0.00011078
[79 empty] | WLDFR | HFTD - Distribution - Tier 3 - 4QU CoRE ¦ 5QU LoRE | Red Flag Warning - Large Fires | 2037 | 0 | 6.1205 | 0.77885 | 3.4265 | 1.9151 | 1.3207 | 1.2427e-05 | 0 | 1.6413e-05 | 1.6413e-05 | 0 | 0.00011078 | 0.00011078 | 0 | 0.00011078
[79 empty] | WLDFR | HFTD - Distribution - Tier 3 - 4QU CoRE ¦ 5QU LoRE | Red Flag Warning - Large Fires | 2038 | 0 | 6.5028 | 0.81304 | 3.6355 | 2.0543 | 1.4167 | 1.2427e-05 | 0 | 1.7606e-05 | 1.7606e-05 | 0 | 0.00011078 | 0.00011078 | 0 | 0.00011078
[79 empty] | WLDFR | HFTD - Distribution - Tier 3 - 4QU CoRE ¦ 5QU LoRE | Red Flag Warning - Large Fires | 2039 | 0 | 6.5028 | 0.81304 | 3.6355 | 2.0543 | 1.4167 | 1.2427e-05 | 0 | 1.7606e-05 | 1.7606e-05 | 0 | 0.00011078 | 0.00011078 | 0 | 0.00011078
[79 empty] | WLDFR | HFTD - Distribution - Tier 3 - 4QU CoRE ¦ 5QU LoRE | Red Flag Warning - Large Fires | 2040 | 0 | 6.5028 | 0.81304 | 3.6355 | 2.0543 | 1.4167 | 1.2427e-05 | 0 | 1.7606e-05 | 1.7606e-05 | 0 | 0 | 0.00011078 | 0 | 0.00011078
[79 empty] | WLDFR | HFTD - Distribution - Tier 3 - 4QU CoRE ¦ 5QU LoRE | Red Flag Warning - Large Fires | 2041 | 0 | 6.5028 | 0.81304 | 3.6355 | 2.0543 | 1.4167 | 1.2427e-05 | 0 | 1.7606e-05 | 1.7606e-05 | 0 | 0.00011475 | 0 | 0 | 0
[79 empty] | WLDFR | HFTD - Distribution - Tier 3 - 4QU CoRE ¦ 5QU LoRE | Red Flag Warning - Large Fires | 2042 | 0 | 6.5028 | 0.81304 | 3.6355 | 2.0543 | 1.4167 | 1.2427e-05 | 0 | 1.7606e-05 | 1.7606e-05 | 0 | 0.00011895 | 0.00011895 | 0 | 0.00011895
[79 empty] | WLDFR | HFTD - Distribution - Tier 3 - 4QU CoRE ¦ 5QU LoRE | Red Flag Warning - Large Fires | 2043 | 0 | 6.9209 | 0.84944 | 3.8632 | 2.2083 | 1.5229 | 1.2427e-05 | 0 | 1.8926e-05 | 1.8926e-05 | 0 | 0.00011895 | 0.00011895 | 0 | 0.00011895
[79 empty] | WLDFR | HFTD - Distribution - Tier 3 - 4QU CoRE ¦ 5QU LoRE | Red Flag Warning - Large Fires | 2044 | 0 | 6.9209 | 0.84944 | 3.8632 | 2.2083 | 1.5229 | 1.2427e-05 | 0 | 1.8926e-05 | 1.8926e-05 | 0 | 0.00011895 | 0.00011895 | 0 | 0.00011895
[79 empty] | WLDFR | HFTD - Distribution - Tier 3 - 4QU CoRE ¦ 5QU LoRE | Red Flag Warning - Large Fires | 2045 | 0 | 6.9209 | 0.84944 | 3.8632 | 2.2083 | 1.5229 | 1.2427e-05 | 0 | 1.8926e-05 | 1.8926e-05 | 0 | 0.00011895 | 0.00011895 | 0 | 0.00011895
[79 empty] | WLDFR | HFTD - Distribution - Tier 3 - 4QU CoRE ¦ 5QU LoRE | Red Flag Warning - Large Fires | 2046 | 0 | 6.9209 | 0.84944 | 3.8632 | 2.2083 | 1.5229 | 1.2427e-05 | 0 | 1.8926e-05 | 1.8926e-05 | 0 | 0.00011895 | 0.00011895 | 0 | 0.00011895
[79 empty] | WLDFR | HFTD - Distribution - Tier 3 - 4QU CoRE ¦ 5QU LoRE | Red Flag Warning - Large Fires | 2047 | 0 | 6.9209 | 0.84944 | 3.8632 | 2.2083 | 1.5229 | 1.2427e-05 | 0 | 1.8926e-05 | 1.8926e-05 | 0 | 0.00012423 | 0.00012423 | 0 | 0.00012423
[79 empty] | WLDFR | HFTD - Distribution - Tier 3 - 4QU CoRE ¦ 5QU LoRE | Red Flag Warning - Large Fires | 2048 | 0 | 7.3713 | 0.88759 | 4.1075 | 2.3763 | 1.6388 | 1.2427e-05 | 0 | 2.0366e-05 | 2.0366e-05 | 0 | 0.00012423 | 0.00012423 | 0 | 0.00012423
[79 empty] | WLDFR | HFTD - Distribution - Tier 3 - 4QU CoRE ¦ 5QU LoRE | Red Flag Warning - Large Fires | 2049 | 0 | 7.3713 | 0.88759 | 4.1075 | 2.3763 | 1.6388 | 1.2427e-05 | 0 | 2.0366e-05 | 2.0366e-05 | 0 | 0.00012423 | 0.00012423 | 0 | 0.00012423
[79 empty] | WLDFR | HFTD - Distribution - Tier 3 - 4QU CoRE ¦ 5QU LoRE | Red Flag Warning - Large Fires | 2050 | 0 | 7.3713 | 0.88759 | 4.1075 | 2.3763 | 1.6388 | 1.2427e-05 | 0 | 2.0366e-05 | 2.0366e-05 | 0 | 0.00012423 | 0.00012423 | 0 | 0.00012423
[79 empty] | WLDFR | HFTD - Distribution - Tier 3 - 4QU CoRE ¦ 5QU LoRE | Red Flag Warning - Large Fires | 2051 | 0 | 7.3713 | 0.88759 | 4.1075 | 2.3763 | 1.6388 | 1.2427e-05 | 0 | 2.0366e-05 | 2.0366e-05 | 0 | 0.00012423 | 0.00012423 | 0 | 0.00012423
[79 empty] | WLDFR | HFTD - Distribution - Tier 3 - 4QU CoRE ¦ 5QU LoRE | Red Flag Warning - Large Fires | 2052 | 0 | 7.3713 | 0.88759 | 4.1075 | 2.3763 | 1.6388 | 1.2427e-05 | 0 | 2.0366e-05 | 2.0366e-05 | 0 | 0.00013009 | 0.00013009 | 0 | 0.00013009
[79 empty] | WLDFR | HFTD - Distribution - Tier 3 - 4QU CoRE ¦ 5QU LoRE | Red Flag Warning - Large Fires | 2053 | 0 | 7.8503 | 0.92702 | 4.3664 | 2.5569 | 1.7633 | 1.2427e-05 | 0 | 2.1913e-05 | 2.1913e-05 | 0 | 0.00013009 | 0.00013009 | 0 | 0.00013009
[79 empty] | WLDFR | HFTD - Distribution - Tier 3 - 4QU CoRE ¦ 5QU LoRE | Red Flag Warning - Large Fires | 2054 | 0 | 7.8503 | 0.92702 | 4.3664 | 2.5569 | 1.7633 | 1.2427e-05 | 0 | 2.1913e-05 | 2.1913e-05 | 0 | 0.00013009 | 0.00013009 | 0 | 0.00013009
[79 empty] | WLDFR | HFTD - Distribution - Tier 3 - 4QU CoRE ¦ 5QU LoRE | Red Flag Warning - Large Fires | 2055 | 0 | 7.8503 | 0.92702 | 4.3664 | 2.5569 | 1.7633 | 1.2427e-05 | 0 | 2.1913e-05 | 2.1913e-05 | 0 | 0.00013009 | 0.00013009 | 0 | 0.00013009
[79 empty] | WLDFR | HFTD - Distribution - Tier 3 - 4QU CoRE ¦ 5QU LoRE | Red Flag Warning - Small Fires | 2026 | 0 | 0.080408 | 0.03759 | 0.0016314 | 0.041187 | 0.028403 | 0.00035779 | 0 | 1.0163e-05 | 1.0163e-05 | 0 | 0.00013009 | 0.00013009 | 0 | 0.00013009
[79 empty] | WLDFR | HFTD - Distribution - Tier 3 - 4QU CoRE ¦ 5QU LoRE | Red Flag Warning - Small Fires | 2027 | 0 | 0.080408 | 0.03759 | 0.0016314 | 0.041187 | 0.028403 | 0.00035779 | 0 | 1.0163e-05 | 1.0163e-05 | 0 | 0.00013644 | 0.00013644 | 0 | 0.00013644
[79 empty] | WLDFR | HFTD - Distribution - Tier 3 - 4QU CoRE ¦ 5QU LoRE | Red Flag Warning - Small Fires | 2028 | 0 | 0.083606 | 0.039055 | 0.001695 | 0.042856 | 0.029555 | 0.00035779 | 0 | 1.0575e-05 | 1.0575e-05 | 0 | 0.00013644 | 0.00013644 | 0 | 0.00013644
[79 empty] | WLDFR | HFTD - Distribution - Tier 3 - 4QU CoRE ¦ 5QU LoRE | Red Flag Warning - Small Fires | 2029 | 0 | 0.083606 | 0.039055 | 0.001695 | 0.042856 | 0.029555 | 0.00035779 | 0 | 1.0575e-05 | 1.0575e-05 | 0 | 0.00013644 | 0.00013644 | 0 | 0.00013644
[79 empty] | WLDFR | HFTD - Distribution - Tier 3 - 4QU CoRE ¦ 5QU LoRE | Red Flag Warning - Small Fires | 2030 | 0 | 0.083606 | 0.039055 | 0.001695 | 0.042856 | 0.029555 | 0.00035779 | 0 | 1.0575e-05 | 1.0575e-05 | 0 | 0.00013644 | 0.00013644 | 0 | 0.00013644
[79 empty] | WLDFR | HFTD - Distribution - Tier 3 - 4QU CoRE ¦ 5QU LoRE | Red Flag Warning - Small Fires | 2031 | 0 | 0.083606 | 0.039055 | 0.001695 | 0.042856 | 0.029555 | 0.00035779 | 0 | 1.0575e-05 | 1.0575e-05 | 0 | 0.00013644 | 0.00013644 | 0 | 0.00013644
[79 empty] | WLDFR | HFTD - Distribution - Tier 3 - 4QU CoRE ¦ 5QU LoRE | Red Flag Warning - Small Fires | 2032 | 0 | 0.083606 | 0.039055 | 0.001695 | 0.042856 | 0.029555 | 0.00035779 | 0 | 1.0575e-05 | 1.0575e-05 | 0 | 0.00014321 | 0.00014321 | 0 | 0.00014321
[79 empty] | WLDFR | HFTD - Distribution - Tier 3 - 4QU CoRE ¦ 5QU LoRE | Red Flag Warning - Small Fires | 2033 | 0 | 0.087211 | 0.040679 | 0.0017655 | 0.044766 | 0.030872 | 0.00035779 | 0 | 1.1046e-05 | 1.1046e-05 | 0 | 0.00014321 | 0.00014321 | 0 | 0.00014321
[79 empty] | WLDFR | HFTD - Distribution - Tier 3 - 4QU CoRE ¦ 5QU LoRE | Red Flag Warning - Small Fires | 2034 | 0 | 0.087211 | 0.040679 | 0.0017655 | 0.044766 | 0.030872 | 0.00035779 | 0 | 1.1046e-05 | 1.1046e-05 | 0 | 0.00014321 | 0.00014321 | 0 | 0.00014321
[79 empty] | WLDFR | HFTD - Distribution - Tier 3 - 4QU CoRE ¦ 5QU LoRE | Red Flag Warning - Small Fires | 2035 | 0 | 0.087211 | 0.040679 | 0.0017655 | 0.044766 | 0.030872 | 0.00035779 | 0 | 1.1046e-05 | 1.1046e-05 | 0 | 0.00014321 | 0.00014321 | 0 | 0.00014321
[79 empty] | WLDFR | HFTD - Distribution - Tier 3 - 4QU CoRE ¦ 5QU LoRE | Red Flag Warning - Small Fires | 2036 | 0 | 0.087211 | 0.040679 | 0.0017655 | 0.044766 | 0.030872 | 0.00035779 | 0 | 1.1046e-05 | 1.1046e-05 | 0 | 0.00014321 | 0.00014321 | 0 | 0.00014321
[79 empty] | WLDFR | HFTD - Distribution - Tier 3 - 4QU CoRE ¦ 5QU LoRE | Red Flag Warning - Small Fires | 2037 | 0 | 0.087211 | 0.040679 | 0.0017655 | 0.044766 | 0.030872 | 0.00035779 | 0 | 1.1046e-05 | 1.1046e-05 | 0 | 0.0001503 | 0.0001503 | 0 | 0.0001503
[79 empty] | WLDFR | HFTD - Distribution - Tier 3 - 4QU CoRE ¦ 5QU LoRE | Red Flag Warning - Small Fires | 2038 | 0 | 0.091184 | 0.042438 | 0.0018418 | 0.046905 | 0.032347 | 0.00035779 | 0 | 1.1574e-05 | 1.1574e-05 | 0 | 0.0001503 | 0.0001503 | 0 | 0.0001503
[79 empty] | WLDFR | HFTD - Distribution - Tier 3 - 4QU CoRE ¦ 5QU LoRE | Red Flag Warning - Small Fires | 2039 | 0 | 0.091184 | 0.042438 | 0.0018418 | 0.046905 | 0.032347 | 0.00035779 | 0 | 1.1574e-05 | 1.1574e-05 | 0 | 0.0001503 | 0.0001503 | 0 | 0.0001503
[79 empty] | WLDFR | HFTD - Distribution - Tier 3 - 4QU CoRE ¦ 5QU LoRE | Red Flag Warning - Small Fires | 2040 | 0 | 0.091184 | 0.042438 | 0.0018418 | 0.046905 | 0.032347 | 0.00035779 | 0 | 1.1574e-05 | 1.1574e-05 | 0 | 0.0001503 | 0.0001503 | 0 | 0.0001503
[79 empty] | WLDFR | HFTD - Distribution - Tier 3 - 4QU CoRE ¦ 5QU LoRE | Red Flag Warning - Small Fires | 2041 | 0 | 0.091184 | 0.042438 | 0.0018418 | 0.046905 | 0.032347 | 0.00035779 | 0 | 1.1574e-05 | 1.1574e-05 | 0 | 0 | 0.0001503 | 0 | 0.0001503
[79 empty] | WLDFR | HFTD - Distribution - Tier 3 - 4QU CoRE ¦ 5QU LoRE | Red Flag Warning - Small Fires | 2042 | 0 | 0.091184 | 0.042438 | 0.0018418 | 0.046905 | 0.032347 | 0.00035779 | 0 | 1.1574e-05 | 1.1574e-05 | 0 | 1.6292e-06 | 0 | 0 | 0
[79 empty] | WLDFR | HFTD - Distribution - Tier 3 - 4QU CoRE ¦ 5QU LoRE | Red Flag Warning - Small Fires | 2043 | 0 | 0.095486 | 0.044306 | 0.0019228 | 0.049257 | 0.033969 | 0.00035779 | 0 | 1.2154e-05 | 1.2154e-05 | 0 | 1.7021e-06 | 1.7021e-06 | 0 | 1.7021e-06
[79 empty] | WLDFR | HFTD - Distribution - Tier 3 - 4QU CoRE ¦ 5QU LoRE | Red Flag Warning - Small Fires | 2044 | 0 | 0.095486 | 0.044306 | 0.0019228 | 0.049257 | 0.033969 | 0.00035779 | 0 | 1.2154e-05 | 1.2154e-05 | 0 | 1.7021e-06 | 1.7021e-06 | 0 | 1.7021e-06
[79 empty] | WLDFR | HFTD - Distribution - Tier 3 - 4QU CoRE ¦ 5QU LoRE | Red Flag Warning - Small Fires | 2045 | 0 | 0.095486 | 0.044306 | 0.0019228 | 0.049257 | 0.033969 | 0.00035779 | 0 | 1.2154e-05 | 1.2154e-05 | 0 | 1.7021e-06 | 1.7021e-06 | 0 | 1.7021e-06
[79 empty] | WLDFR | HFTD - Distribution - Tier 3 - 4QU CoRE ¦ 5QU LoRE | Red Flag Warning - Small Fires | 2046 | 0 | 0.095486 | 0.044306 | 0.0019228 | 0.049257 | 0.033969 | 0.00035779 | 0 | 1.2154e-05 | 1.2154e-05 | 0 | 1.7021e-06 | 1.7021e-06 | 0 | 1.7021e-06
[79 empty] | WLDFR | HFTD - Distribution - Tier 3 - 4QU CoRE ¦ 5QU LoRE | Red Flag Warning - Small Fires | 2047 | 0 | 0.095486 | 0.044306 | 0.0019228 | 0.049257 | 0.033969 | 0.00035779 | 0 | 1.2154e-05 | 1.2154e-05 | 0 | 1.7021e-06 | 1.7021e-06 | 0 | 1.7021e-06
[79 empty] | WLDFR | HFTD - Distribution - Tier 3 - 4QU CoRE ¦ 5QU LoRE | Red Flag Warning - Small Fires | 2048 | 0 | 0.10007 | 0.04626 | 0.0020076 | 0.051804 | 0.035726 | 0.00035779 | 0 | 1.2782e-05 | 1.2782e-05 | 0 | 1.796e-06 | 1.796e-06 | 0 | 1.796e-06
[79 empty] | WLDFR | HFTD - Distribution - Tier 3 - 4QU CoRE ¦ 5QU LoRE | Red Flag Warning - Small Fires | 2049 | 0 | 0.10007 | 0.04626 | 0.0020076 | 0.051804 | 0.035726 | 0.00035779 | 0 | 1.2782e-05 | 1.2782e-05 | 0 | 1.796e-06 | 1.796e-06 | 0 | 1.796e-06
[79 empty] | WLDFR | HFTD - Distribution - Tier 3 - 4QU CoRE ¦ 5QU LoRE | Red Flag Warning - Small Fires | 2050 | 0 | 0.10007 | 0.04626 | 0.0020076 | 0.051804 | 0.035726 | 0.00035779 | 0 | 1.2782e-05 | 1.2782e-05 | 0 | 1.796e-06 | 1.796e-06 | 0 | 1.796e-06
[79 empty] | WLDFR | HFTD - Distribution - Tier 3 - 4QU CoRE ¦ 5QU LoRE | Red Flag Warning - Small Fires | 2051 | 0 | 0.10007 | 0.04626 | 0.0020076 | 0.051804 | 0.035726 | 0.00035779 | 0 | 1.2782e-05 | 1.2782e-05 | 0 | 1.796e-06 | 1.796e-06 | 0 | 1.796e-06
[79 empty] | WLDFR | HFTD - Distribution - Tier 3 - 4QU CoRE ¦ 5QU LoRE | Red Flag Warning - Small Fires | 2052 | 0 | 0.10007 | 0.04626 | 0.0020076 | 0.051804 | 0.035726 | 0.00035779 | 0 | 1.2782e-05 | 1.2782e-05 | 0 | 1.796e-06 | 1.796e-06 | 0 | 1.796e-06
[79 empty] | WLDFR | HFTD - Distribution - Tier 3 - 4QU CoRE ¦ 5QU LoRE | Red Flag Warning - Small Fires | 2053 | 0 | 0.10489 | 0.048274 | 0.002095 | 0.054525 | 0.037602 | 0.00035779 | 0 | 1.3454e-05 | 1.3454e-05 | 0 | 1.9028e-06 | 1.9028e-06 | 0 | 1.9028e-06
[79 empty] | WLDFR | HFTD - Distribution - Tier 3 - 4QU CoRE ¦ 5QU LoRE | Red Flag Warning - Small Fires | 2054 | 0 | 0.10489 | 0.048274 | 0.002095 | 0.054525 | 0.037602 | 0.00035779 | 0 | 1.3454e-05 | 1.3454e-05 | 0 | 1.9028e-06 | 1.9028e-06 | 0 | 1.9028e-06
[79 empty] | WLDFR | HFTD - Distribution - Tier 3 - 4QU CoRE ¦ 5QU LoRE | Red Flag Warning - Small Fires | 2055 | 0 | 0.10489 | 0.048274 | 0.002095 | 0.054525 | 0.037602 | 0.00035779 | 0 | 1.3454e-05 | 1.3454e-05 | 0 | 1.9028e-06 | 1.9028e-06 | 0 | 1.9028e-06
[79 empty] | WLDFR | HFTD - Distribution - Tier 3 - 4QU CoRE ¦ 5QU LoRE | Seismic - Non-Red Flag Warning - Catastrophic Fires | 2026 | 0 | 21835.9781 | 428.6023 | 13939.561 | 7467.8148 | 5149.9993 | 2.4224e-10 | 0 | 1.2475e-06 | 1.2475e-06 | 0 | 1.9028e-06 | 1.9028e-06 | 0 | 1.9028e-06
[79 empty] | WLDFR | HFTD - Distribution - Tier 3 - 4QU CoRE ¦ 5QU LoRE | Seismic - Non-Red Flag Warning - Catastrophic Fires | 2027 | 0 | 21835.9781 | 428.6023 | 13939.561 | 7467.8148 | 5149.9993 | 2.4224e-10 | 0 | 1.2475e-06 | 1.2475e-06 | 0 | 1.9028e-06 | 1.9028e-06 | 0 | 1.9028e-06
[79 empty] | WLDFR | HFTD - Distribution - Tier 3 - 4QU CoRE ¦ 5QU LoRE | Seismic - Non-Red Flag Warning - Catastrophic Fires | 2028 | 0 | 22783.187 | 453.261 | 14531.3357 | 7798.5904 | 5378.1107 | 2.4224e-10 | 0 | 1.3028e-06 | 1.3028e-06 | 0 | 2.0216e-06 | 2.0216e-06 | 0 | 2.0216e-06
[79 empty] | WLDFR | HFTD - Distribution - Tier 3 - 4QU CoRE ¦ 5QU LoRE | Seismic - Non-Red Flag Warning - Catastrophic Fires | 2029 | 0 | 22783.187 | 453.261 | 14531.3357 | 7798.5904 | 5378.1107 | 2.4224e-10 | 0 | 1.3028e-06 | 1.3028e-06 | 0 | 2.0216e-06 | 2.0216e-06 | 0 | 2.0216e-06
[79 empty] | WLDFR | HFTD - Distribution - Tier 3 - 4QU CoRE ¦ 5QU LoRE | Seismic - Non-Red Flag Warning - Catastrophic Fires | 2030 | 0 | 22783.187 | 453.261 | 14531.3357 | 7798.5904 | 5378.1107 | 2.4224e-10 | 0 | 1.3028e-06 | 1.3028e-06 | 0 | 2.0216e-06 | 2.0216e-06 | 0 | 2.0216e-06
[79 empty] | WLDFR | HFTD - Distribution - Tier 3 - 4QU CoRE ¦ 5QU LoRE | Seismic - Non-Red Flag Warning - Catastrophic Fires | 2031 | 0 | 22783.187 | 453.261 | 14531.3357 | 7798.5904 | 5378.1107 | 2.4224e-10 | 0 | 1.3028e-06 | 1.3028e-06 | 0 | 2.0216e-06 | 2.0216e-06 | 0 | 2.0216e-06
[79 empty] | WLDFR | HFTD - Distribution - Tier 3 - 4QU CoRE ¦ 5QU LoRE | Seismic - Non-Red Flag Warning - Catastrophic Fires | 2032 | 0 | 22783.187 | 453.261 | 14531.3357 | 7798.5904 | 5378.1107 | 2.4224e-10 | 0 | 1.3028e-06 | 1.3028e-06 | 0 | 2.0216e-06 | 2.0216e-06 | 0 | 2.0216e-06
[79 empty] | WLDFR | HFTD - Distribution - Tier 3 - 4QU CoRE ¦ 5QU LoRE | Seismic - Non-Red Flag Warning - Catastrophic Fires | 2033 | 0 | 23835.2641 | 480.9649 | 15187.7294 | 8166.5698 | 5631.8789 | 2.4224e-10 | 0 | 1.3643e-06 | 1.3643e-06 | 0 | 2.1516e-06 | 2.1516e-06 | 0 | 2.1516e-06
[79 empty] | WLDFR | HFTD - Distribution - Tier 3 - 4QU CoRE ¦ 5QU LoRE | Seismic - Non-Red Flag Warning - Catastrophic Fires | 2034 | 0 | 23835.2641 | 480.9649 | 15187.7294 | 8166.5698 | 5631.8789 | 2.4224e-10 | 0 | 1.3643e-06 | 1.3643e-06 | 0 | 2.1516e-06 | 2.1516e-06 | 0 | 2.1516e-06
[79 empty] | WLDFR | HFTD - Distribution - Tier 3 - 4QU CoRE ¦ 5QU LoRE | Seismic - Non-Red Flag Warning - Catastrophic Fires | 2035 | 0 | 23835.2641 | 480.9649 | 15187.7294 | 8166.5698 | 5631.8789 | 2.4224e-10 | 0 | 1.3643e-06 | 1.3643e-06 | 0 | 2.1516e-06 | 2.1516e-06 | 0 | 2.1516e-06
[79 empty] | WLDFR | HFTD - Distribution - Tier 3 - 4QU CoRE ¦ 5QU LoRE | Seismic - Non-Red Flag Warning - Catastrophic Fires | 2036 | 0 | 23835.2641 | 480.9649 | 15187.7294 | 8166.5698 | 5631.8789 | 2.4224e-10 | 0 | 1.3643e-06 | 1.3643e-06 | 0 | 2.1516e-06 | 2.1516e-06 | 0 | 2.1516e-06
[79 empty] | WLDFR | HFTD - Distribution - Tier 3 - 4QU CoRE ¦ 5QU LoRE | Seismic - Non-Red Flag Warning - Catastrophic Fires | 2037 | 0 | 23835.2641 | 480.9649 | 15187.7294 | 8166.5698 | 5631.8789 | 2.4224e-10 | 0 | 1.3643e-06 | 1.3643e-06 | 0 | 2.1516e-06 | 2.1516e-06 | 0 | 2.1516e-06
[79 empty] | WLDFR | HFTD - Distribution - Tier 3 - 4QU CoRE ¦ 5QU LoRE | Seismic - Non-Red Flag Warning - Catastrophic Fires | 2038 | 0 | 24976.6418 | 511.3745 | 15898.8237 | 8566.4437 | 5907.6423 | 2.4224e-10 | 0 | 1.4311e-06 | 1.4311e-06 | 0 | 2.2916e-06 | 2.2916e-06 | 0 | 2.2916e-06
[79 empty] | WLDFR | HFTD - Distribution - Tier 3 - 4QU CoRE ¦ 5QU LoRE | Seismic - Non-Red Flag Warning - Catastrophic Fires | 2039 | 0 | 24976.6418 | 511.3745 | 15898.8237 | 8566.4437 | 5907.6423 | 2.4224e-10 | 0 | 1.4311e-06 | 1.4311e-06 | 0 | 2.2916e-06 | 2.2916e-06 | 0 | 2.2916e-06
[79 empty] | WLDFR | HFTD - Distribution - Tier 3 - 4QU CoRE ¦ 5QU LoRE | Seismic - Non-Red Flag Warning - Catastrophic Fires | 2040 | 0 | 24976.6418 | 511.3745 | 15898.8237 | 8566.4437 | 5907.6423 | 2.4224e-10 | 0 | 1.4311e-06 | 1.4311e-06 | 0 | 2.2916e-06 | 2.2916e-06 | 0 | 2.2916e-06
[79 empty] | WLDFR | HFTD - Distribution - Tier 3 - 4QU CoRE ¦ 5QU LoRE | Seismic - Non-Red Flag Warning - Catastrophic Fires | 2041 | 0 | 24976.6418 | 511.3745 | 15898.8237 | 8566.4437 | 5907.6423 | 2.4224e-10 | 0 | 1.4311e-06 | 1.4311e-06 | 0 | 2.2916e-06 | 2.2916e-06 | 0 | 2.2916e-06
[79 empty] | WLDFR | HFTD - Distribution - Tier 3 - 4QU CoRE ¦ 5QU LoRE | Seismic - Non-Red Flag Warning - Catastrophic Fires | 2042 | 0 | 24976.6418 | 511.3745 | 15898.8237 | 8566.4437 | 5907.6423 | 2.4224e-10 | 0 | 1.4311e-06 | 1.4311e-06 | 0 | 0 | 2.2916e-06 | 0 | 2.2916e-06
[79 empty] | WLDFR | HFTD - Distribution - Tier 3 - 4QU CoRE ¦ 5QU LoRE | Seismic - Non-Red Flag Warning - Catastrophic Fires | 2043 | 0 | 26191.7278 | 544.1291 | 16654.7414 | 8992.8573 | 6201.7082 | 2.4224e-10 | 0 | 1.5023e-06 | 1.5023e-06 | 0 | 1.3071e-05 | 0 | 0 | 0
[79 empty] | WLDFR | HFTD - Distribution - Tier 3 - 4QU CoRE ¦ 5QU LoRE | Seismic - Non-Red Flag Warning - Catastrophic Fires | 2044 | 0 | 26191.7278 | 544.1291 | 16654.7414 | 8992.8573 | 6201.7082 | 2.4224e-10 | 0 | 1.5023e-06 | 1.5023e-06 | 0 | 1.3491e-05 | 1.3491e-05 | 0 | 1.3491e-05
[79 empty] | WLDFR | HFTD - Distribution - Tier 3 - 4QU CoRE ¦ 5QU LoRE | Seismic - Non-Red Flag Warning - Catastrophic Fires | 2045 | 0 | 26191.7278 | 544.1291 | 16654.7414 | 8992.8573 | 6201.7082 | 2.4224e-10 | 0 | 1.5023e-06 | 1.5023e-06 | 0 | 1.3491e-05 | 1.3491e-05 | 0 | 1.3491e-05
[79 empty] | WLDFR | HFTD - Distribution - Tier 3 - 4QU CoRE ¦ 5QU LoRE | Seismic - Non-Red Flag Warning - Catastrophic Fires | 2046 | 0 | 26191.7278 | 544.1291 | 16654.7414 | 8992.8573 | 6201.7082 | 2.4224e-10 | 0 | 1.5023e-06 | 1.5023e-06 | 0 | 1.3491e-05 | 1.3491e-05 | 0 | 1.3491e-05
[79 empty] | WLDFR | HFTD - Distribution - Tier 3 - 4QU CoRE ¦ 5QU LoRE | Seismic - Non-Red Flag Warning - Catastrophic Fires | 2047 | 0 | 26191.7278 | 544.1291 | 16654.7414 | 8992.8573 | 6201.7082 | 2.4224e-10 | 0 | 1.5023e-06 | 1.5023e-06 | 0 | 1.3491e-05 | 1.3491e-05 | 0 | 1.3491e-05
[79 empty] | WLDFR | HFTD - Distribution - Tier 3 - 4QU CoRE ¦ 5QU LoRE | Seismic - Non-Red Flag Warning - Catastrophic Fires | 2048 | 0 | 27464.7227 | 578.8407 | 17445.538 | 9440.3441 | 6510.3067 | 2.4224e-10 | 0 | 1.5771e-06 | 1.5771e-06 | 0 | 1.3491e-05 | 1.3491e-05 | 0 | 1.3491e-05
[79 empty] | WLDFR | HFTD - Distribution - Tier 3 - 4QU CoRE ¦ 5QU LoRE | Seismic - Non-Red Flag Warning - Catastrophic Fires | 2049 | 0 | 27464.7227 | 578.8407 | 17445.538 | 9440.3441 | 6510.3067 | 2.4224e-10 | 0 | 1.5771e-06 | 1.5771e-06 | 0 | 1.4028e-05 | 1.4028e-05 | 0 | 1.4028e-05
[79 empty] | WLDFR | HFTD - Distribution - Tier 3 - 4QU CoRE ¦ 5QU LoRE | Seismic - Non-Red Flag Warning - Catastrophic Fires | 2050 | 0 | 27464.7227 | 578.8407 | 17445.538 | 9440.3441 | 6510.3067 | 2.4224e-10 | 0 | 1.5771e-06 | 1.5771e-06 | 0 | 1.4028e-05 | 1.4028e-05 | 0 | 1.4028e-05
[79 empty] | WLDFR | HFTD - Distribution - Tier 3 - 4QU CoRE ¦ 5QU LoRE | Seismic - Non-Red Flag Warning - Catastrophic Fires | 2051 | 0 | 27464.7227 | 578.8407 | 17445.538 | 9440.3441 | 6510.3067 | 2.4224e-10 | 0 | 1.5771e-06 | 1.5771e-06 | 0 | 1.4028e-05 | 1.4028e-05 | 0 | 1.4028e-05
[79 empty] | WLDFR | HFTD - Distribution - Tier 3 - 4QU CoRE ¦ 5QU LoRE | Seismic - Non-Red Flag Warning - Catastrophic Fires | 2052 | 0 | 27464.7227 | 578.8407 | 17445.538 | 9440.3441 | 6510.3067 | 2.4224e-10 | 0 | 1.5771e-06 | 1.5771e-06 | 0 | 1.4028e-05 | 1.4028e-05 | 0 | 1.4028e-05
[79 empty] | WLDFR | HFTD - Distribution - Tier 3 - 4QU CoRE ¦ 5QU LoRE | Seismic - Non-Red Flag Warning - Catastrophic Fires | 2053 | 0 | 28779.6694 | 615.0952 | 18261.2327 | 9903.3415 | 6829.6018 | 2.4224e-10 | 0 | 1.6544e-06 | 1.6544e-06 | 0 | 1.4028e-05 | 1.4028e-05 | 0 | 1.4028e-05
[79 empty] | WLDFR | HFTD - Distribution - Tier 3 - 4QU CoRE ¦ 5QU LoRE | Seismic - Non-Red Flag Warning - Catastrophic Fires | 2054 | 0 | 28779.6694 | 615.0952 | 18261.2327 | 9903.3415 | 6829.6018 | 2.4224e-10 | 0 | 1.6544e-06 | 1.6544e-06 | 0 | 1.4633e-05 | 1.4633e-05 | 0 | 1.4633e-05
[79 empty] | WLDFR | HFTD - Distribution - Tier 3 - 4QU CoRE ¦ 5QU LoRE | Seismic - Non-Red Flag Warning - Catastrophic Fires | 2055 | 0 | 28779.6694 | 615.0952 | 18261.2327 | 9903.3415 | 6829.6018 | 2.4224e-10 | 0 | 1.6544e-06 | 1.6544e-06 | 0 | 1.4633e-05 | 1.4633e-05 | 0 | 1.4633e-05
[79 empty] | WLDFR | HFTD - Distribution - Tier 3 - 4QU CoRE ¦ 5QU LoRE | Seismic - Red Flag Warning - Catastrophic Fires | 2026 | 0 | 21835.9781 | 428.6023 | 13939.561 | 7467.8148 | 5149.9993 | 1.0445e-08 | 0 | 5.3793e-05 | 5.3793e-05 | 0 | 1.4633e-05 | 1.4633e-05 | 0 | 1.4633e-05
[79 empty] | WLDFR | HFTD - Distribution - Tier 3 - 4QU CoRE ¦ 5QU LoRE | Seismic - Red Flag Warning - Catastrophic Fires | 2027 | 0 | 21835.9781 | 428.6023 | 13939.561 | 7467.8148 | 5149.9993 | 1.0445e-08 | 0 | 5.3793e-05 | 5.3793e-05 | 0 | 1.4633e-05 | 1.4633e-05 | 0 | 1.4633e-05
[79 empty] | WLDFR | HFTD - Distribution - Tier 3 - 4QU CoRE ¦ 5QU LoRE | Seismic - Red Flag Warning - Catastrophic Fires | 2028 | 0 | 22783.187 | 453.261 | 14531.3357 | 7798.5904 | 5378.1107 | 1.0445e-08 | 0 | 5.6176e-05 | 5.6176e-05 | 0 | 1.4633e-05 | 1.4633e-05 | 0 | 1.4633e-05
[79 empty] | WLDFR | HFTD - Distribution - Tier 3 - 4QU CoRE ¦ 5QU LoRE | Seismic - Red Flag Warning - Catastrophic Fires | 2029 | 0 | 22783.187 | 453.261 | 14531.3357 | 7798.5904 | 5378.1107 | 1.0445e-08 | 0 | 5.6176e-05 | 5.6176e-05 | 0 | 1.5299e-05 | 1.5299e-05 | 0 | 1.5299e-05
[79 empty] | WLDFR | HFTD - Distribution - Tier 3 - 4QU CoRE ¦ 5QU LoRE | Seismic - Red Flag Warning - Catastrophic Fires | 2030 | 0 | 22783.187 | 453.261 | 14531.3357 | 7798.5904 | 5378.1107 | 1.0445e-08 | 0 | 5.6176e-05 | 5.6176e-05 | 0 | 1.5299e-05 | 1.5299e-05 | 0 | 1.5299e-05
[79 empty] | WLDFR | HFTD - Distribution - Tier 3 - 4QU CoRE ¦ 5QU LoRE | Seismic - Red Flag Warning - Catastrophic Fires | 2031 | 0 | 22783.187 | 453.261 | 14531.3357 | 7798.5904 | 5378.1107 | 1.0445e-08 | 0 | 5.6176e-05 | 5.6176e-05 | 0 | 1.5299e-05 | 1.5299e-05 | 0 | 1.5299e-05
[79 empty] | WLDFR | HFTD - Distribution - Tier 3 - 4QU CoRE ¦ 5QU LoRE | Seismic - Red Flag Warning - Catastrophic Fires | 2032 | 0 | 22783.187 | 453.261 | 14531.3357 | 7798.5904 | 5378.1107 | 1.0445e-08 | 0 | 5.6176e-05 | 5.6176e-05 | 0 | 1.5299e-05 | 1.5299e-05 | 0 | 1.5299e-05
[79 empty] | WLDFR | HFTD - Distribution - Tier 3 - 4QU CoRE ¦ 5QU LoRE | Seismic - Red Flag Warning - Catastrophic Fires | 2033 | 0 | 23835.2641 | 480.9649 | 15187.7294 | 8166.5698 | 5631.8789 | 1.0445e-08 | 0 | 5.8827e-05 | 5.8827e-05 | 0 | 1.5299e-05 | 1.5299e-05 | 0 | 1.5299e-05
[79 empty] | WLDFR | HFTD - Distribution - Tier 3 - 4QU CoRE ¦ 5QU LoRE | Seismic - Red Flag Warning - Catastrophic Fires | 2034 | 0 | 23835.2641 | 480.9649 | 15187.7294 | 8166.5698 | 5631.8789 | 1.0445e-08 | 0 | 5.8827e-05 | 5.8827e-05 | 0 | 1.6021e-05 | 1.6021e-05 | 0 | 1.6021e-05
[79 empty] | WLDFR | HFTD - Distribution - Tier 3 - 4QU CoRE ¦ 5QU LoRE | Seismic - Red Flag Warning - Catastrophic Fires | 2035 | 0 | 23835.2641 | 480.9649 | 15187.7294 | 8166.5698 | 5631.8789 | 1.0445e-08 | 0 | 5.8827e-05 | 5.8827e-05 | 0 | 1.6021e-05 | 1.6021e-05 | 0 | 1.6021e-05
[79 empty] | WLDFR | HFTD - Distribution - Tier 3 - 4QU CoRE ¦ 5QU LoRE | Seismic - Red Flag Warning - Catastrophic Fires | 2036 | 0 | 23835.2641 | 480.9649 | 15187.7294 | 8166.5698 | 5631.8789 | 1.0445e-08 | 0 | 5.8827e-05 | 5.8827e-05 | 0 | 1.6021e-05 | 1.6021e-05 | 0 | 1.6021e-05
[79 empty] | WLDFR | HFTD - Distribution - Tier 3 - 4QU CoRE ¦ 5QU LoRE | Seismic - Red Flag Warning - Catastrophic Fires | 2037 | 0 | 23835.2641 | 480.9649 | 15187.7294 | 8166.5698 | 5631.8789 | 1.0445e-08 | 0 | 5.8827e-05 | 5.8827e-05 | 0 | 1.6021e-05 | 1.6021e-05 | 0 | 1.6021e-05
[79 empty] | WLDFR | HFTD - Distribution - Tier 3 - 4QU CoRE ¦ 5QU LoRE | Seismic - Red Flag Warning - Catastrophic Fires | 2038 | 0 | 24976.6418 | 511.3745 | 15898.8237 | 8566.4437 | 5907.6423 | 1.0445e-08 | 0 | 6.1707e-05 | 6.1707e-05 | 0 | 1.6021e-05 | 1.6021e-05 | 0 | 1.6021e-05
[79 empty] | WLDFR | HFTD - Distribution - Tier 3 - 4QU CoRE ¦ 5QU LoRE | Seismic - Red Flag Warning - Catastrophic Fires | 2039 | 0 | 24976.6418 | 511.3745 | 15898.8237 | 8566.4437 | 5907.6423 | 1.0445e-08 | 0 | 6.1707e-05 | 6.1707e-05 | 0 | 1.6791e-05 | 1.6791e-05 | 0 | 1.6791e-05
[79 empty] | WLDFR | HFTD - Distribution - Tier 3 - 4QU CoRE ¦ 5QU LoRE | Seismic - Red Flag Warning - Catastrophic Fires | 2040 | 0 | 24976.6418 | 511.3745 | 15898.8237 | 8566.4437 | 5907.6423 | 1.0445e-08 | 0 | 6.1707e-05 | 6.1707e-05 | 0 | 1.6791e-05 | 1.6791e-05 | 0 | 1.6791e-05
[79 empty] | WLDFR | HFTD - Distribution - Tier 3 - 4QU CoRE ¦ 5QU LoRE | Seismic - Red Flag Warning - Catastrophic Fires | 2041 | 0 | 24976.6418 | 511.3745 | 15898.8237 | 8566.4437 | 5907.6423 | 1.0445e-08 | 0 | 6.1707e-05 | 6.1707e-05 | 0 | 1.6791e-05 | 1.6791e-05 | 0 | 1.6791e-05
[79 empty] | WLDFR | HFTD - Distribution - Tier 3 - 4QU CoRE ¦ 5QU LoRE | Seismic - Red Flag Warning - Catastrophic Fires | 2042 | 0 | 24976.6418 | 511.3745 | 15898.8237 | 8566.4437 | 5907.6423 | 1.0445e-08 | 0 | 6.1707e-05 | 6.1707e-05 | 0 | 1.6791e-05 | 1.6791e-05 | 0 | 1.6791e-05
[79 empty] | WLDFR | HFTD - Distribution - Tier 3 - 4QU CoRE ¦ 5QU LoRE | Seismic - Red Flag Warning - Catastrophic Fires | 2043 | 0 | 26191.7278 | 544.1291 | 16654.7414 | 8992.8573 | 6201.7082 | 1.0445e-08 | 0 | 6.4779e-05 | 6.4779e-05 | 0 | 0 | 1.6791e-05 | 0 | 1.6791e-05
[79 empty] | WLDFR | HFTD - Distribution - Tier 3 - 4QU CoRE ¦ 5QU LoRE | Seismic - Red Flag Warning - Catastrophic Fires | 2044 | 0 | 26191.7278 | 544.1291 | 16654.7414 | 8992.8573 | 6201.7082 | 1.0445e-08 | 0 | 6.4779e-05 | 6.4779e-05 | 0 | 0.0048484 | 0 | 0 | 0
[79 empty] | WLDFR | HFTD - Distribution - Tier 3 - 4QU CoRE ¦ 5QU LoRE | Seismic - Red Flag Warning - Catastrophic Fires | 2045 | 0 | 26191.7278 | 544.1291 | 16654.7414 | 8992.8573 | 6201.7082 | 1.0445e-08 | 0 | 6.4779e-05 | 6.4779e-05 | 0 | 0.0050261 | 0.0050261 | 0 | 0.0050261
[79 empty] | WLDFR | HFTD - Distribution - Tier 3 - 4QU CoRE ¦ 5QU LoRE | Seismic - Red Flag Warning - Catastrophic Fires | 2046 | 0 | 26191.7278 | 544.1291 | 16654.7414 | 8992.8573 | 6201.7082 | 1.0445e-08 | 0 | 6.4779e-05 | 6.4779e-05 | 0 | 0.0050261 | 0.0050261 | 0 | 0.0050261
[79 empty] | WLDFR | HFTD - Distribution - Tier 3 - 4QU CoRE ¦ 5QU LoRE | Seismic - Red Flag Warning - Catastrophic Fires | 2047 | 0 | 26191.7278 | 544.1291 | 16654.7414 | 8992.8573 | 6201.7082 | 1.0445e-08 | 0 | 6.4779e-05 | 6.4779e-05 | 0 | 0.0050261 | 0.0050261 | 0 | 0.0050261
[79 empty] | WLDFR | HFTD - Distribution - Tier 3 - 4QU CoRE ¦ 5QU LoRE | Seismic - Red Flag Warning - Catastrophic Fires | 2048 | 0 | 27464.7227 | 578.8407 | 17445.538 | 9440.3441 | 6510.3067 | 1.0445e-08 | 0 | 6.8002e-05 | 6.8002e-05 | 0 | 0.0050261 | 0.0050261 | 0 | 0.0050261
[79 empty] | WLDFR | HFTD - Distribution - Tier 3 - 4QU CoRE ¦ 5QU LoRE | Seismic - Red Flag Warning - Catastrophic Fires | 2049 | 0 | 27464.7227 | 578.8407 | 17445.538 | 9440.3441 | 6510.3067 | 1.0445e-08 | 0 | 6.8002e-05 | 6.8002e-05 | 0 | 0.0050261 | 0.0050261 | 0 | 0.0050261
[79 empty] | WLDFR | HFTD - Distribution - Tier 3 - 4QU CoRE ¦ 5QU LoRE | Seismic - Red Flag Warning - Catastrophic Fires | 2050 | 0 | 27464.7227 | 578.8407 | 17445.538 | 9440.3441 | 6510.3067 | 1.0445e-08 | 0 | 6.8002e-05 | 6.8002e-05 | 0 | 0.00525 | 0.00525 | 0 | 0.00525
[79 empty] | WLDFR | HFTD - Distribution - Tier 3 - 4QU CoRE ¦ 5QU LoRE | Seismic - Red Flag Warning - Catastrophic Fires | 2051 | 0 | 27464.7227 | 578.8407 | 17445.538 | 9440.3441 | 6510.3067 | 1.0445e-08 | 0 | 6.8002e-05 | 6.8002e-05 | 0 | 0.00525 | 0.00525 | 0 | 0.00525
[79 empty] | WLDFR | HFTD - Distribution - Tier 3 - 4QU CoRE ¦ 5QU LoRE | Seismic - Red Flag Warning - Catastrophic Fires | 2052 | 0 | 27464.7227 | 578.8407 | 17445.538 | 9440.3441 | 6510.3067 | 1.0445e-08 | 0 | 6.8002e-05 | 6.8002e-05 | 0 | 0.00525 | 0.00525 | 0 | 0.00525
[79 empty] | WLDFR | HFTD - Distribution - Tier 3 - 4QU CoRE ¦ 5QU LoRE | Seismic - Red Flag Warning - Catastrophic Fires | 2053 | 0 | 28779.6694 | 615.0952 | 18261.2327 | 9903.3415 | 6829.6018 | 1.0445e-08 | 0 | 7.1337e-05 | 7.1337e-05 | 0 | 0.00525 | 0.00525 | 0 | 0.00525
[79 empty] | WLDFR | HFTD - Distribution - Tier 3 - 4QU CoRE ¦ 5QU LoRE | Seismic - Red Flag Warning - Catastrophic Fires | 2054 | 0 | 28779.6694 | 615.0952 | 18261.2327 | 9903.3415 | 6829.6018 | 1.0445e-08 | 0 | 7.1337e-05 | 7.1337e-05 | 0 | 0.00525 | 0.00525 | 0 | 0.00525
[79 empty] | WLDFR | HFTD - Distribution - Tier 3 - 4QU CoRE ¦ 5QU LoRE | Seismic - Red Flag Warning - Catastrophic Fires | 2055 | 0 | 28779.6694 | 615.0952 | 18261.2327 | 9903.3415 | 6829.6018 | 1.0445e-08 | 0 | 7.1337e-05 | 7.1337e-05 | 0 | 0.0054989 | 0.0054989 | 0 | 0.0054989
[79 empty] | WLDFR | HFTD - Distribution - Tier 3 - 5QU CoRE ¦ 1QU LoRE | Non-Red Flag Warning - Catastrophic Fires | 2026 | 0 | 14664.6376 | 233.2301 | 8896.516 | 5534.8915 | 3817.0051 | 1.1064e-07 | 0 | 0.00042232 | 0.00042232 | 0 | 0.0054989 | 0.0054989 | 0 | 0.0054989
[79 empty] | WLDFR | HFTD - Distribution - Tier 3 - 5QU CoRE ¦ 1QU LoRE | Non-Red Flag Warning - Catastrophic Fires | 2027 | 0 | 14664.6376 | 233.2301 | 8896.516 | 5534.8915 | 3817.0051 | 1.1064e-07 | 0 | 0.00042232 | 0.00042232 | 0 | 0.0054989 | 0.0054989 | 0 | 0.0054989
[79 empty] | WLDFR | HFTD - Distribution - Tier 3 - 5QU CoRE ¦ 1QU LoRE | Non-Red Flag Warning - Catastrophic Fires | 2028 | 0 | 15317.9909 | 247.273 | 9287.6491 | 5783.0689 | 3988.1546 | 1.1064e-07 | 0 | 0.00044126 | 0.00044126 | 0 | 0.0054989 | 0.0054989 | 0 | 0.0054989
[79 empty] | WLDFR | HFTD - Distribution - Tier 3 - 5QU CoRE ¦ 1QU LoRE | Non-Red Flag Warning - Catastrophic Fires | 2029 | 0 | 15317.9909 | 247.273 | 9287.6491 | 5783.0689 | 3988.1546 | 1.1064e-07 | 0 | 0.00044126 | 0.00044126 | 0 | 0.0054989 | 0.0054989 | 0 | 0.0054989
[79 empty] | WLDFR | HFTD - Distribution - Tier 3 - 5QU CoRE ¦ 1QU LoRE | Non-Red Flag Warning - Catastrophic Fires | 2030 | 0 | 15317.9909 | 247.273 | 9287.6491 | 5783.0689 | 3988.1546 | 1.1064e-07 | 0 | 0.00044126 | 0.00044126 | 0 | 0.0057691 | 0.0057691 | 0 | 0.0057691
[79 empty] | WLDFR | HFTD - Distribution - Tier 3 - 5QU CoRE ¦ 1QU LoRE | Non-Red Flag Warning - Catastrophic Fires | 2031 | 0 | 15317.9909 | 247.273 | 9287.6491 | 5783.0689 | 3988.1546 | 1.1064e-07 | 0 | 0.00044126 | 0.00044126 | 0 | 0.0057691 | 0.0057691 | 0 | 0.0057691
[79 empty] | WLDFR | HFTD - Distribution - Tier 3 - 5QU CoRE ¦ 1QU LoRE | Non-Red Flag Warning - Catastrophic Fires | 2032 | 0 | 15317.9909 | 247.273 | 9287.6491 | 5783.0689 | 3988.1546 | 1.1064e-07 | 0 | 0.00044126 | 0.00044126 | 0 | 0.0057691 | 0.0057691 | 0 | 0.0057691
[79 empty] | WLDFR | HFTD - Distribution - Tier 3 - 5QU CoRE ¦ 1QU LoRE | Non-Red Flag Warning - Catastrophic Fires | 2033 | 0 | 16044.1264 | 263.1074 | 9721.74 | 6059.2791 | 4178.6364 | 1.1064e-07 | 0 | 0.00046234 | 0.00046234 | 0 | 0.0057691 | 0.0057691 | 0 | 0.0057691
[79 empty] | WLDFR | HFTD - Distribution - Tier 3 - 5QU CoRE ¦ 1QU LoRE | Non-Red Flag Warning - Catastrophic Fires | 2034 | 0 | 16044.1264 | 263.1074 | 9721.74 | 6059.2791 | 4178.6364 | 1.1064e-07 | 0 | 0.00046234 | 0.00046234 | 0 | 0.0057691 | 0.0057691 | 0 | 0.0057691
[79 empty] | WLDFR | HFTD - Distribution - Tier 3 - 5QU CoRE ¦ 1QU LoRE | Non-Red Flag Warning - Catastrophic Fires | 2035 | 0 | 16044.1264 | 263.1074 | 9721.74 | 6059.2791 | 4178.6364 | 1.1064e-07 | 0 | 0.00046234 | 0.00046234 | 0 | 0.0060569 | 0.0060569 | 0 | 0.0060569
[79 empty] | WLDFR | HFTD - Distribution - Tier 3 - 5QU CoRE ¦ 1QU LoRE | Non-Red Flag Warning - Catastrophic Fires | 2036 | 0 | 16044.1264 | 263.1074 | 9721.74 | 6059.2791 | 4178.6364 | 1.1064e-07 | 0 | 0.00046234 | 0.00046234 | 0 | 0.0060569 | 0.0060569 | 0 | 0.0060569
[79 empty] | WLDFR | HFTD - Distribution - Tier 3 - 5QU CoRE ¦ 1QU LoRE | Non-Red Flag Warning - Catastrophic Fires | 2037 | 0 | 16044.1264 | 263.1074 | 9721.74 | 6059.2791 | 4178.6364 | 1.1064e-07 | 0 | 0.00046234 | 0.00046234 | 0 | 0.0060569 | 0.0060569 | 0 | 0.0060569
[79 empty] | WLDFR | HFTD - Distribution - Tier 3 - 5QU CoRE ¦ 1QU LoRE | Non-Red Flag Warning - Catastrophic Fires | 2038 | 0 | 16832.3912 | 280.5544 | 10192.2718 | 6359.5651 | 4385.7214 | 1.1064e-07 | 0 | 0.00048525 | 0.00048525 | 0 | 0.0060569 | 0.0060569 | 0 | 0.0060569
[79 empty] | WLDFR | HFTD - Distribution - Tier 3 - 5QU CoRE ¦ 1QU LoRE | Non-Red Flag Warning - Catastrophic Fires | 2039 | 0 | 16832.3912 | 280.5544 | 10192.2718 | 6359.5651 | 4385.7214 | 1.1064e-07 | 0 | 0.00048525 | 0.00048525 | 0 | 0.0060569 | 0.0060569 | 0 | 0.0060569
[79 empty] | WLDFR | HFTD - Distribution - Tier 3 - 5QU CoRE ¦ 1QU LoRE | Non-Red Flag Warning - Catastrophic Fires | 2040 | 0 | 16832.3912 | 280.5544 | 10192.2718 | 6359.5651 | 4385.7214 | 1.1064e-07 | 0 | 0.00048525 | 0.00048525 | 0 | 0.0063586 | 0.0063586 | 0 | 0.0063586
[79 empty] | WLDFR | HFTD - Distribution - Tier 3 - 5QU CoRE ¦ 1QU LoRE | Non-Red Flag Warning - Catastrophic Fires | 2041 | 0 | 16832.3912 | 280.5544 | 10192.2718 | 6359.5651 | 4385.7214 | 1.1064e-07 | 0 | 0.00048525 | 0.00048525 | 0 | 0.0063586 | 0.0063586 | 0 | 0.0063586
[79 empty] | WLDFR | HFTD - Distribution - Tier 3 - 5QU CoRE ¦ 1QU LoRE | Non-Red Flag Warning - Catastrophic Fires | 2042 | 0 | 16832.3912 | 280.5544 | 10192.2718 | 6359.5651 | 4385.7214 | 1.1064e-07 | 0 | 0.00048525 | 0.00048525 | 0 | 0.0063586 | 0.0063586 | 0 | 0.0063586
[79 empty] | WLDFR | HFTD - Distribution - Tier 3 - 5QU CoRE ¦ 1QU LoRE | Non-Red Flag Warning - Catastrophic Fires | 2043 | 0 | 17672.0852 | 299.42 | 10692.7362 | 6679.929 | 4606.6527 | 1.1064e-07 | 0 | 0.00050969 | 0.00050969 | 0 | 0.0063586 | 0.0063586 | 0 | 0.0063586
[79 empty] | WLDFR | HFTD - Distribution - Tier 3 - 5QU CoRE ¦ 1QU LoRE | Non-Red Flag Warning - Catastrophic Fires | 2044 | 0 | 17672.0852 | 299.42 | 10692.7362 | 6679.929 | 4606.6527 | 1.1064e-07 | 0 | 0.00050969 | 0.00050969 | 0 | 0 | 0.0063586 | 0 | 0.0063586
[79 empty] | WLDFR | HFTD - Distribution - Tier 3 - 5QU CoRE ¦ 1QU LoRE | Non-Red Flag Warning - Catastrophic Fires | 2045 | 0 | 17672.0852 | 299.42 | 10692.7362 | 6679.929 | 4606.6527 | 1.1064e-07 | 0 | 0.00050969 | 0.00050969 | 0 | 0.00049583 | 0 | 0 | 0
[79 empty] | WLDFR | HFTD - Distribution - Tier 3 - 5QU CoRE ¦ 1QU LoRE | Non-Red Flag Warning - Catastrophic Fires | 2046 | 0 | 17672.0852 | 299.42 | 10692.7362 | 6679.929 | 4606.6527 | 1.1064e-07 | 0 | 0.00050969 | 0.00050969 | 0 | 0.00051395 | 0.00051395 | 0 | 0.00051395
[79 empty] | WLDFR | HFTD - Distribution - Tier 3 - 5QU CoRE ¦ 1QU LoRE | Non-Red Flag Warning - Catastrophic Fires | 2047 | 0 | 17672.0852 | 299.42 | 10692.7362 | 6679.929 | 4606.6527 | 1.1064e-07 | 0 | 0.00050969 | 0.00050969 | 0 | 0.00051395 | 0.00051395 | 0 | 0.00051395
[79 empty] | WLDFR | HFTD - Distribution - Tier 3 - 5QU CoRE ¦ 1QU LoRE | Non-Red Flag Warning - Catastrophic Fires | 2048 | 0 | 18552.3348 | 319.4911 | 11216.5626 | 7016.281 | 4838.6098 | 1.1064e-07 | 0 | 0.00053536 | 0.00053536 | 0 | 0.00051395 | 0.00051395 | 0 | 0.00051395
[79 empty] | WLDFR | HFTD - Distribution - Tier 3 - 5QU CoRE ¦ 1QU LoRE | Non-Red Flag Warning - Catastrophic Fires | 2049 | 0 | 18552.3348 | 319.4911 | 11216.5626 | 7016.281 | 4838.6098 | 1.1064e-07 | 0 | 0.00053536 | 0.00053536 | 0 | 0.00051395 | 0.00051395 | 0 | 0.00051395
[79 empty] | WLDFR | HFTD - Distribution - Tier 3 - 5QU CoRE ¦ 1QU LoRE | Non-Red Flag Warning - Catastrophic Fires | 2050 | 0 | 18552.3348 | 319.4911 | 11216.5626 | 7016.281 | 4838.6098 | 1.1064e-07 | 0 | 0.00053536 | 0.00053536 | 0 | 0.00051395 | 0.00051395 | 0 | 0.00051395
[79 empty] | WLDFR | HFTD - Distribution - Tier 3 - 5QU CoRE ¦ 1QU LoRE | Non-Red Flag Warning - Catastrophic Fires | 2051 | 0 | 18552.3348 | 319.4911 | 11216.5626 | 7016.281 | 4838.6098 | 1.1064e-07 | 0 | 0.00053536 | 0.00053536 | 0 | 0.00053676 | 0.00053676 | 0 | 0.00053676
[79 empty] | WLDFR | HFTD - Distribution - Tier 3 - 5QU CoRE ¦ 1QU LoRE | Non-Red Flag Warning - Catastrophic Fires | 2052 | 0 | 18552.3348 | 319.4911 | 11216.5626 | 7016.281 | 4838.6098 | 1.1064e-07 | 0 | 0.00053536 | 0.00053536 | 0 | 0.00053676 | 0.00053676 | 0 | 0.00053676
[79 empty] | WLDFR | HFTD - Distribution - Tier 3 - 5QU CoRE ¦ 1QU LoRE | Non-Red Flag Warning - Catastrophic Fires | 2053 | 0 | 19462.1283 | 340.5356 | 11757.1413 | 7364.4514 | 5078.7171 | 1.1064e-07 | 0 | 0.00056192 | 0.00056192 | 0 | 0.00053676 | 0.00053676 | 0 | 0.00053676
[79 empty] | WLDFR | HFTD - Distribution - Tier 3 - 5QU CoRE ¦ 1QU LoRE | Non-Red Flag Warning - Catastrophic Fires | 2054 | 0 | 19462.1283 | 340.5356 | 11757.1413 | 7364.4514 | 5078.7171 | 1.1064e-07 | 0 | 0.00056192 | 0.00056192 | 0 | 0.00053676 | 0.00053676 | 0 | 0.00053676
[79 empty] | WLDFR | HFTD - Distribution - Tier 3 - 5QU CoRE ¦ 1QU LoRE | Non-Red Flag Warning - Catastrophic Fires | 2055 | 0 | 19462.1283 | 340.5356 | 11757.1413 | 7364.4514 | 5078.7171 | 1.1064e-07 | 0 | 0.00056192 | 0.00056192 | 0 | 0.00053676 | 0.00053676 | 0 | 0.00053676
[79 empty] | WLDFR | HFTD - Distribution - Tier 3 - 5QU CoRE ¦ 1QU LoRE | Non-Red Flag Warning - Large Fires | 2026 | 0 | 5.475 | 0.71896 | 3.0715 | 1.6846 | 1.1617 | 2.3883e-05 | 0 | 2.7745e-05 | 2.7745e-05 | 0 | 0.00056209 | 0.00056209 | 0 | 0.00056209
[79 empty] | WLDFR | HFTD - Distribution - Tier 3 - 5QU CoRE ¦ 1QU LoRE | Non-Red Flag Warning - Large Fires | 2027 | 0 | 5.475 | 0.71896 | 3.0715 | 1.6846 | 1.1617 | 2.3883e-05 | 0 | 2.7745e-05 | 2.7745e-05 | 0 | 0.00056209 | 0.00056209 | 0 | 0.00056209
[79 empty] | WLDFR | HFTD - Distribution - Tier 3 - 5QU CoRE ¦ 1QU LoRE | Non-Red Flag Warning - Large Fires | 2028 | 0 | 5.777 | 0.74734 | 3.238 | 1.7917 | 1.2356 | 2.3883e-05 | 0 | 2.951e-05 | 2.951e-05 | 0 | 0.00056209 | 0.00056209 | 0 | 0.00056209
[79 empty] | WLDFR | HFTD - Distribution - Tier 3 - 5QU CoRE ¦ 1QU LoRE | Non-Red Flag Warning - Large Fires | 2029 | 0 | 5.777 | 0.74734 | 3.238 | 1.7917 | 1.2356 | 2.3883e-05 | 0 | 2.951e-05 | 2.951e-05 | 0 | 0.00056209 | 0.00056209 | 0 | 0.00056209
[79 empty] | WLDFR | HFTD - Distribution - Tier 3 - 5QU CoRE ¦ 1QU LoRE | Non-Red Flag Warning - Large Fires | 2030 | 0 | 5.777 | 0.74734 | 3.238 | 1.7917 | 1.2356 | 2.3883e-05 | 0 | 2.951e-05 | 2.951e-05 | 0 | 0.00056209 | 0.00056209 | 0 | 0.00056209
[79 empty] | WLDFR | HFTD - Distribution - Tier 3 - 5QU CoRE ¦ 1QU LoRE | Non-Red Flag Warning - Large Fires | 2031 | 0 | 5.777 | 0.74734 | 3.238 | 1.7917 | 1.2356 | 2.3883e-05 | 0 | 2.951e-05 | 2.951e-05 | 0 | 0.00058956 | 0.00058956 | 0 | 0.00058956
[79 empty] | WLDFR | HFTD - Distribution - Tier 3 - 5QU CoRE ¦ 1QU LoRE | Non-Red Flag Warning - Large Fires | 2032 | 0 | 5.777 | 0.74734 | 3.238 | 1.7917 | 1.2356 | 2.3883e-05 | 0 | 2.951e-05 | 2.951e-05 | 0 | 0.00058956 | 0.00058956 | 0 | 0.00058956
[79 empty] | WLDFR | HFTD - Distribution - Tier 3 - 5QU CoRE ¦ 1QU LoRE | Non-Red Flag Warning - Large Fires | 2033 | 0 | 6.1205 | 0.77885 | 3.4265 | 1.9151 | 1.3207 | 2.3883e-05 | 0 | 3.1542e-05 | 3.1542e-05 | 0 | 0.00058956 | 0.00058956 | 0 | 0.00058956
[79 empty] | WLDFR | HFTD - Distribution - Tier 3 - 5QU CoRE ¦ 1QU LoRE | Non-Red Flag Warning - Large Fires | 2034 | 0 | 6.1205 | 0.77885 | 3.4265 | 1.9151 | 1.3207 | 2.3883e-05 | 0 | 3.1542e-05 | 3.1542e-05 | 0 | 0.00058956 | 0.00058956 | 0 | 0.00058956
[79 empty] | WLDFR | HFTD - Distribution - Tier 3 - 5QU CoRE ¦ 1QU LoRE | Non-Red Flag Warning - Large Fires | 2035 | 0 | 6.1205 | 0.77885 | 3.4265 | 1.9151 | 1.3207 | 2.3883e-05 | 0 | 3.1542e-05 | 3.1542e-05 | 0 | 0.00058956 | 0.00058956 | 0 | 0.00058956
[79 empty] | WLDFR | HFTD - Distribution - Tier 3 - 5QU CoRE ¦ 1QU LoRE | Non-Red Flag Warning - Large Fires | 2036 | 0 | 6.1205 | 0.77885 | 3.4265 | 1.9151 | 1.3207 | 2.3883e-05 | 0 | 3.1542e-05 | 3.1542e-05 | 0 | 0.00061879 | 0.00061879 | 0 | 0.00061879
[79 empty] | WLDFR | HFTD - Distribution - Tier 3 - 5QU CoRE ¦ 1QU LoRE | Non-Red Flag Warning - Large Fires | 2037 | 0 | 6.1205 | 0.77885 | 3.4265 | 1.9151 | 1.3207 | 2.3883e-05 | 0 | 3.1542e-05 | 3.1542e-05 | 0 | 0.00061879 | 0.00061879 | 0 | 0.00061879
[79 empty] | WLDFR | HFTD - Distribution - Tier 3 - 5QU CoRE ¦ 1QU LoRE | Non-Red Flag Warning - Large Fires | 2038 | 0 | 6.5028 | 0.81304 | 3.6355 | 2.0543 | 1.4167 | 2.3883e-05 | 0 | 3.3834e-05 | 3.3834e-05 | 0 | 0.00061879 | 0.00061879 | 0 | 0.00061879
[79 empty] | WLDFR | HFTD - Distribution - Tier 3 - 5QU CoRE ¦ 1QU LoRE | Non-Red Flag Warning - Large Fires | 2039 | 0 | 6.5028 | 0.81304 | 3.6355 | 2.0543 | 1.4167 | 2.3883e-05 | 0 | 3.3834e-05 | 3.3834e-05 | 0 | 0.00061879 | 0.00061879 | 0 | 0.00061879
[79 empty] | WLDFR | HFTD - Distribution - Tier 3 - 5QU CoRE ¦ 1QU LoRE | Non-Red Flag Warning - Large Fires | 2040 | 0 | 6.5028 | 0.81304 | 3.6355 | 2.0543 | 1.4167 | 2.3883e-05 | 0 | 3.3834e-05 | 3.3834e-05 | 0 | 0.00061879 | 0.00061879 | 0 | 0.00061879
[79 empty] | WLDFR | HFTD - Distribution - Tier 3 - 5QU CoRE ¦ 1QU LoRE | Non-Red Flag Warning - Large Fires | 2041 | 0 | 6.5028 | 0.81304 | 3.6355 | 2.0543 | 1.4167 | 2.3883e-05 | 0 | 3.3834e-05 | 3.3834e-05 | 0 | 0.00064941 | 0.00064941 | 0 | 0.00064941
[79 empty] | WLDFR | HFTD - Distribution - Tier 3 - 5QU CoRE ¦ 1QU LoRE | Non-Red Flag Warning - Large Fires | 2042 | 0 | 6.5028 | 0.81304 | 3.6355 | 2.0543 | 1.4167 | 2.3883e-05 | 0 | 3.3834e-05 | 3.3834e-05 | 0 | 0.00064941 | 0.00064941 | 0 | 0.00064941
[79 empty] | WLDFR | HFTD - Distribution - Tier 3 - 5QU CoRE ¦ 1QU LoRE | Non-Red Flag Warning - Large Fires | 2043 | 0 | 6.9209 | 0.84944 | 3.8632 | 2.2083 | 1.5229 | 2.3883e-05 | 0 | 3.6371e-05 | 3.6371e-05 | 0 | 0.00064941 | 0.00064941 | 0 | 0.00064941
[79 empty] | WLDFR | HFTD - Distribution - Tier 3 - 5QU CoRE ¦ 1QU LoRE | Non-Red Flag Warning - Large Fires | 2044 | 0 | 6.9209 | 0.84944 | 3.8632 | 2.2083 | 1.5229 | 2.3883e-05 | 0 | 3.6371e-05 | 3.6371e-05 | 0 | 0.00064941 | 0.00064941 | 0 | 0.00064941
[79 empty] | WLDFR | HFTD - Distribution - Tier 3 - 5QU CoRE ¦ 1QU LoRE | Non-Red Flag Warning - Large Fires | 2045 | 0 | 6.9209 | 0.84944 | 3.8632 | 2.2083 | 1.5229 | 2.3883e-05 | 0 | 3.6371e-05 | 3.6371e-05 | 0 | 0 | 0.00064941 | 0 | 0.00064941
[79 empty] | WLDFR | HFTD - Distribution - Tier 3 - 5QU CoRE ¦ 1QU LoRE | Non-Red Flag Warning - Large Fires | 2046 | 0 | 6.9209 | 0.84944 | 3.8632 | 2.2083 | 1.5229 | 2.3883e-05 | 0 | 3.6371e-05 | 3.6371e-05 | 0 | 3.9929e-06 | 0 | 0 | 0
[79 empty] | WLDFR | HFTD - Distribution - Tier 3 - 5QU CoRE ¦ 1QU LoRE | Non-Red Flag Warning - Large Fires | 2047 | 0 | 6.9209 | 0.84944 | 3.8632 | 2.2083 | 1.5229 | 2.3883e-05 | 0 | 3.6371e-05 | 3.6371e-05 | 0 | 4.1716e-06 | 4.1716e-06 | 0 | 4.1716e-06
[79 empty] | WLDFR | HFTD - Distribution - Tier 3 - 5QU CoRE ¦ 1QU LoRE | Non-Red Flag Warning - Large Fires | 2048 | 0 | 7.3713 | 0.88759 | 4.1075 | 2.3763 | 1.6388 | 2.3883e-05 | 0 | 3.9138e-05 | 3.9138e-05 | 0 | 4.1716e-06 | 4.1716e-06 | 0 | 4.1716e-06
[79 empty] | WLDFR | HFTD - Distribution - Tier 3 - 5QU CoRE ¦ 1QU LoRE | Non-Red Flag Warning - Large Fires | 2049 | 0 | 7.3713 | 0.88759 | 4.1075 | 2.3763 | 1.6388 | 2.3883e-05 | 0 | 3.9138e-05 | 3.9138e-05 | 0 | 4.1716e-06 | 4.1716e-06 | 0 | 4.1716e-06
[79 empty] | WLDFR | HFTD - Distribution - Tier 3 - 5QU CoRE ¦ 1QU LoRE | Non-Red Flag Warning - Large Fires | 2050 | 0 | 7.3713 | 0.88759 | 4.1075 | 2.3763 | 1.6388 | 2.3883e-05 | 0 | 3.9138e-05 | 3.9138e-05 | 0 | 4.1716e-06 | 4.1716e-06 | 0 | 4.1716e-06
[79 empty] | WLDFR | HFTD - Distribution - Tier 3 - 5QU CoRE ¦ 1QU LoRE | Non-Red Flag Warning - Large Fires | 2051 | 0 | 7.3713 | 0.88759 | 4.1075 | 2.3763 | 1.6388 | 2.3883e-05 | 0 | 3.9138e-05 | 3.9138e-05 | 0 | 4.1716e-06 | 4.1716e-06 | 0 | 4.1716e-06
[79 empty] | WLDFR | HFTD - Distribution - Tier 3 - 5QU CoRE ¦ 1QU LoRE | Non-Red Flag Warning - Large Fires | 2052 | 0 | 7.3713 | 0.88759 | 4.1075 | 2.3763 | 1.6388 | 2.3883e-05 | 0 | 3.9138e-05 | 3.9138e-05 | 0 | 4.4017e-06 | 4.4017e-06 | 0 | 4.4017e-06
[79 empty] | WLDFR | HFTD - Distribution - Tier 3 - 5QU CoRE ¦ 1QU LoRE | Non-Red Flag Warning - Large Fires | 2053 | 0 | 7.8503 | 0.92702 | 4.3664 | 2.5569 | 1.7633 | 2.3883e-05 | 0 | 4.2112e-05 | 4.2112e-05 | 0 | 4.4017e-06 | 4.4017e-06 | 0 | 4.4017e-06
[79 empty] | WLDFR | HFTD - Distribution - Tier 3 - 5QU CoRE ¦ 1QU LoRE | Non-Red Flag Warning - Large Fires | 2054 | 0 | 7.8503 | 0.92702 | 4.3664 | 2.5569 | 1.7633 | 2.3883e-05 | 0 | 4.2112e-05 | 4.2112e-05 | 0 | 4.4017e-06 | 4.4017e-06 | 0 | 4.4017e-06
[79 empty] | WLDFR | HFTD - Distribution - Tier 3 - 5QU CoRE ¦ 1QU LoRE | Non-Red Flag Warning - Large Fires | 2055 | 0 | 7.8503 | 0.92702 | 4.3664 | 2.5569 | 1.7633 | 2.3883e-05 | 0 | 4.2112e-05 | 4.2112e-05 | 0 | 4.4017e-06 | 4.4017e-06 | 0 | 4.4017e-06
[79 empty] | WLDFR | HFTD - Distribution - Tier 3 - 5QU CoRE ¦ 1QU LoRE | Non-Red Flag Warning - Small Fires | 2026 | 0 | 0.080408 | 0.03759 | 0.0016314 | 0.041187 | 0.028403 | 0.0095216 | 0 | 0.00027044 | 0.00027044 | 0 | 4.4017e-06 | 4.4017e-06 | 0 | 4.4017e-06
[79 empty] | WLDFR | HFTD - Distribution - Tier 3 - 5QU CoRE ¦ 1QU LoRE | Non-Red Flag Warning - Small Fires | 2027 | 0 | 0.080408 | 0.03759 | 0.0016314 | 0.041187 | 0.028403 | 0.0095216 | 0 | 0.00027044 | 0.00027044 | 0 | 4.6634e-06 | 4.6634e-06 | 0 | 4.6634e-06
[79 empty] | WLDFR | HFTD - Distribution - Tier 3 - 5QU CoRE ¦ 1QU LoRE | Non-Red Flag Warning - Small Fires | 2028 | 0 | 0.083606 | 0.039055 | 0.001695 | 0.042856 | 0.029555 | 0.0095216 | 0 | 0.00028141 | 0.00028141 | 0 | 4.6634e-06 | 4.6634e-06 | 0 | 4.6634e-06
[79 empty] | WLDFR | HFTD - Distribution - Tier 3 - 5QU CoRE ¦ 1QU LoRE | Non-Red Flag Warning - Small Fires | 2029 | 0 | 0.083606 | 0.039055 | 0.001695 | 0.042856 | 0.029555 | 0.0095216 | 0 | 0.00028141 | 0.00028141 | 0 | 4.6634e-06 | 4.6634e-06 | 0 | 4.6634e-06
[79 empty] | WLDFR | HFTD - Distribution - Tier 3 - 5QU CoRE ¦ 1QU LoRE | Non-Red Flag Warning - Small Fires | 2030 | 0 | 0.083606 | 0.039055 | 0.001695 | 0.042856 | 0.029555 | 0.0095216 | 0 | 0.00028141 | 0.00028141 | 0 | 4.6634e-06 | 4.6634e-06 | 0 | 4.6634e-06
[79 empty] | WLDFR | HFTD - Distribution - Tier 3 - 5QU CoRE ¦ 1QU LoRE | Non-Red Flag Warning - Small Fires | 2031 | 0 | 0.083606 | 0.039055 | 0.001695 | 0.042856 | 0.029555 | 0.0095216 | 0 | 0.00028141 | 0.00028141 | 0 | 4.6634e-06 | 4.6634e-06 | 0 | 4.6634e-06
[79 empty] | WLDFR | HFTD - Distribution - Tier 3 - 5QU CoRE ¦ 1QU LoRE | Non-Red Flag Warning - Small Fires | 2032 | 0 | 0.083606 | 0.039055 | 0.001695 | 0.042856 | 0.029555 | 0.0095216 | 0 | 0.00028141 | 0.00028141 | 0 | 4.9547e-06 | 4.9547e-06 | 0 | 4.9547e-06
[79 empty] | WLDFR | HFTD - Distribution - Tier 3 - 5QU CoRE ¦ 1QU LoRE | Non-Red Flag Warning - Small Fires | 2033 | 0 | 0.087211 | 0.040679 | 0.0017655 | 0.044766 | 0.030872 | 0.0095216 | 0 | 0.00029395 | 0.00029395 | 0 | 4.9547e-06 | 4.9547e-06 | 0 | 4.9547e-06
[79 empty] | WLDFR | HFTD - Distribution - Tier 3 - 5QU CoRE ¦ 1QU LoRE | Non-Red Flag Warning - Small Fires | 2034 | 0 | 0.087211 | 0.040679 | 0.0017655 | 0.044766 | 0.030872 | 0.0095216 | 0 | 0.00029395 | 0.00029395 | 0 | 4.9547e-06 | 4.9547e-06 | 0 | 4.9547e-06
[79 empty] | WLDFR | HFTD - Distribution - Tier 3 - 5QU CoRE ¦ 1QU LoRE | Non-Red Flag Warning - Small Fires | 2035 | 0 | 0.087211 | 0.040679 | 0.0017655 | 0.044766 | 0.030872 | 0.0095216 | 0 | 0.00029395 | 0.00029395 | 0 | 4.9547e-06 | 4.9547e-06 | 0 | 4.9547e-06
[79 empty] | WLDFR | HFTD - Distribution - Tier 3 - 5QU CoRE ¦ 1QU LoRE | Non-Red Flag Warning - Small Fires | 2036 | 0 | 0.087211 | 0.040679 | 0.0017655 | 0.044766 | 0.030872 | 0.0095216 | 0 | 0.00029395 | 0.00029395 | 0 | 4.9547e-06 | 4.9547e-06 | 0 | 4.9547e-06
[79 empty] | WLDFR | HFTD - Distribution - Tier 3 - 5QU CoRE ¦ 1QU LoRE | Non-Red Flag Warning - Small Fires | 2037 | 0 | 0.087211 | 0.040679 | 0.0017655 | 0.044766 | 0.030872 | 0.0095216 | 0 | 0.00029395 | 0.00029395 | 0 | 5.2733e-06 | 5.2733e-06 | 0 | 5.2733e-06
[79 empty] | WLDFR | HFTD - Distribution - Tier 3 - 5QU CoRE ¦ 1QU LoRE | Non-Red Flag Warning - Small Fires | 2038 | 0 | 0.091184 | 0.042438 | 0.0018418 | 0.046905 | 0.032347 | 0.0095216 | 0 | 0.00030799 | 0.00030799 | 0 | 5.2733e-06 | 5.2733e-06 | 0 | 5.2733e-06
[79 empty] | WLDFR | HFTD - Distribution - Tier 3 - 5QU CoRE ¦ 1QU LoRE | Non-Red Flag Warning - Small Fires | 2039 | 0 | 0.091184 | 0.042438 | 0.0018418 | 0.046905 | 0.032347 | 0.0095216 | 0 | 0.00030799 | 0.00030799 | 0 | 5.2733e-06 | 5.2733e-06 | 0 | 5.2733e-06
[79 empty] | WLDFR | HFTD - Distribution - Tier 3 - 5QU CoRE ¦ 1QU LoRE | Non-Red Flag Warning - Small Fires | 2040 | 0 | 0.091184 | 0.042438 | 0.0018418 | 0.046905 | 0.032347 | 0.0095216 | 0 | 0.00030799 | 0.00030799 | 0 | 5.2733e-06 | 5.2733e-06 | 0 | 5.2733e-06
[79 empty] | WLDFR | HFTD - Distribution - Tier 3 - 5QU CoRE ¦ 1QU LoRE | Non-Red Flag Warning - Small Fires | 2041 | 0 | 0.091184 | 0.042438 | 0.0018418 | 0.046905 | 0.032347 | 0.0095216 | 0 | 0.00030799 | 0.00030799 | 0 | 5.2733e-06 | 5.2733e-06 | 0 | 5.2733e-06
[79 empty] | WLDFR | HFTD - Distribution - Tier 3 - 5QU CoRE ¦ 1QU LoRE | Non-Red Flag Warning - Small Fires | 2042 | 0 | 0.091184 | 0.042438 | 0.0018418 | 0.046905 | 0.032347 | 0.0095216 | 0 | 0.00030799 | 0.00030799 | 0 | 5.6164e-06 | 5.6164e-06 | 0 | 5.6164e-06
[79 empty] | WLDFR | HFTD - Distribution - Tier 3 - 5QU CoRE ¦ 1QU LoRE | Non-Red Flag Warning - Small Fires | 2043 | 0 | 0.095486 | 0.044306 | 0.0019228 | 0.049257 | 0.033969 | 0.0095216 | 0 | 0.00032344 | 0.00032344 | 0 | 5.6164e-06 | 5.6164e-06 | 0 | 5.6164e-06
[79 empty] | WLDFR | HFTD - Distribution - Tier 3 - 5QU CoRE ¦ 1QU LoRE | Non-Red Flag Warning - Small Fires | 2044 | 0 | 0.095486 | 0.044306 | 0.0019228 | 0.049257 | 0.033969 | 0.0095216 | 0 | 0.00032344 | 0.00032344 | 0 | 5.6164e-06 | 5.6164e-06 | 0 | 5.6164e-06
[79 empty] | WLDFR | HFTD - Distribution - Tier 3 - 5QU CoRE ¦ 1QU LoRE | Non-Red Flag Warning - Small Fires | 2045 | 0 | 0.095486 | 0.044306 | 0.0019228 | 0.049257 | 0.033969 | 0.0095216 | 0 | 0.00032344 | 0.00032344 | 0 | 5.6164e-06 | 5.6164e-06 | 0 | 5.6164e-06
[79 empty] | WLDFR | HFTD - Distribution - Tier 3 - 5QU CoRE ¦ 1QU LoRE | Non-Red Flag Warning - Small Fires | 2046 | 0 | 0.095486 | 0.044306 | 0.0019228 | 0.049257 | 0.033969 | 0.0095216 | 0 | 0.00032344 | 0.00032344 | 0 | 0 | 5.6164e-06 | 0 | 5.6164e-06
[79 empty] | WLDFR | HFTD - Distribution - Tier 3 - 5QU CoRE ¦ 1QU LoRE | Non-Red Flag Warning - Small Fires | 2047 | 0 | 0.095486 | 0.044306 | 0.0019228 | 0.049257 | 0.033969 | 0.0095216 | 0 | 0.00032344 | 0.00032344 | 0 | 1.6309e-06 | 0 | 0 | 0
[79 empty] | WLDFR | HFTD - Distribution - Tier 3 - 5QU CoRE ¦ 1QU LoRE | Non-Red Flag Warning - Small Fires | 2048 | 0 | 0.10007 | 0.04626 | 0.0020076 | 0.051804 | 0.035726 | 0.0095216 | 0 | 0.00034016 | 0.00034016 | 0 | 1.6834e-06 | 1.6834e-06 | 0 | 1.6834e-06
[79 empty] | WLDFR | HFTD - Distribution - Tier 3 - 5QU CoRE ¦ 1QU LoRE | Non-Red Flag Warning - Small Fires | 2049 | 0 | 0.10007 | 0.04626 | 0.0020076 | 0.051804 | 0.035726 | 0.0095216 | 0 | 0.00034016 | 0.00034016 | 0 | 1.6834e-06 | 1.6834e-06 | 0 | 1.6834e-06
[79 empty] | WLDFR | HFTD - Distribution - Tier 3 - 5QU CoRE ¦ 1QU LoRE | Non-Red Flag Warning - Small Fires | 2050 | 0 | 0.10007 | 0.04626 | 0.0020076 | 0.051804 | 0.035726 | 0.0095216 | 0 | 0.00034016 | 0.00034016 | 0 | 1.6834e-06 | 1.6834e-06 | 0 | 1.6834e-06
[79 empty] | WLDFR | HFTD - Distribution - Tier 3 - 5QU CoRE ¦ 1QU LoRE | Non-Red Flag Warning - Small Fires | 2051 | 0 | 0.10007 | 0.04626 | 0.0020076 | 0.051804 | 0.035726 | 0.0095216 | 0 | 0.00034016 | 0.00034016 | 0 | 1.6834e-06 | 1.6834e-06 | 0 | 1.6834e-06
[79 empty] | WLDFR | HFTD - Distribution - Tier 3 - 5QU CoRE ¦ 1QU LoRE | Non-Red Flag Warning - Small Fires | 2052 | 0 | 0.10007 | 0.04626 | 0.0020076 | 0.051804 | 0.035726 | 0.0095216 | 0 | 0.00034016 | 0.00034016 | 0 | 1.6834e-06 | 1.6834e-06 | 0 | 1.6834e-06
[79 empty] | WLDFR | HFTD - Distribution - Tier 3 - 5QU CoRE ¦ 1QU LoRE | Non-Red Flag Warning - Small Fires | 2053 | 0 | 0.10489 | 0.048274 | 0.002095 | 0.054525 | 0.037602 | 0.0095216 | 0 | 0.00035803 | 0.00035803 | 0 | 1.7504e-06 | 1.7504e-06 | 0 | 1.7504e-06
[79 empty] | WLDFR | HFTD - Distribution - Tier 3 - 5QU CoRE ¦ 1QU LoRE | Non-Red Flag Warning - Small Fires | 2054 | 0 | 0.10489 | 0.048274 | 0.002095 | 0.054525 | 0.037602 | 0.0095216 | 0 | 0.00035803 | 0.00035803 | 0 | 1.7504e-06 | 1.7504e-06 | 0 | 1.7504e-06
[79 empty] | WLDFR | HFTD - Distribution - Tier 3 - 5QU CoRE ¦ 1QU LoRE | Non-Red Flag Warning - Small Fires | 2055 | 0 | 0.10489 | 0.048274 | 0.002095 | 0.054525 | 0.037602 | 0.0095216 | 0 | 0.00035803 | 0.00035803 | 0 | 1.7504e-06 | 1.7504e-06 | 0 | 1.7504e-06
[79 empty] | WLDFR | HFTD - Distribution - Tier 3 - 5QU CoRE ¦ 1QU LoRE | Red Flag Warning - Catastrophic Fires | 2026 | 0 | 14664.6376 | 233.2301 | 8896.516 | 5534.8915 | 3817.0051 | 2.393e-06 | 0 | 0.0091342 | 0.0091342 | 0 | 1.7504e-06 | 1.7504e-06 | 0 | 1.7504e-06
[79 empty] | WLDFR | HFTD - Distribution - Tier 3 - 5QU CoRE ¦ 1QU LoRE | Red Flag Warning - Catastrophic Fires | 2027 | 0 | 14664.6376 | 233.2301 | 8896.516 | 5534.8915 | 3817.0051 | 2.393e-06 | 0 | 0.0091342 | 0.0091342 | 0 | 1.7504e-06 | 1.7504e-06 | 0 | 1.7504e-06
[79 empty] | WLDFR | HFTD - Distribution - Tier 3 - 5QU CoRE ¦ 1QU LoRE | Red Flag Warning - Catastrophic Fires | 2028 | 0 | 15317.9909 | 247.273 | 9287.6491 | 5783.0689 | 3988.1546 | 2.393e-06 | 0 | 0.0095437 | 0.0095437 | 0 | 1.8259e-06 | 1.8259e-06 | 0 | 1.8259e-06
[79 empty] | WLDFR | HFTD - Distribution - Tier 3 - 5QU CoRE ¦ 1QU LoRE | Red Flag Warning - Catastrophic Fires | 2029 | 0 | 15317.9909 | 247.273 | 9287.6491 | 5783.0689 | 3988.1546 | 2.393e-06 | 0 | 0.0095437 | 0.0095437 | 0 | 1.8259e-06 | 1.8259e-06 | 0 | 1.8259e-06
[79 empty] | WLDFR | HFTD - Distribution - Tier 3 - 5QU CoRE ¦ 1QU LoRE | Red Flag Warning - Catastrophic Fires | 2030 | 0 | 15317.9909 | 247.273 | 9287.6491 | 5783.0689 | 3988.1546 | 2.393e-06 | 0 | 0.0095437 | 0.0095437 | 0 | 1.8259e-06 | 1.8259e-06 | 0 | 1.8259e-06
[79 empty] | WLDFR | HFTD - Distribution - Tier 3 - 5QU CoRE ¦ 1QU LoRE | Red Flag Warning - Catastrophic Fires | 2031 | 0 | 15317.9909 | 247.273 | 9287.6491 | 5783.0689 | 3988.1546 | 2.393e-06 | 0 | 0.0095437 | 0.0095437 | 0 | 1.8259e-06 | 1.8259e-06 | 0 | 1.8259e-06
[79 empty] | WLDFR | HFTD - Distribution - Tier 3 - 5QU CoRE ¦ 1QU LoRE | Red Flag Warning - Catastrophic Fires | 2032 | 0 | 15317.9909 | 247.273 | 9287.6491 | 5783.0689 | 3988.1546 | 2.393e-06 | 0 | 0.0095437 | 0.0095437 | 0 | 1.8259e-06 | 1.8259e-06 | 0 | 1.8259e-06
[79 empty] | WLDFR | HFTD - Distribution - Tier 3 - 5QU CoRE ¦ 1QU LoRE | Red Flag Warning - Catastrophic Fires | 2033 | 0 | 16044.1264 | 263.1074 | 9721.74 | 6059.2791 | 4178.6364 | 2.393e-06 | 0 | 0.0099996 | 0.0099996 | 0 | 1.909e-06 | 1.909e-06 | 0 | 1.909e-06
[79 empty] | WLDFR | HFTD - Distribution - Tier 3 - 5QU CoRE ¦ 1QU LoRE | Red Flag Warning - Catastrophic Fires | 2034 | 0 | 16044.1264 | 263.1074 | 9721.74 | 6059.2791 | 4178.6364 | 2.393e-06 | 0 | 0.0099996 | 0.0099996 | 0 | 1.909e-06 | 1.909e-06 | 0 | 1.909e-06
[79 empty] | WLDFR | HFTD - Distribution - Tier 3 - 5QU CoRE ¦ 1QU LoRE | Red Flag Warning - Catastrophic Fires | 2035 | 0 | 16044.1264 | 263.1074 | 9721.74 | 6059.2791 | 4178.6364 | 2.393e-06 | 0 | 0.0099996 | 0.0099996 | 0 | 1.909e-06 | 1.909e-06 | 0 | 1.909e-06
[79 empty] | WLDFR | HFTD - Distribution - Tier 3 - 5QU CoRE ¦ 1QU LoRE | Red Flag Warning - Catastrophic Fires | 2036 | 0 | 16044.1264 | 263.1074 | 9721.74 | 6059.2791 | 4178.6364 | 2.393e-06 | 0 | 0.0099996 | 0.0099996 | 0 | 1.909e-06 | 1.909e-06 | 0 | 1.909e-06
[79 empty] | WLDFR | HFTD - Distribution - Tier 3 - 5QU CoRE ¦ 1QU LoRE | Red Flag Warning - Catastrophic Fires | 2037 | 0 | 16044.1264 | 263.1074 | 9721.74 | 6059.2791 | 4178.6364 | 2.393e-06 | 0 | 0.0099996 | 0.0099996 | 0 | 1.909e-06 | 1.909e-06 | 0 | 1.909e-06
[79 empty] | WLDFR | HFTD - Distribution - Tier 3 - 5QU CoRE ¦ 1QU LoRE | Red Flag Warning - Catastrophic Fires | 2038 | 0 | 16832.3912 | 280.5544 | 10192.2718 | 6359.5651 | 4385.7214 | 2.393e-06 | 0 | 0.010495 | 0.010495 | 0 | 1.9991e-06 | 1.9991e-06 | 0 | 1.9991e-06
[79 empty] | WLDFR | HFTD - Distribution - Tier 3 - 5QU CoRE ¦ 1QU LoRE | Red Flag Warning - Catastrophic Fires | 2039 | 0 | 16832.3912 | 280.5544 | 10192.2718 | 6359.5651 | 4385.7214 | 2.393e-06 | 0 | 0.010495 | 0.010495 | 0 | 1.9991e-06 | 1.9991e-06 | 0 | 1.9991e-06
[79 empty] | WLDFR | HFTD - Distribution - Tier 3 - 5QU CoRE ¦ 1QU LoRE | Red Flag Warning - Catastrophic Fires | 2040 | 0 | 16832.3912 | 280.5544 | 10192.2718 | 6359.5651 | 4385.7214 | 2.393e-06 | 0 | 0.010495 | 0.010495 | 0 | 1.9991e-06 | 1.9991e-06 | 0 | 1.9991e-06
[79 empty] | WLDFR | HFTD - Distribution - Tier 3 - 5QU CoRE ¦ 1QU LoRE | Red Flag Warning - Catastrophic Fires | 2041 | 0 | 16832.3912 | 280.5544 | 10192.2718 | 6359.5651 | 4385.7214 | 2.393e-06 | 0 | 0.010495 | 0.010495 | 0 | 1.9991e-06 | 1.9991e-06 | 0 | 1.9991e-06
[79 empty] | WLDFR | HFTD - Distribution - Tier 3 - 5QU CoRE ¦ 1QU LoRE | Red Flag Warning - Catastrophic Fires | 2042 | 0 | 16832.3912 | 280.5544 | 10192.2718 | 6359.5651 | 4385.7214 | 2.393e-06 | 0 | 0.010495 | 0.010495 | 0 | 1.9991e-06 | 1.9991e-06 | 0 | 1.9991e-06
[79 empty] | WLDFR | HFTD - Distribution - Tier 3 - 5QU CoRE ¦ 1QU LoRE | Red Flag Warning - Catastrophic Fires | 2043 | 0 | 17672.0852 | 299.42 | 10692.7362 | 6679.929 | 4606.6527 | 2.393e-06 | 0 | 0.011024 | 0.011024 | 0 | 2.0951e-06 | 2.0951e-06 | 0 | 2.0951e-06
[79 empty] | WLDFR | HFTD - Distribution - Tier 3 - 5QU CoRE ¦ 1QU LoRE | Red Flag Warning - Catastrophic Fires | 2044 | 0 | 17672.0852 | 299.42 | 10692.7362 | 6679.929 | 4606.6527 | 2.393e-06 | 0 | 0.011024 | 0.011024 | 0 | 2.0951e-06 | 2.0951e-06 | 0 | 2.0951e-06
[79 empty] | WLDFR | HFTD - Distribution - Tier 3 - 5QU CoRE ¦ 1QU LoRE | Red Flag Warning - Catastrophic Fires | 2045 | 0 | 17672.0852 | 299.42 | 10692.7362 | 6679.929 | 4606.6527 | 2.393e-06 | 0 | 0.011024 | 0.011024 | 0 | 2.0951e-06 | 2.0951e-06 | 0 | 2.0951e-06
[79 empty] | WLDFR | HFTD - Distribution - Tier 3 - 5QU CoRE ¦ 1QU LoRE | Red Flag Warning - Catastrophic Fires | 2046 | 0 | 17672.0852 | 299.42 | 10692.7362 | 6679.929 | 4606.6527 | 2.393e-06 | 0 | 0.011024 | 0.011024 | 0 | 2.0951e-06 | 2.0951e-06 | 0 | 2.0951e-06
[79 empty] | WLDFR | HFTD - Distribution - Tier 3 - 5QU CoRE ¦ 1QU LoRE | Red Flag Warning - Catastrophic Fires | 2047 | 0 | 17672.0852 | 299.42 | 10692.7362 | 6679.929 | 4606.6527 | 2.393e-06 | 0 | 0.011024 | 0.011024 | 0 | 0 | 2.0951e-06 | 0 | 2.0951e-06
[79 empty] | WLDFR | HFTD - Distribution - Tier 3 - 5QU CoRE ¦ 1QU LoRE | Red Flag Warning - Catastrophic Fires | 2048 | 0 | 18552.3348 | 319.4911 | 11216.5626 | 7016.281 | 4838.6098 | 2.393e-06 | 0 | 0.011579 | 0.011579 | 0 | 4.8547e-05 | 0 | 0 | 0
[79 empty] | WLDFR | HFTD - Distribution - Tier 3 - 5QU CoRE ¦ 1QU LoRE | Red Flag Warning - Catastrophic Fires | 2049 | 0 | 18552.3348 | 319.4911 | 11216.5626 | 7016.281 | 4838.6098 | 2.393e-06 | 0 | 0.011579 | 0.011579 | 0 | 5.0326e-05 | 5.0326e-05 | 0 | 5.0326e-05
[79 empty] | WLDFR | HFTD - Distribution - Tier 3 - 5QU CoRE ¦ 1QU LoRE | Red Flag Warning - Catastrophic Fires | 2050 | 0 | 18552.3348 | 319.4911 | 11216.5626 | 7016.281 | 4838.6098 | 2.393e-06 | 0 | 0.011579 | 0.011579 | 0 | 5.0326e-05 | 5.0326e-05 | 0 | 5.0326e-05
[79 empty] | WLDFR | HFTD - Distribution - Tier 3 - 5QU CoRE ¦ 1QU LoRE | Red Flag Warning - Catastrophic Fires | 2051 | 0 | 18552.3348 | 319.4911 | 11216.5626 | 7016.281 | 4838.6098 | 2.393e-06 | 0 | 0.011579 | 0.011579 | 0 | 5.0326e-05 | 5.0326e-05 | 0 | 5.0326e-05
[79 empty] | WLDFR | HFTD - Distribution - Tier 3 - 5QU CoRE ¦ 1QU LoRE | Red Flag Warning - Catastrophic Fires | 2052 | 0 | 18552.3348 | 319.4911 | 11216.5626 | 7016.281 | 4838.6098 | 2.393e-06 | 0 | 0.011579 | 0.011579 | 0 | 5.0326e-05 | 5.0326e-05 | 0 | 5.0326e-05
[79 empty] | WLDFR | HFTD - Distribution - Tier 3 - 5QU CoRE ¦ 1QU LoRE | Red Flag Warning - Catastrophic Fires | 2053 | 0 | 19462.1283 | 340.5356 | 11757.1413 | 7364.4514 | 5078.7171 | 2.393e-06 | 0 | 0.012153 | 0.012153 | 0 | 5.0326e-05 | 5.0326e-05 | 0 | 5.0326e-05
[79 empty] | WLDFR | HFTD - Distribution - Tier 3 - 5QU CoRE ¦ 1QU LoRE | Red Flag Warning - Catastrophic Fires | 2054 | 0 | 19462.1283 | 340.5356 | 11757.1413 | 7364.4514 | 5078.7171 | 2.393e-06 | 0 | 0.012153 | 0.012153 | 0 | 5.2569e-05 | 5.2569e-05 | 0 | 5.2569e-05
[79 empty] | WLDFR | HFTD - Distribution - Tier 3 - 5QU CoRE ¦ 1QU LoRE | Red Flag Warning - Catastrophic Fires | 2055 | 0 | 19462.1283 | 340.5356 | 11757.1413 | 7364.4514 | 5078.7171 | 2.393e-06 | 0 | 0.012153 | 0.012153 | 0 | 5.2569e-05 | 5.2569e-05 | 0 | 5.2569e-05
[79 empty] | WLDFR | HFTD - Distribution - Tier 3 - 5QU CoRE ¦ 1QU LoRE | Red Flag Warning - Large Fires | 2026 | 0 | 5.475 | 0.71896 | 3.0715 | 1.6846 | 1.1617 | 4.1563e-05 | 0 | 4.8285e-05 | 4.8285e-05 | 0 | 5.2569e-05 | 5.2569e-05 | 0 | 5.2569e-05
[79 empty] | WLDFR | HFTD - Distribution - Tier 3 - 5QU CoRE ¦ 1QU LoRE | Red Flag Warning - Large Fires | 2027 | 0 | 5.475 | 0.71896 | 3.0715 | 1.6846 | 1.1617 | 4.1563e-05 | 0 | 4.8285e-05 | 4.8285e-05 | 0 | 5.2569e-05 | 5.2569e-05 | 0 | 5.2569e-05
[79 empty] | WLDFR | HFTD - Distribution - Tier 3 - 5QU CoRE ¦ 1QU LoRE | Red Flag Warning - Large Fires | 2028 | 0 | 5.777 | 0.74734 | 3.238 | 1.7917 | 1.2356 | 4.1563e-05 | 0 | 5.1356e-05 | 5.1356e-05 | 0 | 5.2569e-05 | 5.2569e-05 | 0 | 5.2569e-05
[79 empty] | WLDFR | HFTD - Distribution - Tier 3 - 5QU CoRE ¦ 1QU LoRE | Red Flag Warning - Large Fires | 2029 | 0 | 5.777 | 0.74734 | 3.238 | 1.7917 | 1.2356 | 4.1563e-05 | 0 | 5.1356e-05 | 5.1356e-05 | 0 | 5.5061e-05 | 5.5061e-05 | 0 | 5.5061e-05
[79 empty] | WLDFR | HFTD - Distribution - Tier 3 - 5QU CoRE ¦ 1QU LoRE | Red Flag Warning - Large Fires | 2030 | 0 | 5.777 | 0.74734 | 3.238 | 1.7917 | 1.2356 | 4.1563e-05 | 0 | 5.1356e-05 | 5.1356e-05 | 0 | 5.5061e-05 | 5.5061e-05 | 0 | 5.5061e-05
[79 empty] | WLDFR | HFTD - Distribution - Tier 3 - 5QU CoRE ¦ 1QU LoRE | Red Flag Warning - Large Fires | 2031 | 0 | 5.777 | 0.74734 | 3.238 | 1.7917 | 1.2356 | 4.1563e-05 | 0 | 5.1356e-05 | 5.1356e-05 | 0 | 5.5061e-05 | 5.5061e-05 | 0 | 5.5061e-05
[79 empty] | WLDFR | HFTD - Distribution - Tier 3 - 5QU CoRE ¦ 1QU LoRE | Red Flag Warning - Large Fires | 2032 | 0 | 5.777 | 0.74734 | 3.238 | 1.7917 | 1.2356 | 4.1563e-05 | 0 | 5.1356e-05 | 5.1356e-05 | 0 | 5.5061e-05 | 5.5061e-05 | 0 | 5.5061e-05
[79 empty] | WLDFR | HFTD - Distribution - Tier 3 - 5QU CoRE ¦ 1QU LoRE | Red Flag Warning - Large Fires | 2033 | 0 | 6.1205 | 0.77885 | 3.4265 | 1.9151 | 1.3207 | 4.1563e-05 | 0 | 5.4893e-05 | 5.4893e-05 | 0 | 5.5061e-05 | 5.5061e-05 | 0 | 5.5061e-05
[79 empty] | WLDFR | HFTD - Distribution - Tier 3 - 5QU CoRE ¦ 1QU LoRE | Red Flag Warning - Large Fires | 2034 | 0 | 6.1205 | 0.77885 | 3.4265 | 1.9151 | 1.3207 | 4.1563e-05 | 0 | 5.4893e-05 | 5.4893e-05 | 0 | 5.7766e-05 | 5.7766e-05 | 0 | 5.7766e-05
[79 empty] | WLDFR | HFTD - Distribution - Tier 3 - 5QU CoRE ¦ 1QU LoRE | Red Flag Warning - Large Fires | 2035 | 0 | 6.1205 | 0.77885 | 3.4265 | 1.9151 | 1.3207 | 4.1563e-05 | 0 | 5.4893e-05 | 5.4893e-05 | 0 | 5.7766e-05 | 5.7766e-05 | 0 | 5.7766e-05
[79 empty] | WLDFR | HFTD - Distribution - Tier 3 - 5QU CoRE ¦ 1QU LoRE | Red Flag Warning - Large Fires | 2036 | 0 | 6.1205 | 0.77885 | 3.4265 | 1.9151 | 1.3207 | 4.1563e-05 | 0 | 5.4893e-05 | 5.4893e-05 | 0 | 5.7766e-05 | 5.7766e-05 | 0 | 5.7766e-05
[79 empty] | WLDFR | HFTD - Distribution - Tier 3 - 5QU CoRE ¦ 1QU LoRE | Red Flag Warning - Large Fires | 2037 | 0 | 6.1205 | 0.77885 | 3.4265 | 1.9151 | 1.3207 | 4.1563e-05 | 0 | 5.4893e-05 | 5.4893e-05 | 0 | 5.7766e-05 | 5.7766e-05 | 0 | 5.7766e-05
[79 empty] | WLDFR | HFTD - Distribution - Tier 3 - 5QU CoRE ¦ 1QU LoRE | Red Flag Warning - Large Fires | 2038 | 0 | 6.5028 | 0.81304 | 3.6355 | 2.0543 | 1.4167 | 4.1563e-05 | 0 | 5.8881e-05 | 5.8881e-05 | 0 | 5.7766e-05 | 5.7766e-05 | 0 | 5.7766e-05
[79 empty] | WLDFR | HFTD - Distribution - Tier 3 - 5QU CoRE ¦ 1QU LoRE | Red Flag Warning - Large Fires | 2039 | 0 | 6.5028 | 0.81304 | 3.6355 | 2.0543 | 1.4167 | 4.1563e-05 | 0 | 5.8881e-05 | 5.8881e-05 | 0 | 6.0647e-05 | 6.0647e-05 | 0 | 6.0647e-05
[79 empty] | WLDFR | HFTD - Distribution - Tier 3 - 5QU CoRE ¦ 1QU LoRE | Red Flag Warning - Large Fires | 2040 | 0 | 6.5028 | 0.81304 | 3.6355 | 2.0543 | 1.4167 | 4.1563e-05 | 0 | 5.8881e-05 | 5.8881e-05 | 0 | 6.0647e-05 | 6.0647e-05 | 0 | 6.0647e-05
[79 empty] | WLDFR | HFTD - Distribution - Tier 3 - 5QU CoRE ¦ 1QU LoRE | Red Flag Warning - Large Fires | 2041 | 0 | 6.5028 | 0.81304 | 3.6355 | 2.0543 | 1.4167 | 4.1563e-05 | 0 | 5.8881e-05 | 5.8881e-05 | 0 | 6.0647e-05 | 6.0647e-05 | 0 | 6.0647e-05
[79 empty] | WLDFR | HFTD - Distribution - Tier 3 - 5QU CoRE ¦ 1QU LoRE | Red Flag Warning - Large Fires | 2042 | 0 | 6.5028 | 0.81304 | 3.6355 | 2.0543 | 1.4167 | 4.1563e-05 | 0 | 5.8881e-05 | 5.8881e-05 | 0 | 6.0647e-05 | 6.0647e-05 | 0 | 6.0647e-05
[79 empty] | WLDFR | HFTD - Distribution - Tier 3 - 5QU CoRE ¦ 1QU LoRE | Red Flag Warning - Large Fires | 2043 | 0 | 6.9209 | 0.84944 | 3.8632 | 2.2083 | 1.5229 | 4.1563e-05 | 0 | 6.3297e-05 | 6.3297e-05 | 0 | 6.0647e-05 | 6.0647e-05 | 0 | 6.0647e-05
[79 empty] | WLDFR | HFTD - Distribution - Tier 3 - 5QU CoRE ¦ 1QU LoRE | Red Flag Warning - Large Fires | 2044 | 0 | 6.9209 | 0.84944 | 3.8632 | 2.2083 | 1.5229 | 4.1563e-05 | 0 | 6.3297e-05 | 6.3297e-05 | 0 | 6.3668e-05 | 6.3668e-05 | 0 | 6.3668e-05
[79 empty] | WLDFR | HFTD - Distribution - Tier 3 - 5QU CoRE ¦ 1QU LoRE | Red Flag Warning - Large Fires | 2045 | 0 | 6.9209 | 0.84944 | 3.8632 | 2.2083 | 1.5229 | 4.1563e-05 | 0 | 6.3297e-05 | 6.3297e-05 | 0 | 6.3668e-05 | 6.3668e-05 | 0 | 6.3668e-05
[79 empty] | WLDFR | HFTD - Distribution - Tier 3 - 5QU CoRE ¦ 1QU LoRE | Red Flag Warning - Large Fires | 2046 | 0 | 6.9209 | 0.84944 | 3.8632 | 2.2083 | 1.5229 | 4.1563e-05 | 0 | 6.3297e-05 | 6.3297e-05 | 0 | 6.3668e-05 | 6.3668e-05 | 0 | 6.3668e-05
[79 empty] | WLDFR | HFTD - Distribution - Tier 3 - 5QU CoRE ¦ 1QU LoRE | Red Flag Warning - Large Fires | 2047 | 0 | 6.9209 | 0.84944 | 3.8632 | 2.2083 | 1.5229 | 4.1563e-05 | 0 | 6.3297e-05 | 6.3297e-05 | 0 | 6.3668e-05 | 6.3668e-05 | 0 | 6.3668e-05
[79 empty] | WLDFR | HFTD - Distribution - Tier 3 - 5QU CoRE ¦ 1QU LoRE | Red Flag Warning - Large Fires | 2048 | 0 | 7.3713 | 0.88759 | 4.1075 | 2.3763 | 1.6388 | 4.1563e-05 | 0 | 6.8111e-05 | 6.8111e-05 | 0 | 0 | 6.3668e-05 | 0 | 6.3668e-05
[79 empty] | WLDFR | HFTD - Distribution - Tier 3 - 5QU CoRE ¦ 1QU LoRE | Red Flag Warning - Large Fires | 2049 | 0 | 7.3713 | 0.88759 | 4.1075 | 2.3763 | 1.6388 | 4.1563e-05 | 0 | 6.8111e-05 | 6.8111e-05 | 0 | 7.4171e-05 | 0 | 0 | 0
[79 empty] | WLDFR | HFTD - Distribution - Tier 3 - 5QU CoRE ¦ 1QU LoRE | Red Flag Warning - Large Fires | 2050 | 0 | 7.3713 | 0.88759 | 4.1075 | 2.3763 | 1.6388 | 4.1563e-05 | 0 | 6.8111e-05 | 6.8111e-05 | 0 | 7.6881e-05 | 7.6881e-05 | 0 | 7.6881e-05
[79 empty] | WLDFR | HFTD - Distribution - Tier 3 - 5QU CoRE ¦ 1QU LoRE | Red Flag Warning - Large Fires | 2051 | 0 | 7.3713 | 0.88759 | 4.1075 | 2.3763 | 1.6388 | 4.1563e-05 | 0 | 6.8111e-05 | 6.8111e-05 | 0 | 7.6881e-05 | 7.6881e-05 | 0 | 7.6881e-05
[79 empty] | WLDFR | HFTD - Distribution - Tier 3 - 5QU CoRE ¦ 1QU LoRE | Red Flag Warning - Large Fires | 2052 | 0 | 7.3713 | 0.88759 | 4.1075 | 2.3763 | 1.6388 | 4.1563e-05 | 0 | 6.8111e-05 | 6.8111e-05 | 0 | 7.6881e-05 | 7.6881e-05 | 0 | 7.6881e-05
[79 empty] | WLDFR | HFTD - Distribution - Tier 3 - 5QU CoRE ¦ 1QU LoRE | Red Flag Warning - Large Fires | 2053 | 0 | 7.8503 | 0.92702 | 4.3664 | 2.5569 | 1.7633 | 4.1563e-05 | 0 | 7.3287e-05 | 7.3287e-05 | 0 | 7.6881e-05 | 7.6881e-05 | 0 | 7.6881e-05
[79 empty] | WLDFR | HFTD - Distribution - Tier 3 - 5QU CoRE ¦ 1QU LoRE | Red Flag Warning - Large Fires | 2054 | 0 | 7.8503 | 0.92702 | 4.3664 | 2.5569 | 1.7633 | 4.1563e-05 | 0 | 7.3287e-05 | 7.3287e-05 | 0 | 7.6881e-05 | 7.6881e-05 | 0 | 7.6881e-05
[79 empty] | WLDFR | HFTD - Distribution - Tier 3 - 5QU CoRE ¦ 1QU LoRE | Red Flag Warning - Large Fires | 2055 | 0 | 7.8503 | 0.92702 | 4.3664 | 2.5569 | 1.7633 | 4.1563e-05 | 0 | 7.3287e-05 | 7.3287e-05 | 0 | 8.0293e-05 | 8.0293e-05 | 0 | 8.0293e-05
[79 empty] | WLDFR | HFTD - Distribution - Tier 3 - 5QU CoRE ¦ 1QU LoRE | Red Flag Warning - Small Fires | 2026 | 0 | 0.080408 | 0.03759 | 0.0016314 | 0.041187 | 0.028403 | 0.0012904 | 0 | 3.6652e-05 | 3.6652e-05 | 0 | 8.0293e-05 | 8.0293e-05 | 0 | 8.0293e-05
[79 empty] | WLDFR | HFTD - Distribution - Tier 3 - 5QU CoRE ¦ 1QU LoRE | Red Flag Warning - Small Fires | 2027 | 0 | 0.080408 | 0.03759 | 0.0016314 | 0.041187 | 0.028403 | 0.0012904 | 0 | 3.6652e-05 | 3.6652e-05 | 0 | 8.0293e-05 | 8.0293e-05 | 0 | 8.0293e-05
[79 empty] | WLDFR | HFTD - Distribution - Tier 3 - 5QU CoRE ¦ 1QU LoRE | Red Flag Warning - Small Fires | 2028 | 0 | 0.083606 | 0.039055 | 0.001695 | 0.042856 | 0.029555 | 0.0012904 | 0 | 3.8138e-05 | 3.8138e-05 | 0 | 8.0293e-05 | 8.0293e-05 | 0 | 8.0293e-05
[79 empty] | WLDFR | HFTD - Distribution - Tier 3 - 5QU CoRE ¦ 1QU LoRE | Red Flag Warning - Small Fires | 2029 | 0 | 0.083606 | 0.039055 | 0.001695 | 0.042856 | 0.029555 | 0.0012904 | 0 | 3.8138e-05 | 3.8138e-05 | 0 | 8.0293e-05 | 8.0293e-05 | 0 | 8.0293e-05
[79 empty] | WLDFR | HFTD - Distribution - Tier 3 - 5QU CoRE ¦ 1QU LoRE | Red Flag Warning - Small Fires | 2030 | 0 | 0.083606 | 0.039055 | 0.001695 | 0.042856 | 0.029555 | 0.0012904 | 0 | 3.8138e-05 | 3.8138e-05 | 0 | 8.4082e-05 | 8.4082e-05 | 0 | 8.4082e-05
[79 empty] | WLDFR | HFTD - Distribution - Tier 3 - 5QU CoRE ¦ 1QU LoRE | Red Flag Warning - Small Fires | 2031 | 0 | 0.083606 | 0.039055 | 0.001695 | 0.042856 | 0.029555 | 0.0012904 | 0 | 3.8138e-05 | 3.8138e-05 | 0 | 8.4082e-05 | 8.4082e-05 | 0 | 8.4082e-05
[79 empty] | WLDFR | HFTD - Distribution - Tier 3 - 5QU CoRE ¦ 1QU LoRE | Red Flag Warning - Small Fires | 2032 | 0 | 0.083606 | 0.039055 | 0.001695 | 0.042856 | 0.029555 | 0.0012904 | 0 | 3.8138e-05 | 3.8138e-05 | 0 | 8.4082e-05 | 8.4082e-05 | 0 | 8.4082e-05
[79 empty] | WLDFR | HFTD - Distribution - Tier 3 - 5QU CoRE ¦ 1QU LoRE | Red Flag Warning - Small Fires | 2033 | 0 | 0.087211 | 0.040679 | 0.0017655 | 0.044766 | 0.030872 | 0.0012904 | 0 | 3.9838e-05 | 3.9838e-05 | 0 | 8.4082e-05 | 8.4082e-05 | 0 | 8.4082e-05
[79 empty] | WLDFR | HFTD - Distribution - Tier 3 - 5QU CoRE ¦ 1QU LoRE | Red Flag Warning - Small Fires | 2034 | 0 | 0.087211 | 0.040679 | 0.0017655 | 0.044766 | 0.030872 | 0.0012904 | 0 | 3.9838e-05 | 3.9838e-05 | 0 | 8.4082e-05 | 8.4082e-05 | 0 | 8.4082e-05
[79 empty] | WLDFR | HFTD - Distribution - Tier 3 - 5QU CoRE ¦ 1QU LoRE | Red Flag Warning - Small Fires | 2035 | 0 | 0.087211 | 0.040679 | 0.0017655 | 0.044766 | 0.030872 | 0.0012904 | 0 | 3.9838e-05 | 3.9838e-05 | 0 | 8.8191e-05 | 8.8191e-05 | 0 | 8.8191e-05
[79 empty] | WLDFR | HFTD - Distribution - Tier 3 - 5QU CoRE ¦ 1QU LoRE | Red Flag Warning - Small Fires | 2036 | 0 | 0.087211 | 0.040679 | 0.0017655 | 0.044766 | 0.030872 | 0.0012904 | 0 | 3.9838e-05 | 3.9838e-05 | 0 | 8.8191e-05 | 8.8191e-05 | 0 | 8.8191e-05
[79 empty] | WLDFR | HFTD - Distribution - Tier 3 - 5QU CoRE ¦ 1QU LoRE | Red Flag Warning - Small Fires | 2037 | 0 | 0.087211 | 0.040679 | 0.0017655 | 0.044766 | 0.030872 | 0.0012904 | 0 | 3.9838e-05 | 3.9838e-05 | 0 | 8.8191e-05 | 8.8191e-05 | 0 | 8.8191e-05
[79 empty] | WLDFR | HFTD - Distribution - Tier 3 - 5QU CoRE ¦ 1QU LoRE | Red Flag Warning - Small Fires | 2038 | 0 | 0.091184 | 0.042438 | 0.0018418 | 0.046905 | 0.032347 | 0.0012904 | 0 | 4.1741e-05 | 4.1741e-05 | 0 | 8.8191e-05 | 8.8191e-05 | 0 | 8.8191e-05
[79 empty] | WLDFR | HFTD - Distribution - Tier 3 - 5QU CoRE ¦ 1QU LoRE | Red Flag Warning - Small Fires | 2039 | 0 | 0.091184 | 0.042438 | 0.0018418 | 0.046905 | 0.032347 | 0.0012904 | 0 | 4.1741e-05 | 4.1741e-05 | 0 | 8.8191e-05 | 8.8191e-05 | 0 | 8.8191e-05
[79 empty] | WLDFR | HFTD - Distribution - Tier 3 - 5QU CoRE ¦ 1QU LoRE | Red Flag Warning - Small Fires | 2040 | 0 | 0.091184 | 0.042438 | 0.0018418 | 0.046905 | 0.032347 | 0.0012904 | 0 | 4.1741e-05 | 4.1741e-05 | 0 | 9.2564e-05 | 9.2564e-05 | 0 | 9.2564e-05
[79 empty] | WLDFR | HFTD - Distribution - Tier 3 - 5QU CoRE ¦ 1QU LoRE | Red Flag Warning - Small Fires | 2041 | 0 | 0.091184 | 0.042438 | 0.0018418 | 0.046905 | 0.032347 | 0.0012904 | 0 | 4.1741e-05 | 4.1741e-05 | 0 | 9.2564e-05 | 9.2564e-05 | 0 | 9.2564e-05
[79 empty] | WLDFR | HFTD - Distribution - Tier 3 - 5QU CoRE ¦ 1QU LoRE | Red Flag Warning - Small Fires | 2042 | 0 | 0.091184 | 0.042438 | 0.0018418 | 0.046905 | 0.032347 | 0.0012904 | 0 | 4.1741e-05 | 4.1741e-05 | 0 | 9.2564e-05 | 9.2564e-05 | 0 | 9.2564e-05
[79 empty] | WLDFR | HFTD - Distribution - Tier 3 - 5QU CoRE ¦ 1QU LoRE | Red Flag Warning - Small Fires | 2043 | 0 | 0.095486 | 0.044306 | 0.0019228 | 0.049257 | 0.033969 | 0.0012904 | 0 | 4.3834e-05 | 4.3834e-05 | 0 | 9.2564e-05 | 9.2564e-05 | 0 | 9.2564e-05
[79 empty] | WLDFR | HFTD - Distribution - Tier 3 - 5QU CoRE ¦ 1QU LoRE | Red Flag Warning - Small Fires | 2044 | 0 | 0.095486 | 0.044306 | 0.0019228 | 0.049257 | 0.033969 | 0.0012904 | 0 | 4.3834e-05 | 4.3834e-05 | 0 | 9.2564e-05 | 9.2564e-05 | 0 | 9.2564e-05
[79 empty] | WLDFR | HFTD - Distribution - Tier 3 - 5QU CoRE ¦ 1QU LoRE | Red Flag Warning - Small Fires | 2045 | 0 | 0.095486 | 0.044306 | 0.0019228 | 0.049257 | 0.033969 | 0.0012904 | 0 | 4.3834e-05 | 4.3834e-05 | 0 | 9.7144e-05 | 9.7144e-05 | 0 | 9.7144e-05
[79 empty] | WLDFR | HFTD - Distribution - Tier 3 - 5QU CoRE ¦ 1QU LoRE | Red Flag Warning - Small Fires | 2046 | 0 | 0.095486 | 0.044306 | 0.0019228 | 0.049257 | 0.033969 | 0.0012904 | 0 | 4.3834e-05 | 4.3834e-05 | 0 | 9.7144e-05 | 9.7144e-05 | 0 | 9.7144e-05
[79 empty] | WLDFR | HFTD - Distribution - Tier 3 - 5QU CoRE ¦ 1QU LoRE | Red Flag Warning - Small Fires | 2047 | 0 | 0.095486 | 0.044306 | 0.0019228 | 0.049257 | 0.033969 | 0.0012904 | 0 | 4.3834e-05 | 4.3834e-05 | 0 | 9.7144e-05 | 9.7144e-05 | 0 | 9.7144e-05
[79 empty] | WLDFR | HFTD - Distribution - Tier 3 - 5QU CoRE ¦ 1QU LoRE | Red Flag Warning - Small Fires | 2048 | 0 | 0.10007 | 0.04626 | 0.0020076 | 0.051804 | 0.035726 | 0.0012904 | 0 | 4.6101e-05 | 4.6101e-05 | 0 | 9.7144e-05 | 9.7144e-05 | 0 | 9.7144e-05
[79 empty] | WLDFR | HFTD - Distribution - Tier 3 - 5QU CoRE ¦ 1QU LoRE | Red Flag Warning - Small Fires | 2049 | 0 | 0.10007 | 0.04626 | 0.0020076 | 0.051804 | 0.035726 | 0.0012904 | 0 | 4.6101e-05 | 4.6101e-05 | 0 | 0 | 9.7144e-05 | 0 | 9.7144e-05
[79 empty] | WLDFR | HFTD - Distribution - Tier 3 - 5QU CoRE ¦ 1QU LoRE | Red Flag Warning - Small Fires | 2050 | 0 | 0.10007 | 0.04626 | 0.0020076 | 0.051804 | 0.035726 | 0.0012904 | 0 | 4.6101e-05 | 4.6101e-05 | 0 | 1.2315e-06 | 0 | 0 | 0
[79 empty] | WLDFR | HFTD - Distribution - Tier 3 - 5QU CoRE ¦ 1QU LoRE | Red Flag Warning - Small Fires | 2051 | 0 | 0.10007 | 0.04626 | 0.0020076 | 0.051804 | 0.035726 | 0.0012904 | 0 | 4.6101e-05 | 4.6101e-05 | 0 | 1.2866e-06 | 1.2866e-06 | 0 | 1.2866e-06
[79 empty] | WLDFR | HFTD - Distribution - Tier 3 - 5QU CoRE ¦ 1QU LoRE | Red Flag Warning - Small Fires | 2052 | 0 | 0.10007 | 0.04626 | 0.0020076 | 0.051804 | 0.035726 | 0.0012904 | 0 | 4.6101e-05 | 4.6101e-05 | 0 | 1.2866e-06 | 1.2866e-06 | 0 | 1.2866e-06
[79 empty] | WLDFR | HFTD - Distribution - Tier 3 - 5QU CoRE ¦ 1QU LoRE | Red Flag Warning - Small Fires | 2053 | 0 | 0.10489 | 0.048274 | 0.002095 | 0.054525 | 0.037602 | 0.0012904 | 0 | 4.8522e-05 | 4.8522e-05 | 0 | 1.2866e-06 | 1.2866e-06 | 0 | 1.2866e-06
[79 empty] | WLDFR | HFTD - Distribution - Tier 3 - 5QU CoRE ¦ 1QU LoRE | Red Flag Warning - Small Fires | 2054 | 0 | 0.10489 | 0.048274 | 0.002095 | 0.054525 | 0.037602 | 0.0012904 | 0 | 4.8522e-05 | 4.8522e-05 | 0 | 1.2866e-06 | 1.2866e-06 | 0 | 1.2866e-06
[79 empty] | WLDFR | HFTD - Distribution - Tier 3 - 5QU CoRE ¦ 1QU LoRE | Red Flag Warning - Small Fires | 2055 | 0 | 0.10489 | 0.048274 | 0.002095 | 0.054525 | 0.037602 | 0.0012904 | 0 | 4.8522e-05 | 4.8522e-05 | 0 | 1.2866e-06 | 1.2866e-06 | 0 | 1.2866e-06
[79 empty] | WLDFR | HFTD - Distribution - Tier 3 - 5QU CoRE ¦ 1QU LoRE | Seismic - Non-Red Flag Warning - Catastrophic Fires | 2026 | 0 | 21835.9781 | 428.6023 | 13939.561 | 7467.8148 | 5149.9993 | 6.0636e-10 | 0 | 3.1227e-06 | 3.1227e-06 | 0 | 1.3576e-06 | 1.3576e-06 | 0 | 1.3576e-06
[79 empty] | WLDFR | HFTD - Distribution - Tier 3 - 5QU CoRE ¦ 1QU LoRE | Seismic - Non-Red Flag Warning - Catastrophic Fires | 2027 | 0 | 21835.9781 | 428.6023 | 13939.561 | 7467.8148 | 5149.9993 | 6.0636e-10 | 0 | 3.1227e-06 | 3.1227e-06 | 0 | 1.3576e-06 | 1.3576e-06 | 0 | 1.3576e-06
[79 empty] | WLDFR | HFTD - Distribution - Tier 3 - 5QU CoRE ¦ 1QU LoRE | Seismic - Non-Red Flag Warning - Catastrophic Fires | 2028 | 0 | 22783.187 | 453.261 | 14531.3357 | 7798.5904 | 5378.1107 | 6.0636e-10 | 0 | 3.2611e-06 | 3.2611e-06 | 0 | 1.3576e-06 | 1.3576e-06 | 0 | 1.3576e-06
[79 empty] | WLDFR | HFTD - Distribution - Tier 3 - 5QU CoRE ¦ 1QU LoRE | Seismic - Non-Red Flag Warning - Catastrophic Fires | 2029 | 0 | 22783.187 | 453.261 | 14531.3357 | 7798.5904 | 5378.1107 | 6.0636e-10 | 0 | 3.2611e-06 | 3.2611e-06 | 0 | 1.3576e-06 | 1.3576e-06 | 0 | 1.3576e-06
[79 empty] | WLDFR | HFTD - Distribution - Tier 3 - 5QU CoRE ¦ 1QU LoRE | Seismic - Non-Red Flag Warning - Catastrophic Fires | 2030 | 0 | 22783.187 | 453.261 | 14531.3357 | 7798.5904 | 5378.1107 | 6.0636e-10 | 0 | 3.2611e-06 | 3.2611e-06 | 0 | 1.3576e-06 | 1.3576e-06 | 0 | 1.3576e-06
[79 empty] | WLDFR | HFTD - Distribution - Tier 3 - 5QU CoRE ¦ 1QU LoRE | Seismic - Non-Red Flag Warning - Catastrophic Fires | 2031 | 0 | 22783.187 | 453.261 | 14531.3357 | 7798.5904 | 5378.1107 | 6.0636e-10 | 0 | 3.2611e-06 | 3.2611e-06 | 0 | 1.4383e-06 | 1.4383e-06 | 0 | 1.4383e-06
[79 empty] | WLDFR | HFTD - Distribution - Tier 3 - 5QU CoRE ¦ 1QU LoRE | Seismic - Non-Red Flag Warning - Catastrophic Fires | 2032 | 0 | 22783.187 | 453.261 | 14531.3357 | 7798.5904 | 5378.1107 | 6.0636e-10 | 0 | 3.2611e-06 | 3.2611e-06 | 0 | 1.4383e-06 | 1.4383e-06 | 0 | 1.4383e-06
[79 empty] | WLDFR | HFTD - Distribution - Tier 3 - 5QU CoRE ¦ 1QU LoRE | Seismic - Non-Red Flag Warning - Catastrophic Fires | 2033 | 0 | 23835.2641 | 480.9649 | 15187.7294 | 8166.5698 | 5631.8789 | 6.0636e-10 | 0 | 3.4149e-06 | 3.4149e-06 | 0 | 1.4383e-06 | 1.4383e-06 | 0 | 1.4383e-06
[79 empty] | WLDFR | HFTD - Distribution - Tier 3 - 5QU CoRE ¦ 1QU LoRE | Seismic - Non-Red Flag Warning - Catastrophic Fires | 2034 | 0 | 23835.2641 | 480.9649 | 15187.7294 | 8166.5698 | 5631.8789 | 6.0636e-10 | 0 | 3.4149e-06 | 3.4149e-06 | 0 | 1.4383e-06 | 1.4383e-06 | 0 | 1.4383e-06
[79 empty] | WLDFR | HFTD - Distribution - Tier 3 - 5QU CoRE ¦ 1QU LoRE | Seismic - Non-Red Flag Warning - Catastrophic Fires | 2035 | 0 | 23835.2641 | 480.9649 | 15187.7294 | 8166.5698 | 5631.8789 | 6.0636e-10 | 0 | 3.4149e-06 | 3.4149e-06 | 0 | 1.4383e-06 | 1.4383e-06 | 0 | 1.4383e-06
[79 empty] | WLDFR | HFTD - Distribution - Tier 3 - 5QU CoRE ¦ 1QU LoRE | Seismic - Non-Red Flag Warning - Catastrophic Fires | 2036 | 0 | 23835.2641 | 480.9649 | 15187.7294 | 8166.5698 | 5631.8789 | 6.0636e-10 | 0 | 3.4149e-06 | 3.4149e-06 | 0 | 1.5281e-06 | 1.5281e-06 | 0 | 1.5281e-06
[79 empty] | WLDFR | HFTD - Distribution - Tier 3 - 5QU CoRE ¦ 1QU LoRE | Seismic - Non-Red Flag Warning - Catastrophic Fires | 2037 | 0 | 23835.2641 | 480.9649 | 15187.7294 | 8166.5698 | 5631.8789 | 6.0636e-10 | 0 | 3.4149e-06 | 3.4149e-06 | 0 | 1.5281e-06 | 1.5281e-06 | 0 | 1.5281e-06
[79 empty] | WLDFR | HFTD - Distribution - Tier 3 - 5QU CoRE ¦ 1QU LoRE | Seismic - Non-Red Flag Warning - Catastrophic Fires | 2038 | 0 | 24976.6418 | 511.3745 | 15898.8237 | 8566.4437 | 5907.6423 | 6.0636e-10 | 0 | 3.5821e-06 | 3.5821e-06 | 0 | 1.5281e-06 | 1.5281e-06 | 0 | 1.5281e-06
[79 empty] | WLDFR | HFTD - Distribution - Tier 3 - 5QU CoRE ¦ 1QU LoRE | Seismic - Non-Red Flag Warning - Catastrophic Fires | 2039 | 0 | 24976.6418 | 511.3745 | 15898.8237 | 8566.4437 | 5907.6423 | 6.0636e-10 | 0 | 3.5821e-06 | 3.5821e-06 | 0 | 1.5281e-06 | 1.5281e-06 | 0 | 1.5281e-06
[79 empty] | WLDFR | HFTD - Distribution - Tier 3 - 5QU CoRE ¦ 1QU LoRE | Seismic - Non-Red Flag Warning - Catastrophic Fires | 2040 | 0 | 24976.6418 | 511.3745 | 15898.8237 | 8566.4437 | 5907.6423 | 6.0636e-10 | 0 | 3.5821e-06 | 3.5821e-06 | 0 | 1.5281e-06 | 1.5281e-06 | 0 | 1.5281e-06
[79 empty] | WLDFR | HFTD - Distribution - Tier 3 - 5QU CoRE ¦ 1QU LoRE | Seismic - Non-Red Flag Warning - Catastrophic Fires | 2041 | 0 | 24976.6418 | 511.3745 | 15898.8237 | 8566.4437 | 5907.6423 | 6.0636e-10 | 0 | 3.5821e-06 | 3.5821e-06 | 0 | 1.6264e-06 | 1.6264e-06 | 0 | 1.6264e-06
[79 empty] | WLDFR | HFTD - Distribution - Tier 3 - 5QU CoRE ¦ 1QU LoRE | Seismic - Non-Red Flag Warning - Catastrophic Fires | 2042 | 0 | 24976.6418 | 511.3745 | 15898.8237 | 8566.4437 | 5907.6423 | 6.0636e-10 | 0 | 3.5821e-06 | 3.5821e-06 | 0 | 1.6264e-06 | 1.6264e-06 | 0 | 1.6264e-06
[79 empty] | WLDFR | HFTD - Distribution - Tier 3 - 5QU CoRE ¦ 1QU LoRE | Seismic - Non-Red Flag Warning - Catastrophic Fires | 2043 | 0 | 26191.7278 | 544.1291 | 16654.7414 | 8992.8573 | 6201.7082 | 6.0636e-10 | 0 | 3.7604e-06 | 3.7604e-06 | 0 | 1.6264e-06 | 1.6264e-06 | 0 | 1.6264e-06
[79 empty] | WLDFR | HFTD - Distribution - Tier 3 - 5QU CoRE ¦ 1QU LoRE | Seismic - Non-Red Flag Warning - Catastrophic Fires | 2044 | 0 | 26191.7278 | 544.1291 | 16654.7414 | 8992.8573 | 6201.7082 | 6.0636e-10 | 0 | 3.7604e-06 | 3.7604e-06 | 0 | 1.6264e-06 | 1.6264e-06 | 0 | 1.6264e-06
[79 empty] | WLDFR | HFTD - Distribution - Tier 3 - 5QU CoRE ¦ 1QU LoRE | Seismic - Non-Red Flag Warning - Catastrophic Fires | 2045 | 0 | 26191.7278 | 544.1291 | 16654.7414 | 8992.8573 | 6201.7082 | 6.0636e-10 | 0 | 3.7604e-06 | 3.7604e-06 | 0 | 1.6264e-06 | 1.6264e-06 | 0 | 1.6264e-06
[79 empty] | WLDFR | HFTD - Distribution - Tier 3 - 5QU CoRE ¦ 1QU LoRE | Seismic - Non-Red Flag Warning - Catastrophic Fires | 2046 | 0 | 26191.7278 | 544.1291 | 16654.7414 | 8992.8573 | 6201.7082 | 6.0636e-10 | 0 | 3.7604e-06 | 3.7604e-06 | 0 | 1.7322e-06 | 1.7322e-06 | 0 | 1.7322e-06
[79 empty] | WLDFR | HFTD - Distribution - Tier 3 - 5QU CoRE ¦ 1QU LoRE | Seismic - Non-Red Flag Warning - Catastrophic Fires | 2047 | 0 | 26191.7278 | 544.1291 | 16654.7414 | 8992.8573 | 6201.7082 | 6.0636e-10 | 0 | 3.7604e-06 | 3.7604e-06 | 0 | 1.7322e-06 | 1.7322e-06 | 0 | 1.7322e-06
[79 empty] | WLDFR | HFTD - Distribution - Tier 3 - 5QU CoRE ¦ 1QU LoRE | Seismic - Non-Red Flag Warning - Catastrophic Fires | 2048 | 0 | 27464.7227 | 578.8407 | 17445.538 | 9440.3441 | 6510.3067 | 6.0636e-10 | 0 | 3.9476e-06 | 3.9476e-06 | 0 | 1.7322e-06 | 1.7322e-06 | 0 | 1.7322e-06
[79 empty] | WLDFR | HFTD - Distribution - Tier 3 - 5QU CoRE ¦ 1QU LoRE | Seismic - Non-Red Flag Warning - Catastrophic Fires | 2049 | 0 | 27464.7227 | 578.8407 | 17445.538 | 9440.3441 | 6510.3067 | 6.0636e-10 | 0 | 3.9476e-06 | 3.9476e-06 | 0 | 1.7322e-06 | 1.7322e-06 | 0 | 1.7322e-06
[79 empty] | WLDFR | HFTD - Distribution - Tier 3 - 5QU CoRE ¦ 1QU LoRE | Seismic - Non-Red Flag Warning - Catastrophic Fires | 2050 | 0 | 27464.7227 | 578.8407 | 17445.538 | 9440.3441 | 6510.3067 | 6.0636e-10 | 0 | 3.9476e-06 | 3.9476e-06 | 0 | 0 | 1.7322e-06 | 0 | 1.7322e-06
[79 empty] | WLDFR | HFTD - Distribution - Tier 3 - 5QU CoRE ¦ 1QU LoRE | Seismic - Non-Red Flag Warning - Catastrophic Fires | 2051 | 0 | 27464.7227 | 578.8407 | 17445.538 | 9440.3441 | 6510.3067 | 6.0636e-10 | 0 | 3.9476e-06 | 3.9476e-06 | 0 | 6.9621e-06 | 0 | 0 | 0
[79 empty] | WLDFR | HFTD - Distribution - Tier 3 - 5QU CoRE ¦ 1QU LoRE | Seismic - Non-Red Flag Warning - Catastrophic Fires | 2052 | 0 | 27464.7227 | 578.8407 | 17445.538 | 9440.3441 | 6510.3067 | 6.0636e-10 | 0 | 3.9476e-06 | 3.9476e-06 | 0 | 7.1862e-06 | 7.1862e-06 | 0 | 7.1862e-06
[79 empty] | WLDFR | HFTD - Distribution - Tier 3 - 5QU CoRE ¦ 1QU LoRE | Seismic - Non-Red Flag Warning - Catastrophic Fires | 2053 | 0 | 28779.6694 | 615.0952 | 18261.2327 | 9903.3415 | 6829.6018 | 6.0636e-10 | 0 | 4.1412e-06 | 4.1412e-06 | 0 | 7.1862e-06 | 7.1862e-06 | 0 | 7.1862e-06
[79 empty] | WLDFR | HFTD - Distribution - Tier 3 - 5QU CoRE ¦ 1QU LoRE | Seismic - Non-Red Flag Warning - Catastrophic Fires | 2054 | 0 | 28779.6694 | 615.0952 | 18261.2327 | 9903.3415 | 6829.6018 | 6.0636e-10 | 0 | 4.1412e-06 | 4.1412e-06 | 0 | 7.1862e-06 | 7.1862e-06 | 0 | 7.1862e-06
[79 empty] | WLDFR | HFTD - Distribution - Tier 3 - 5QU CoRE ¦ 1QU LoRE | Seismic - Non-Red Flag Warning - Catastrophic Fires | 2055 | 0 | 28779.6694 | 615.0952 | 18261.2327 | 9903.3415 | 6829.6018 | 6.0636e-10 | 0 | 4.1412e-06 | 4.1412e-06 | 0 | 7.1862e-06 | 7.1862e-06 | 0 | 7.1862e-06
[79 empty] | WLDFR | HFTD - Distribution - Tier 3 - 5QU CoRE ¦ 1QU LoRE | Seismic - Red Flag Warning - Catastrophic Fires | 2026 | 0 | 21835.9781 | 428.6023 | 13939.561 | 7467.8148 | 5149.9993 | 2.6146e-08 | 0 | 0.00013465 | 0.00013465 | 0 | 7.1862e-06 | 7.1862e-06 | 0 | 7.1862e-06
[79 empty] | WLDFR | HFTD - Distribution - Tier 3 - 5QU CoRE ¦ 1QU LoRE | Seismic - Red Flag Warning - Catastrophic Fires | 2027 | 0 | 21835.9781 | 428.6023 | 13939.561 | 7467.8148 | 5149.9993 | 2.6146e-08 | 0 | 0.00013465 | 0.00013465 | 0 | 7.472e-06 | 7.472e-06 | 0 | 7.472e-06
[79 empty] | WLDFR | HFTD - Distribution - Tier 3 - 5QU CoRE ¦ 1QU LoRE | Seismic - Red Flag Warning - Catastrophic Fires | 2028 | 0 | 22783.187 | 453.261 | 14531.3357 | 7798.5904 | 5378.1107 | 2.6146e-08 | 0 | 0.00014062 | 0.00014062 | 0 | 7.472e-06 | 7.472e-06 | 0 | 7.472e-06
[79 empty] | WLDFR | HFTD - Distribution - Tier 3 - 5QU CoRE ¦ 1QU LoRE | Seismic - Red Flag Warning - Catastrophic Fires | 2029 | 0 | 22783.187 | 453.261 | 14531.3357 | 7798.5904 | 5378.1107 | 2.6146e-08 | 0 | 0.00014062 | 0.00014062 | 0 | 7.472e-06 | 7.472e-06 | 0 | 7.472e-06
[79 empty] | WLDFR | HFTD - Distribution - Tier 3 - 5QU CoRE ¦ 1QU LoRE | Seismic - Red Flag Warning - Catastrophic Fires | 2030 | 0 | 22783.187 | 453.261 | 14531.3357 | 7798.5904 | 5378.1107 | 2.6146e-08 | 0 | 0.00014062 | 0.00014062 | 0 | 7.472e-06 | 7.472e-06 | 0 | 7.472e-06
[79 empty] | WLDFR | HFTD - Distribution - Tier 3 - 5QU CoRE ¦ 1QU LoRE | Seismic - Red Flag Warning - Catastrophic Fires | 2031 | 0 | 22783.187 | 453.261 | 14531.3357 | 7798.5904 | 5378.1107 | 2.6146e-08 | 0 | 0.00014062 | 0.00014062 | 0 | 7.472e-06 | 7.472e-06 | 0 | 7.472e-06
[79 empty] | WLDFR | HFTD - Distribution - Tier 3 - 5QU CoRE ¦ 1QU LoRE | Seismic - Red Flag Warning - Catastrophic Fires | 2032 | 0 | 22783.187 | 453.261 | 14531.3357 | 7798.5904 | 5378.1107 | 2.6146e-08 | 0 | 0.00014062 | 0.00014062 | 0 | 7.7942e-06 | 7.7942e-06 | 0 | 7.7942e-06
[79 empty] | WLDFR | HFTD - Distribution - Tier 3 - 5QU CoRE ¦ 1QU LoRE | Seismic - Red Flag Warning - Catastrophic Fires | 2033 | 0 | 23835.2641 | 480.9649 | 15187.7294 | 8166.5698 | 5631.8789 | 2.6146e-08 | 0 | 0.00014725 | 0.00014725 | 0 | 7.7942e-06 | 7.7942e-06 | 0 | 7.7942e-06
[79 empty] | WLDFR | HFTD - Distribution - Tier 3 - 5QU CoRE ¦ 1QU LoRE | Seismic - Red Flag Warning - Catastrophic Fires | 2034 | 0 | 23835.2641 | 480.9649 | 15187.7294 | 8166.5698 | 5631.8789 | 2.6146e-08 | 0 | 0.00014725 | 0.00014725 | 0 | 7.7942e-06 | 7.7942e-06 | 0 | 7.7942e-06
[79 empty] | WLDFR | HFTD - Distribution - Tier 3 - 5QU CoRE ¦ 1QU LoRE | Seismic - Red Flag Warning - Catastrophic Fires | 2035 | 0 | 23835.2641 | 480.9649 | 15187.7294 | 8166.5698 | 5631.8789 | 2.6146e-08 | 0 | 0.00014725 | 0.00014725 | 0 | 7.7942e-06 | 7.7942e-06 | 0 | 7.7942e-06
[79 empty] | WLDFR | HFTD - Distribution - Tier 3 - 5QU CoRE ¦ 1QU LoRE | Seismic - Red Flag Warning - Catastrophic Fires | 2036 | 0 | 23835.2641 | 480.9649 | 15187.7294 | 8166.5698 | 5631.8789 | 2.6146e-08 | 0 | 0.00014725 | 0.00014725 | 0 | 7.7942e-06 | 7.7942e-06 | 0 | 7.7942e-06
[79 empty] | WLDFR | HFTD - Distribution - Tier 3 - 5QU CoRE ¦ 1QU LoRE | Seismic - Red Flag Warning - Catastrophic Fires | 2037 | 0 | 23835.2641 | 480.9649 | 15187.7294 | 8166.5698 | 5631.8789 | 2.6146e-08 | 0 | 0.00014725 | 0.00014725 | 0 | 8.1493e-06 | 8.1493e-06 | 0 | 8.1493e-06
[79 empty] | WLDFR | HFTD - Distribution - Tier 3 - 5QU CoRE ¦ 1QU LoRE | Seismic - Red Flag Warning - Catastrophic Fires | 2038 | 0 | 24976.6418 | 511.3745 | 15898.8237 | 8566.4437 | 5907.6423 | 2.6146e-08 | 0 | 0.00015446 | 0.00015446 | 0 | 8.1493e-06 | 8.1493e-06 | 0 | 8.1493e-06
[79 empty] | WLDFR | HFTD - Distribution - Tier 3 - 5QU CoRE ¦ 1QU LoRE | Seismic - Red Flag Warning - Catastrophic Fires | 2039 | 0 | 24976.6418 | 511.3745 | 15898.8237 | 8566.4437 | 5907.6423 | 2.6146e-08 | 0 | 0.00015446 | 0.00015446 | 0 | 8.1493e-06 | 8.1493e-06 | 0 | 8.1493e-06
[79 empty] | WLDFR | HFTD - Distribution - Tier 3 - 5QU CoRE ¦ 1QU LoRE | Seismic - Red Flag Warning - Catastrophic Fires | 2040 | 0 | 24976.6418 | 511.3745 | 15898.8237 | 8566.4437 | 5907.6423 | 2.6146e-08 | 0 | 0.00015446 | 0.00015446 | 0 | 8.1493e-06 | 8.1493e-06 | 0 | 8.1493e-06
[79 empty] | WLDFR | HFTD - Distribution - Tier 3 - 5QU CoRE ¦ 1QU LoRE | Seismic - Red Flag Warning - Catastrophic Fires | 2041 | 0 | 24976.6418 | 511.3745 | 15898.8237 | 8566.4437 | 5907.6423 | 2.6146e-08 | 0 | 0.00015446 | 0.00015446 | 0 | 8.1493e-06 | 8.1493e-06 | 0 | 8.1493e-06
[79 empty] | WLDFR | HFTD - Distribution - Tier 3 - 5QU CoRE ¦ 1QU LoRE | Seismic - Red Flag Warning - Catastrophic Fires | 2042 | 0 | 24976.6418 | 511.3745 | 15898.8237 | 8566.4437 | 5907.6423 | 2.6146e-08 | 0 | 0.00015446 | 0.00015446 | 0 | 8.5337e-06 | 8.5337e-06 | 0 | 8.5337e-06
[79 empty] | WLDFR | HFTD - Distribution - Tier 3 - 5QU CoRE ¦ 1QU LoRE | Seismic - Red Flag Warning - Catastrophic Fires | 2043 | 0 | 26191.7278 | 544.1291 | 16654.7414 | 8992.8573 | 6201.7082 | 2.6146e-08 | 0 | 0.00016215 | 0.00016215 | 0 | 8.5337e-06 | 8.5337e-06 | 0 | 8.5337e-06
[79 empty] | WLDFR | HFTD - Distribution - Tier 3 - 5QU CoRE ¦ 1QU LoRE | Seismic - Red Flag Warning - Catastrophic Fires | 2044 | 0 | 26191.7278 | 544.1291 | 16654.7414 | 8992.8573 | 6201.7082 | 2.6146e-08 | 0 | 0.00016215 | 0.00016215 | 0 | 8.5337e-06 | 8.5337e-06 | 0 | 8.5337e-06
[79 empty] | WLDFR | HFTD - Distribution - Tier 3 - 5QU CoRE ¦ 1QU LoRE | Seismic - Red Flag Warning - Catastrophic Fires | 2045 | 0 | 26191.7278 | 544.1291 | 16654.7414 | 8992.8573 | 6201.7082 | 2.6146e-08 | 0 | 0.00016215 | 0.00016215 | 0 | 8.5337e-06 | 8.5337e-06 | 0 | 8.5337e-06
[79 empty] | WLDFR | HFTD - Distribution - Tier 3 - 5QU CoRE ¦ 1QU LoRE | Seismic - Red Flag Warning - Catastrophic Fires | 2046 | 0 | 26191.7278 | 544.1291 | 16654.7414 | 8992.8573 | 6201.7082 | 2.6146e-08 | 0 | 0.00016215 | 0.00016215 | 0 | 8.5337e-06 | 8.5337e-06 | 0 | 8.5337e-06
[79 empty] | WLDFR | HFTD - Distribution - Tier 3 - 5QU CoRE ¦ 1QU LoRE | Seismic - Red Flag Warning - Catastrophic Fires | 2047 | 0 | 26191.7278 | 544.1291 | 16654.7414 | 8992.8573 | 6201.7082 | 2.6146e-08 | 0 | 0.00016215 | 0.00016215 | 0 | 8.9435e-06 | 8.9435e-06 | 0 | 8.9435e-06
[79 empty] | WLDFR | HFTD - Distribution - Tier 3 - 5QU CoRE ¦ 1QU LoRE | Seismic - Red Flag Warning - Catastrophic Fires | 2048 | 0 | 27464.7227 | 578.8407 | 17445.538 | 9440.3441 | 6510.3067 | 2.6146e-08 | 0 | 0.00017022 | 0.00017022 | 0 | 8.9435e-06 | 8.9435e-06 | 0 | 8.9435e-06
[79 empty] | WLDFR | HFTD - Distribution - Tier 3 - 5QU CoRE ¦ 1QU LoRE | Seismic - Red Flag Warning - Catastrophic Fires | 2049 | 0 | 27464.7227 | 578.8407 | 17445.538 | 9440.3441 | 6510.3067 | 2.6146e-08 | 0 | 0.00017022 | 0.00017022 | 0 | 8.9435e-06 | 8.9435e-06 | 0 | 8.9435e-06
[79 empty] | WLDFR | HFTD - Distribution - Tier 3 - 5QU CoRE ¦ 1QU LoRE | Seismic - Red Flag Warning - Catastrophic Fires | 2050 | 0 | 27464.7227 | 578.8407 | 17445.538 | 9440.3441 | 6510.3067 | 2.6146e-08 | 0 | 0.00017022 | 0.00017022 | 0 | 8.9435e-06 | 8.9435e-06 | 0 | 8.9435e-06
[79 empty] | WLDFR | HFTD - Distribution - Tier 3 - 5QU CoRE ¦ 1QU LoRE | Seismic - Red Flag Warning - Catastrophic Fires | 2051 | 0 | 27464.7227 | 578.8407 | 17445.538 | 9440.3441 | 6510.3067 | 2.6146e-08 | 0 | 0.00017022 | 0.00017022 | 0 | 0 | 8.9435e-06 | 0 | 8.9435e-06
[79 empty] | WLDFR | HFTD - Distribution - Tier 3 - 5QU CoRE ¦ 1QU LoRE | Seismic - Red Flag Warning - Catastrophic Fires | 2052 | 0 | 27464.7227 | 578.8407 | 17445.538 | 9440.3441 | 6510.3067 | 2.6146e-08 | 0 | 0.00017022 | 0.00017022 | 0 | 0.004076 | 0 | 0 | 0
[79 empty] | WLDFR | HFTD - Distribution - Tier 3 - 5QU CoRE ¦ 1QU LoRE | Seismic - Red Flag Warning - Catastrophic Fires | 2053 | 0 | 28779.6694 | 615.0952 | 18261.2327 | 9903.3415 | 6829.6018 | 2.6146e-08 | 0 | 0.00017857 | 0.00017857 | 0 | 0.0042254 | 0.0042254 | 0 | 0.0042254
[79 empty] | WLDFR | HFTD - Distribution - Tier 3 - 5QU CoRE ¦ 1QU LoRE | Seismic - Red Flag Warning - Catastrophic Fires | 2054 | 0 | 28779.6694 | 615.0952 | 18261.2327 | 9903.3415 | 6829.6018 | 2.6146e-08 | 0 | 0.00017857 | 0.00017857 | 0 | 0.0042254 | 0.0042254 | 0 | 0.0042254
[79 empty] | WLDFR | HFTD - Distribution - Tier 3 - 5QU CoRE ¦ 1QU LoRE | Seismic - Red Flag Warning - Catastrophic Fires | 2055 | 0 | 28779.6694 | 615.0952 | 18261.2327 | 9903.3415 | 6829.6018 | 2.6146e-08 | 0 | 0.00017857 | 0.00017857 | 0 | 0.0042254 | 0.0042254 | 0 | 0.0042254
[79 empty] | WLDFR | HFTD - Distribution - Tier 3 - 5QU CoRE ¦ 2QU LoRE | Non-Red Flag Warning - Catastrophic Fires | 2026 | 0 | 14664.6376 | 233.2301 | 8896.516 | 5534.8915 | 3817.0051 | 6.8265e-08 | 0 | 0.00026057 | 0.00026057 | 0 | 0.0042254 | 0.0042254 | 0 | 0.0042254
[79 empty] | WLDFR | HFTD - Distribution - Tier 3 - 5QU CoRE ¦ 2QU LoRE | Non-Red Flag Warning - Catastrophic Fires | 2027 | 0 | 14664.6376 | 233.2301 | 8896.516 | 5534.8915 | 3817.0051 | 6.8265e-08 | 0 | 0.00026057 | 0.00026057 | 0 | 0.0042254 | 0.0042254 | 0 | 0.0042254
[79 empty] | WLDFR | HFTD - Distribution - Tier 3 - 5QU CoRE ¦ 2QU LoRE | Non-Red Flag Warning - Catastrophic Fires | 2028 | 0 | 15317.9909 | 247.273 | 9287.6491 | 5783.0689 | 3988.1546 | 6.8265e-08 | 0 | 0.00027225 | 0.00027225 | 0 | 0.0044136 | 0.0044136 | 0 | 0.0044136
[79 empty] | WLDFR | HFTD - Distribution - Tier 3 - 5QU CoRE ¦ 2QU LoRE | Non-Red Flag Warning - Catastrophic Fires | 2029 | 0 | 15317.9909 | 247.273 | 9287.6491 | 5783.0689 | 3988.1546 | 6.8265e-08 | 0 | 0.00027225 | 0.00027225 | 0 | 0.0044136 | 0.0044136 | 0 | 0.0044136
[79 empty] | WLDFR | HFTD - Distribution - Tier 3 - 5QU CoRE ¦ 2QU LoRE | Non-Red Flag Warning - Catastrophic Fires | 2030 | 0 | 15317.9909 | 247.273 | 9287.6491 | 5783.0689 | 3988.1546 | 6.8265e-08 | 0 | 0.00027225 | 0.00027225 | 0 | 0.0044136 | 0.0044136 | 0 | 0.0044136
[79 empty] | WLDFR | HFTD - Distribution - Tier 3 - 5QU CoRE ¦ 2QU LoRE | Non-Red Flag Warning - Catastrophic Fires | 2031 | 0 | 15317.9909 | 247.273 | 9287.6491 | 5783.0689 | 3988.1546 | 6.8265e-08 | 0 | 0.00027225 | 0.00027225 | 0 | 0.0044136 | 0.0044136 | 0 | 0.0044136
[79 empty] | WLDFR | HFTD - Distribution - Tier 3 - 5QU CoRE ¦ 2QU LoRE | Non-Red Flag Warning - Catastrophic Fires | 2032 | 0 | 15317.9909 | 247.273 | 9287.6491 | 5783.0689 | 3988.1546 | 6.8265e-08 | 0 | 0.00027225 | 0.00027225 | 0 | 0.0044136 | 0.0044136 | 0 | 0.0044136
[79 empty] | WLDFR | HFTD - Distribution - Tier 3 - 5QU CoRE ¦ 2QU LoRE | Non-Red Flag Warning - Catastrophic Fires | 2033 | 0 | 16044.1264 | 263.1074 | 9721.74 | 6059.2791 | 4178.6364 | 6.8265e-08 | 0 | 0.00028526 | 0.00028526 | 0 | 0.0046228 | 0.0046228 | 0 | 0.0046228
[79 empty] | WLDFR | HFTD - Distribution - Tier 3 - 5QU CoRE ¦ 2QU LoRE | Non-Red Flag Warning - Catastrophic Fires | 2034 | 0 | 16044.1264 | 263.1074 | 9721.74 | 6059.2791 | 4178.6364 | 6.8265e-08 | 0 | 0.00028526 | 0.00028526 | 0 | 0.0046228 | 0.0046228 | 0 | 0.0046228
[79 empty] | WLDFR | HFTD - Distribution - Tier 3 - 5QU CoRE ¦ 2QU LoRE | Non-Red Flag Warning - Catastrophic Fires | 2035 | 0 | 16044.1264 | 263.1074 | 9721.74 | 6059.2791 | 4178.6364 | 6.8265e-08 | 0 | 0.00028526 | 0.00028526 | 0 | 0.0046228 | 0.0046228 | 0 | 0.0046228
[79 empty] | WLDFR | HFTD - Distribution - Tier 3 - 5QU CoRE ¦ 2QU LoRE | Non-Red Flag Warning - Catastrophic Fires | 2036 | 0 | 16044.1264 | 263.1074 | 9721.74 | 6059.2791 | 4178.6364 | 6.8265e-08 | 0 | 0.00028526 | 0.00028526 | 0 | 0.0046228 | 0.0046228 | 0 | 0.0046228
[79 empty] | WLDFR | HFTD - Distribution - Tier 3 - 5QU CoRE ¦ 2QU LoRE | Non-Red Flag Warning - Catastrophic Fires | 2037 | 0 | 16044.1264 | 263.1074 | 9721.74 | 6059.2791 | 4178.6364 | 6.8265e-08 | 0 | 0.00028526 | 0.00028526 | 0 | 0.0046228 | 0.0046228 | 0 | 0.0046228
[79 empty] | WLDFR | HFTD - Distribution - Tier 3 - 5QU CoRE ¦ 2QU LoRE | Non-Red Flag Warning - Catastrophic Fires | 2038 | 0 | 16832.3912 | 280.5544 | 10192.2718 | 6359.5651 | 4385.7214 | 6.8265e-08 | 0 | 0.00029939 | 0.00029939 | 0 | 0.0048499 | 0.0048499 | 0 | 0.0048499
[79 empty] | WLDFR | HFTD - Distribution - Tier 3 - 5QU CoRE ¦ 2QU LoRE | Non-Red Flag Warning - Catastrophic Fires | 2039 | 0 | 16832.3912 | 280.5544 | 10192.2718 | 6359.5651 | 4385.7214 | 6.8265e-08 | 0 | 0.00029939 | 0.00029939 | 0 | 0.0048499 | 0.0048499 | 0 | 0.0048499
[79 empty] | WLDFR | HFTD - Distribution - Tier 3 - 5QU CoRE ¦ 2QU LoRE | Non-Red Flag Warning - Catastrophic Fires | 2040 | 0 | 16832.3912 | 280.5544 | 10192.2718 | 6359.5651 | 4385.7214 | 6.8265e-08 | 0 | 0.00029939 | 0.00029939 | 0 | 0.0048499 | 0.0048499 | 0 | 0.0048499
[79 empty] | WLDFR | HFTD - Distribution - Tier 3 - 5QU CoRE ¦ 2QU LoRE | Non-Red Flag Warning - Catastrophic Fires | 2041 | 0 | 16832.3912 | 280.5544 | 10192.2718 | 6359.5651 | 4385.7214 | 6.8265e-08 | 0 | 0.00029939 | 0.00029939 | 0 | 0.0048499 | 0.0048499 | 0 | 0.0048499
[79 empty] | WLDFR | HFTD - Distribution - Tier 3 - 5QU CoRE ¦ 2QU LoRE | Non-Red Flag Warning - Catastrophic Fires | 2042 | 0 | 16832.3912 | 280.5544 | 10192.2718 | 6359.5651 | 4385.7214 | 6.8265e-08 | 0 | 0.00029939 | 0.00029939 | 0 | 0.0048499 | 0.0048499 | 0 | 0.0048499
[79 empty] | WLDFR | HFTD - Distribution - Tier 3 - 5QU CoRE ¦ 2QU LoRE | Non-Red Flag Warning - Catastrophic Fires | 2043 | 0 | 17672.0852 | 299.42 | 10692.7362 | 6679.929 | 4606.6527 | 6.8265e-08 | 0 | 0.00031447 | 0.00031447 | 0 | 0.0050919 | 0.0050919 | 0 | 0.0050919
[79 empty] | WLDFR | HFTD - Distribution - Tier 3 - 5QU CoRE ¦ 2QU LoRE | Non-Red Flag Warning - Catastrophic Fires | 2044 | 0 | 17672.0852 | 299.42 | 10692.7362 | 6679.929 | 4606.6527 | 6.8265e-08 | 0 | 0.00031447 | 0.00031447 | 0 | 0.0050919 | 0.0050919 | 0 | 0.0050919
[79 empty] | WLDFR | HFTD - Distribution - Tier 3 - 5QU CoRE ¦ 2QU LoRE | Non-Red Flag Warning - Catastrophic Fires | 2045 | 0 | 17672.0852 | 299.42 | 10692.7362 | 6679.929 | 4606.6527 | 6.8265e-08 | 0 | 0.00031447 | 0.00031447 | 0 | 0.0050919 | 0.0050919 | 0 | 0.0050919
[79 empty] | WLDFR | HFTD - Distribution - Tier 3 - 5QU CoRE ¦ 2QU LoRE | Non-Red Flag Warning - Catastrophic Fires | 2046 | 0 | 17672.0852 | 299.42 | 10692.7362 | 6679.929 | 4606.6527 | 6.8265e-08 | 0 | 0.00031447 | 0.00031447 | 0 | 0.0050919 | 0.0050919 | 0 | 0.0050919
[79 empty] | WLDFR | HFTD - Distribution - Tier 3 - 5QU CoRE ¦ 2QU LoRE | Non-Red Flag Warning - Catastrophic Fires | 2047 | 0 | 17672.0852 | 299.42 | 10692.7362 | 6679.929 | 4606.6527 | 6.8265e-08 | 0 | 0.00031447 | 0.00031447 | 0 | 0.0050919 | 0.0050919 | 0 | 0.0050919
[79 empty] | WLDFR | HFTD - Distribution - Tier 3 - 5QU CoRE ¦ 2QU LoRE | Non-Red Flag Warning - Catastrophic Fires | 2048 | 0 | 18552.3348 | 319.4911 | 11216.5626 | 7016.281 | 4838.6098 | 6.8265e-08 | 0 | 0.00033031 | 0.00033031 | 0 | 0.0053455 | 0.0053455 | 0 | 0.0053455
[79 empty] | WLDFR | HFTD - Distribution - Tier 3 - 5QU CoRE ¦ 2QU LoRE | Non-Red Flag Warning - Catastrophic Fires | 2049 | 0 | 18552.3348 | 319.4911 | 11216.5626 | 7016.281 | 4838.6098 | 6.8265e-08 | 0 | 0.00033031 | 0.00033031 | 0 | 0.0053455 | 0.0053455 | 0 | 0.0053455
[79 empty] | WLDFR | HFTD - Distribution - Tier 3 - 5QU CoRE ¦ 2QU LoRE | Non-Red Flag Warning - Catastrophic Fires | 2050 | 0 | 18552.3348 | 319.4911 | 11216.5626 | 7016.281 | 4838.6098 | 6.8265e-08 | 0 | 0.00033031 | 0.00033031 | 0 | 0.0053455 | 0.0053455 | 0 | 0.0053455
[79 empty] | WLDFR | HFTD - Distribution - Tier 3 - 5QU CoRE ¦ 2QU LoRE | Non-Red Flag Warning - Catastrophic Fires | 2051 | 0 | 18552.3348 | 319.4911 | 11216.5626 | 7016.281 | 4838.6098 | 6.8265e-08 | 0 | 0.00033031 | 0.00033031 | 0 | 0.0053455 | 0.0053455 | 0 | 0.0053455
[79 empty] | WLDFR | HFTD - Distribution - Tier 3 - 5QU CoRE ¦ 2QU LoRE | Non-Red Flag Warning - Catastrophic Fires | 2052 | 0 | 18552.3348 | 319.4911 | 11216.5626 | 7016.281 | 4838.6098 | 6.8265e-08 | 0 | 0.00033031 | 0.00033031 | 0 | 0 | 0.0053455 | 0 | 0.0053455
[79 empty] | WLDFR | HFTD - Distribution - Tier 3 - 5QU CoRE ¦ 2QU LoRE | Non-Red Flag Warning - Catastrophic Fires | 2053 | 0 | 19462.1283 | 340.5356 | 11757.1413 | 7364.4514 | 5078.7171 | 6.8265e-08 | 0 | 0.0003467 | 0.0003467 | 0 | 0.00036397 | 0 | 0 | 0
[79 empty] | WLDFR | HFTD - Distribution - Tier 3 - 5QU CoRE ¦ 2QU LoRE | Non-Red Flag Warning - Catastrophic Fires | 2054 | 0 | 19462.1283 | 340.5356 | 11757.1413 | 7364.4514 | 5078.7171 | 6.8265e-08 | 0 | 0.0003467 | 0.0003467 | 0 | 0.00037727 | 0.00037727 | 0 | 0.00037727
[79 empty] | WLDFR | HFTD - Distribution - Tier 3 - 5QU CoRE ¦ 2QU LoRE | Non-Red Flag Warning - Catastrophic Fires | 2055 | 0 | 19462.1283 | 340.5356 | 11757.1413 | 7364.4514 | 5078.7171 | 6.8265e-08 | 0 | 0.0003467 | 0.0003467 | 0 | 0.00037727 | 0.00037727 | 0 | 0.00037727
[79 empty] | WLDFR | HFTD - Distribution - Tier 3 - 5QU CoRE ¦ 2QU LoRE | Non-Red Flag Warning - Large Fires | 2026 | 0 | 5.475 | 0.71896 | 3.0715 | 1.6846 | 1.1617 | 1.2805e-05 | 0 | 1.4876e-05 | 1.4876e-05 | 0 | 0.00037727 | 0.00037727 | 0 | 0.00037727
[79 empty] | WLDFR | HFTD - Distribution - Tier 3 - 5QU CoRE ¦ 2QU LoRE | Non-Red Flag Warning - Large Fires | 2027 | 0 | 5.475 | 0.71896 | 3.0715 | 1.6846 | 1.1617 | 1.2805e-05 | 0 | 1.4876e-05 | 1.4876e-05 | 0 | 0.00037727 | 0.00037727 | 0 | 0.00037727
[79 empty] | WLDFR | HFTD - Distribution - Tier 3 - 5QU CoRE ¦ 2QU LoRE | Non-Red Flag Warning - Large Fires | 2028 | 0 | 5.777 | 0.74734 | 3.238 | 1.7917 | 1.2356 | 1.2805e-05 | 0 | 1.5822e-05 | 1.5822e-05 | 0 | 0.00037727 | 0.00037727 | 0 | 0.00037727
[79 empty] | WLDFR | HFTD - Distribution - Tier 3 - 5QU CoRE ¦ 2QU LoRE | Non-Red Flag Warning - Large Fires | 2029 | 0 | 5.777 | 0.74734 | 3.238 | 1.7917 | 1.2356 | 1.2805e-05 | 0 | 1.5822e-05 | 1.5822e-05 | 0 | 0.00039402 | 0.00039402 | 0 | 0.00039402
[79 empty] | WLDFR | HFTD - Distribution - Tier 3 - 5QU CoRE ¦ 2QU LoRE | Non-Red Flag Warning - Large Fires | 2030 | 0 | 5.777 | 0.74734 | 3.238 | 1.7917 | 1.2356 | 1.2805e-05 | 0 | 1.5822e-05 | 1.5822e-05 | 0 | 0.00039402 | 0.00039402 | 0 | 0.00039402
[79 empty] | WLDFR | HFTD - Distribution - Tier 3 - 5QU CoRE ¦ 2QU LoRE | Non-Red Flag Warning - Large Fires | 2031 | 0 | 5.777 | 0.74734 | 3.238 | 1.7917 | 1.2356 | 1.2805e-05 | 0 | 1.5822e-05 | 1.5822e-05 | 0 | 0.00039402 | 0.00039402 | 0 | 0.00039402
[79 empty] | WLDFR | HFTD - Distribution - Tier 3 - 5QU CoRE ¦ 2QU LoRE | Non-Red Flag Warning - Large Fires | 2032 | 0 | 5.777 | 0.74734 | 3.238 | 1.7917 | 1.2356 | 1.2805e-05 | 0 | 1.5822e-05 | 1.5822e-05 | 0 | 0.00039402 | 0.00039402 | 0 | 0.00039402
[79 empty] | WLDFR | HFTD - Distribution - Tier 3 - 5QU CoRE ¦ 2QU LoRE | Non-Red Flag Warning - Large Fires | 2033 | 0 | 6.1205 | 0.77885 | 3.4265 | 1.9151 | 1.3207 | 1.2805e-05 | 0 | 1.6912e-05 | 1.6912e-05 | 0 | 0.00039402 | 0.00039402 | 0 | 0.00039402
[79 empty] | WLDFR | HFTD - Distribution - Tier 3 - 5QU CoRE ¦ 2QU LoRE | Non-Red Flag Warning - Large Fires | 2034 | 0 | 6.1205 | 0.77885 | 3.4265 | 1.9151 | 1.3207 | 1.2805e-05 | 0 | 1.6912e-05 | 1.6912e-05 | 0 | 0.00041261 | 0.00041261 | 0 | 0.00041261
[79 empty] | WLDFR | HFTD - Distribution - Tier 3 - 5QU CoRE ¦ 2QU LoRE | Non-Red Flag Warning - Large Fires | 2035 | 0 | 6.1205 | 0.77885 | 3.4265 | 1.9151 | 1.3207 | 1.2805e-05 | 0 | 1.6912e-05 | 1.6912e-05 | 0 | 0.00041261 | 0.00041261 | 0 | 0.00041261
[79 empty] | WLDFR | HFTD - Distribution - Tier 3 - 5QU CoRE ¦ 2QU LoRE | Non-Red Flag Warning - Large Fires | 2036 | 0 | 6.1205 | 0.77885 | 3.4265 | 1.9151 | 1.3207 | 1.2805e-05 | 0 | 1.6912e-05 | 1.6912e-05 | 0 | 0.00041261 | 0.00041261 | 0 | 0.00041261
[79 empty] | WLDFR | HFTD - Distribution - Tier 3 - 5QU CoRE ¦ 2QU LoRE | Non-Red Flag Warning - Large Fires | 2037 | 0 | 6.1205 | 0.77885 | 3.4265 | 1.9151 | 1.3207 | 1.2805e-05 | 0 | 1.6912e-05 | 1.6912e-05 | 0 | 0.00041261 | 0.00041261 | 0 | 0.00041261
[79 empty] | WLDFR | HFTD - Distribution - Tier 3 - 5QU CoRE ¦ 2QU LoRE | Non-Red Flag Warning - Large Fires | 2038 | 0 | 6.5028 | 0.81304 | 3.6355 | 2.0543 | 1.4167 | 1.2805e-05 | 0 | 1.814e-05 | 1.814e-05 | 0 | 0.00041261 | 0.00041261 | 0 | 0.00041261
[79 empty] | WLDFR | HFTD - Distribution - Tier 3 - 5QU CoRE ¦ 2QU LoRE | Non-Red Flag Warning - Large Fires | 2039 | 0 | 6.5028 | 0.81304 | 3.6355 | 2.0543 | 1.4167 | 1.2805e-05 | 0 | 1.814e-05 | 1.814e-05 | 0 | 0.00043277 | 0.00043277 | 0 | 0.00043277
[79 empty] | WLDFR | HFTD - Distribution - Tier 3 - 5QU CoRE ¦ 2QU LoRE | Non-Red Flag Warning - Large Fires | 2040 | 0 | 6.5028 | 0.81304 | 3.6355 | 2.0543 | 1.4167 | 1.2805e-05 | 0 | 1.814e-05 | 1.814e-05 | 0 | 0.00043277 | 0.00043277 | 0 | 0.00043277
[79 empty] | WLDFR | HFTD - Distribution - Tier 3 - 5QU CoRE ¦ 2QU LoRE | Non-Red Flag Warning - Large Fires | 2041 | 0 | 6.5028 | 0.81304 | 3.6355 | 2.0543 | 1.4167 | 1.2805e-05 | 0 | 1.814e-05 | 1.814e-05 | 0 | 0.00043277 | 0.00043277 | 0 | 0.00043277
[79 empty] | WLDFR | HFTD - Distribution - Tier 3 - 5QU CoRE ¦ 2QU LoRE | Non-Red Flag Warning - Large Fires | 2042 | 0 | 6.5028 | 0.81304 | 3.6355 | 2.0543 | 1.4167 | 1.2805e-05 | 0 | 1.814e-05 | 1.814e-05 | 0 | 0.00043277 | 0.00043277 | 0 | 0.00043277
[79 empty] | WLDFR | HFTD - Distribution - Tier 3 - 5QU CoRE ¦ 2QU LoRE | Non-Red Flag Warning - Large Fires | 2043 | 0 | 6.9209 | 0.84944 | 3.8632 | 2.2083 | 1.5229 | 1.2805e-05 | 0 | 1.9501e-05 | 1.9501e-05 | 0 | 0.00043277 | 0.00043277 | 0 | 0.00043277
[79 empty] | WLDFR | HFTD - Distribution - Tier 3 - 5QU CoRE ¦ 2QU LoRE | Non-Red Flag Warning - Large Fires | 2044 | 0 | 6.9209 | 0.84944 | 3.8632 | 2.2083 | 1.5229 | 1.2805e-05 | 0 | 1.9501e-05 | 1.9501e-05 | 0 | 0.00045423 | 0.00045423 | 0 | 0.00045423
[79 empty] | WLDFR | HFTD - Distribution - Tier 3 - 5QU CoRE ¦ 2QU LoRE | Non-Red Flag Warning - Large Fires | 2045 | 0 | 6.9209 | 0.84944 | 3.8632 | 2.2083 | 1.5229 | 1.2805e-05 | 0 | 1.9501e-05 | 1.9501e-05 | 0 | 0.00045423 | 0.00045423 | 0 | 0.00045423
[79 empty] | WLDFR | HFTD - Distribution - Tier 3 - 5QU CoRE ¦ 2QU LoRE | Non-Red Flag Warning - Large Fires | 2046 | 0 | 6.9209 | 0.84944 | 3.8632 | 2.2083 | 1.5229 | 1.2805e-05 | 0 | 1.9501e-05 | 1.9501e-05 | 0 | 0.00045423 | 0.00045423 | 0 | 0.00045423
[79 empty] | WLDFR | HFTD - Distribution - Tier 3 - 5QU CoRE ¦ 2QU LoRE | Non-Red Flag Warning - Large Fires | 2047 | 0 | 6.9209 | 0.84944 | 3.8632 | 2.2083 | 1.5229 | 1.2805e-05 | 0 | 1.9501e-05 | 1.9501e-05 | 0 | 0.00045423 | 0.00045423 | 0 | 0.00045423
[79 empty] | WLDFR | HFTD - Distribution - Tier 3 - 5QU CoRE ¦ 2QU LoRE | Non-Red Flag Warning - Large Fires | 2048 | 0 | 7.3713 | 0.88759 | 4.1075 | 2.3763 | 1.6388 | 1.2805e-05 | 0 | 2.0984e-05 | 2.0984e-05 | 0 | 0.00045423 | 0.00045423 | 0 | 0.00045423
[79 empty] | WLDFR | HFTD - Distribution - Tier 3 - 5QU CoRE ¦ 2QU LoRE | Non-Red Flag Warning - Large Fires | 2049 | 0 | 7.3713 | 0.88759 | 4.1075 | 2.3763 | 1.6388 | 1.2805e-05 | 0 | 2.0984e-05 | 2.0984e-05 | 0 | 0.00047671 | 0.00047671 | 0 | 0.00047671
[79 empty] | WLDFR | HFTD - Distribution - Tier 3 - 5QU CoRE ¦ 2QU LoRE | Non-Red Flag Warning - Large Fires | 2050 | 0 | 7.3713 | 0.88759 | 4.1075 | 2.3763 | 1.6388 | 1.2805e-05 | 0 | 2.0984e-05 | 2.0984e-05 | 0 | 0.00047671 | 0.00047671 | 0 | 0.00047671
[79 empty] | WLDFR | HFTD - Distribution - Tier 3 - 5QU CoRE ¦ 2QU LoRE | Non-Red Flag Warning - Large Fires | 2051 | 0 | 7.3713 | 0.88759 | 4.1075 | 2.3763 | 1.6388 | 1.2805e-05 | 0 | 2.0984e-05 | 2.0984e-05 | 0 | 0.00047671 | 0.00047671 | 0 | 0.00047671
[79 empty] | WLDFR | HFTD - Distribution - Tier 3 - 5QU CoRE ¦ 2QU LoRE | Non-Red Flag Warning - Large Fires | 2052 | 0 | 7.3713 | 0.88759 | 4.1075 | 2.3763 | 1.6388 | 1.2805e-05 | 0 | 2.0984e-05 | 2.0984e-05 | 0 | 0.00047671 | 0.00047671 | 0 | 0.00047671
[79 empty] | WLDFR | HFTD - Distribution - Tier 3 - 5QU CoRE ¦ 2QU LoRE | Non-Red Flag Warning - Large Fires | 2053 | 0 | 7.8503 | 0.92702 | 4.3664 | 2.5569 | 1.7633 | 1.2805e-05 | 0 | 2.2578e-05 | 2.2578e-05 | 0 | 0 | 0.00047671 | 0 | 0.00047671
[79 empty] | WLDFR | HFTD - Distribution - Tier 3 - 5QU CoRE ¦ 2QU LoRE | Non-Red Flag Warning - Large Fires | 2054 | 0 | 7.8503 | 0.92702 | 4.3664 | 2.5569 | 1.7633 | 1.2805e-05 | 0 | 2.2578e-05 | 2.2578e-05 | 0 | 3.3612e-06 | 0 | 0 | 0
[79 empty] | WLDFR | HFTD - Distribution - Tier 3 - 5QU CoRE ¦ 2QU LoRE | Non-Red Flag Warning - Large Fires | 2055 | 0 | 7.8503 | 0.92702 | 4.3664 | 2.5569 | 1.7633 | 1.2805e-05 | 0 | 2.2578e-05 | 2.2578e-05 | 0 | 3.5116e-06 | 3.5116e-06 | 0 | 3.5116e-06
[79 empty] | WLDFR | HFTD - Distribution - Tier 3 - 5QU CoRE ¦ 2QU LoRE | Non-Red Flag Warning - Small Fires | 2026 | 0 | 0.080408 | 0.03759 | 0.0016314 | 0.041187 | 0.028403 | 0.0054822 | 0 | 0.00015571 | 0.00015571 | 0 | 3.5116e-06 | 3.5116e-06 | 0 | 3.5116e-06
[79 empty] | WLDFR | HFTD - Distribution - Tier 3 - 5QU CoRE ¦ 2QU LoRE | Non-Red Flag Warning - Small Fires | 2027 | 0 | 0.080408 | 0.03759 | 0.0016314 | 0.041187 | 0.028403 | 0.0054822 | 0 | 0.00015571 | 0.00015571 | 0 | 3.5116e-06 | 3.5116e-06 | 0 | 3.5116e-06
[79 empty] | WLDFR | HFTD - Distribution - Tier 3 - 5QU CoRE ¦ 2QU LoRE | Non-Red Flag Warning - Small Fires | 2028 | 0 | 0.083606 | 0.039055 | 0.001695 | 0.042856 | 0.029555 | 0.0054822 | 0 | 0.00016202 | 0.00016202 | 0 | 3.5116e-06 | 3.5116e-06 | 0 | 3.5116e-06
[79 empty] | WLDFR | HFTD - Distribution - Tier 3 - 5QU CoRE ¦ 2QU LoRE | Non-Red Flag Warning - Small Fires | 2029 | 0 | 0.083606 | 0.039055 | 0.001695 | 0.042856 | 0.029555 | 0.0054822 | 0 | 0.00016202 | 0.00016202 | 0 | 3.5116e-06 | 3.5116e-06 | 0 | 3.5116e-06
[79 empty] | WLDFR | HFTD - Distribution - Tier 3 - 5QU CoRE ¦ 2QU LoRE | Non-Red Flag Warning - Small Fires | 2030 | 0 | 0.083606 | 0.039055 | 0.001695 | 0.042856 | 0.029555 | 0.0054822 | 0 | 0.00016202 | 0.00016202 | 0 | 3.7053e-06 | 3.7053e-06 | 0 | 3.7053e-06
[79 empty] | WLDFR | HFTD - Distribution - Tier 3 - 5QU CoRE ¦ 2QU LoRE | Non-Red Flag Warning - Small Fires | 2031 | 0 | 0.083606 | 0.039055 | 0.001695 | 0.042856 | 0.029555 | 0.0054822 | 0 | 0.00016202 | 0.00016202 | 0 | 3.7053e-06 | 3.7053e-06 | 0 | 3.7053e-06
[79 empty] | WLDFR | HFTD - Distribution - Tier 3 - 5QU CoRE ¦ 2QU LoRE | Non-Red Flag Warning - Small Fires | 2032 | 0 | 0.083606 | 0.039055 | 0.001695 | 0.042856 | 0.029555 | 0.0054822 | 0 | 0.00016202 | 0.00016202 | 0 | 3.7053e-06 | 3.7053e-06 | 0 | 3.7053e-06
[79 empty] | WLDFR | HFTD - Distribution - Tier 3 - 5QU CoRE ¦ 2QU LoRE | Non-Red Flag Warning - Small Fires | 2033 | 0 | 0.087211 | 0.040679 | 0.0017655 | 0.044766 | 0.030872 | 0.0054822 | 0 | 0.00016925 | 0.00016925 | 0 | 3.7053e-06 | 3.7053e-06 | 0 | 3.7053e-06
[79 empty] | WLDFR | HFTD - Distribution - Tier 3 - 5QU CoRE ¦ 2QU LoRE | Non-Red Flag Warning - Small Fires | 2034 | 0 | 0.087211 | 0.040679 | 0.0017655 | 0.044766 | 0.030872 | 0.0054822 | 0 | 0.00016925 | 0.00016925 | 0 | 3.7053e-06 | 3.7053e-06 | 0 | 3.7053e-06
[79 empty] | WLDFR | HFTD - Distribution - Tier 3 - 5QU CoRE ¦ 2QU LoRE | Non-Red Flag Warning - Small Fires | 2035 | 0 | 0.087211 | 0.040679 | 0.0017655 | 0.044766 | 0.030872 | 0.0054822 | 0 | 0.00016925 | 0.00016925 | 0 | 3.9256e-06 | 3.9256e-06 | 0 | 3.9256e-06
[79 empty] | WLDFR | HFTD - Distribution - Tier 3 - 5QU CoRE ¦ 2QU LoRE | Non-Red Flag Warning - Small Fires | 2036 | 0 | 0.087211 | 0.040679 | 0.0017655 | 0.044766 | 0.030872 | 0.0054822 | 0 | 0.00016925 | 0.00016925 | 0 | 3.9256e-06 | 3.9256e-06 | 0 | 3.9256e-06
[79 empty] | WLDFR | HFTD - Distribution - Tier 3 - 5QU CoRE ¦ 2QU LoRE | Non-Red Flag Warning - Small Fires | 2037 | 0 | 0.087211 | 0.040679 | 0.0017655 | 0.044766 | 0.030872 | 0.0054822 | 0 | 0.00016925 | 0.00016925 | 0 | 3.9256e-06 | 3.9256e-06 | 0 | 3.9256e-06
[79 empty] | WLDFR | HFTD - Distribution - Tier 3 - 5QU CoRE ¦ 2QU LoRE | Non-Red Flag Warning - Small Fires | 2038 | 0 | 0.091184 | 0.042438 | 0.0018418 | 0.046905 | 0.032347 | 0.0054822 | 0 | 0.00017733 | 0.00017733 | 0 | 3.9256e-06 | 3.9256e-06 | 0 | 3.9256e-06
[79 empty] | WLDFR | HFTD - Distribution - Tier 3 - 5QU CoRE ¦ 2QU LoRE | Non-Red Flag Warning - Small Fires | 2039 | 0 | 0.091184 | 0.042438 | 0.0018418 | 0.046905 | 0.032347 | 0.0054822 | 0 | 0.00017733 | 0.00017733 | 0 | 3.9256e-06 | 3.9256e-06 | 0 | 3.9256e-06
[79 empty] | WLDFR | HFTD - Distribution - Tier 3 - 5QU CoRE ¦ 2QU LoRE | Non-Red Flag Warning - Small Fires | 2040 | 0 | 0.091184 | 0.042438 | 0.0018418 | 0.046905 | 0.032347 | 0.0054822 | 0 | 0.00017733 | 0.00017733 | 0 | 4.1708e-06 | 4.1708e-06 | 0 | 4.1708e-06
[79 empty] | WLDFR | HFTD - Distribution - Tier 3 - 5QU CoRE ¦ 2QU LoRE | Non-Red Flag Warning - Small Fires | 2041 | 0 | 0.091184 | 0.042438 | 0.0018418 | 0.046905 | 0.032347 | 0.0054822 | 0 | 0.00017733 | 0.00017733 | 0 | 4.1708e-06 | 4.1708e-06 | 0 | 4.1708e-06
[79 empty] | WLDFR | HFTD - Distribution - Tier 3 - 5QU CoRE ¦ 2QU LoRE | Non-Red Flag Warning - Small Fires | 2042 | 0 | 0.091184 | 0.042438 | 0.0018418 | 0.046905 | 0.032347 | 0.0054822 | 0 | 0.00017733 | 0.00017733 | 0 | 4.1708e-06 | 4.1708e-06 | 0 | 4.1708e-06
[79 empty] | WLDFR | HFTD - Distribution - Tier 3 - 5QU CoRE ¦ 2QU LoRE | Non-Red Flag Warning - Small Fires | 2043 | 0 | 0.095486 | 0.044306 | 0.0019228 | 0.049257 | 0.033969 | 0.0054822 | 0 | 0.00018622 | 0.00018622 | 0 | 4.1708e-06 | 4.1708e-06 | 0 | 4.1708e-06
[79 empty] | WLDFR | HFTD - Distribution - Tier 3 - 5QU CoRE ¦ 2QU LoRE | Non-Red Flag Warning - Small Fires | 2044 | 0 | 0.095486 | 0.044306 | 0.0019228 | 0.049257 | 0.033969 | 0.0054822 | 0 | 0.00018622 | 0.00018622 | 0 | 4.1708e-06 | 4.1708e-06 | 0 | 4.1708e-06
[79 empty] | WLDFR | HFTD - Distribution - Tier 3 - 5QU CoRE ¦ 2QU LoRE | Non-Red Flag Warning - Small Fires | 2045 | 0 | 0.095486 | 0.044306 | 0.0019228 | 0.049257 | 0.033969 | 0.0054822 | 0 | 0.00018622 | 0.00018622 | 0 | 4.439e-06 | 4.439e-06 | 0 | 4.439e-06
[79 empty] | WLDFR | HFTD - Distribution - Tier 3 - 5QU CoRE ¦ 2QU LoRE | Non-Red Flag Warning - Small Fires | 2046 | 0 | 0.095486 | 0.044306 | 0.0019228 | 0.049257 | 0.033969 | 0.0054822 | 0 | 0.00018622 | 0.00018622 | 0 | 4.439e-06 | 4.439e-06 | 0 | 4.439e-06
[79 empty] | WLDFR | HFTD - Distribution - Tier 3 - 5QU CoRE ¦ 2QU LoRE | Non-Red Flag Warning - Small Fires | 2047 | 0 | 0.095486 | 0.044306 | 0.0019228 | 0.049257 | 0.033969 | 0.0054822 | 0 | 0.00018622 | 0.00018622 | 0 | 4.439e-06 | 4.439e-06 | 0 | 4.439e-06
[79 empty] | WLDFR | HFTD - Distribution - Tier 3 - 5QU CoRE ¦ 2QU LoRE | Non-Red Flag Warning - Small Fires | 2048 | 0 | 0.10007 | 0.04626 | 0.0020076 | 0.051804 | 0.035726 | 0.0054822 | 0 | 0.00019585 | 0.00019585 | 0 | 4.439e-06 | 4.439e-06 | 0 | 4.439e-06
[79 empty] | WLDFR | HFTD - Distribution - Tier 3 - 5QU CoRE ¦ 2QU LoRE | Non-Red Flag Warning - Small Fires | 2049 | 0 | 0.10007 | 0.04626 | 0.0020076 | 0.051804 | 0.035726 | 0.0054822 | 0 | 0.00019585 | 0.00019585 | 0 | 4.439e-06 | 4.439e-06 | 0 | 4.439e-06
[79 empty] | WLDFR | HFTD - Distribution - Tier 3 - 5QU CoRE ¦ 2QU LoRE | Non-Red Flag Warning - Small Fires | 2050 | 0 | 0.10007 | 0.04626 | 0.0020076 | 0.051804 | 0.035726 | 0.0054822 | 0 | 0.00019585 | 0.00019585 | 0 | 4.7279e-06 | 4.7279e-06 | 0 | 4.7279e-06
[79 empty] | WLDFR | HFTD - Distribution - Tier 3 - 5QU CoRE ¦ 2QU LoRE | Non-Red Flag Warning - Small Fires | 2051 | 0 | 0.10007 | 0.04626 | 0.0020076 | 0.051804 | 0.035726 | 0.0054822 | 0 | 0.00019585 | 0.00019585 | 0 | 4.7279e-06 | 4.7279e-06 | 0 | 4.7279e-06
[79 empty] | WLDFR | HFTD - Distribution - Tier 3 - 5QU CoRE ¦ 2QU LoRE | Non-Red Flag Warning - Small Fires | 2052 | 0 | 0.10007 | 0.04626 | 0.0020076 | 0.051804 | 0.035726 | 0.0054822 | 0 | 0.00019585 | 0.00019585 | 0 | 4.7279e-06 | 4.7279e-06 | 0 | 4.7279e-06
[79 empty] | WLDFR | HFTD - Distribution - Tier 3 - 5QU CoRE ¦ 2QU LoRE | Non-Red Flag Warning - Small Fires | 2053 | 0 | 0.10489 | 0.048274 | 0.002095 | 0.054525 | 0.037602 | 0.0054822 | 0 | 0.00020614 | 0.00020614 | 0 | 4.7279e-06 | 4.7279e-06 | 0 | 4.7279e-06
[79 empty] | WLDFR | HFTD - Distribution - Tier 3 - 5QU CoRE ¦ 2QU LoRE | Non-Red Flag Warning - Small Fires | 2054 | 0 | 0.10489 | 0.048274 | 0.002095 | 0.054525 | 0.037602 | 0.0054822 | 0 | 0.00020614 | 0.00020614 | 0 | 0 | 4.7279e-06 | 0 | 4.7279e-06
[79 empty] | WLDFR | HFTD - Distribution - Tier 3 - 5QU CoRE ¦ 2QU LoRE | Non-Red Flag Warning - Small Fires | 2055 | 0 | 0.10489 | 0.048274 | 0.002095 | 0.054525 | 0.037602 | 0.0054822 | 0 | 0.00020614 | 0.00020614 | 0 | 1.2623e-06 | 0 | 0 | 0
[79 empty] | WLDFR | HFTD - Distribution - Tier 3 - 5QU CoRE ¦ 2QU LoRE | Red Flag Warning - Catastrophic Fires | 2026 | 0 | 14664.6376 | 233.2301 | 8896.516 | 5534.8915 | 3817.0051 | 1.7857e-06 | 0 | 0.006816 | 0.006816 | 0 | 1.303e-06 | 1.303e-06 | 0 | 1.303e-06
[79 empty] | WLDFR | HFTD - Distribution - Tier 3 - 5QU CoRE ¦ 2QU LoRE | Red Flag Warning - Catastrophic Fires | 2027 | 0 | 14664.6376 | 233.2301 | 8896.516 | 5534.8915 | 3817.0051 | 1.7857e-06 | 0 | 0.006816 | 0.006816 | 0 | 1.303e-06 | 1.303e-06 | 0 | 1.303e-06
[79 empty] | WLDFR | HFTD - Distribution - Tier 3 - 5QU CoRE ¦ 2QU LoRE | Red Flag Warning - Catastrophic Fires | 2028 | 0 | 15317.9909 | 247.273 | 9287.6491 | 5783.0689 | 3988.1546 | 1.7857e-06 | 0 | 0.0071216 | 0.0071216 | 0 | 1.303e-06 | 1.303e-06 | 0 | 1.303e-06
[79 empty] | WLDFR | HFTD - Distribution - Tier 3 - 5QU CoRE ¦ 2QU LoRE | Red Flag Warning - Catastrophic Fires | 2029 | 0 | 15317.9909 | 247.273 | 9287.6491 | 5783.0689 | 3988.1546 | 1.7857e-06 | 0 | 0.0071216 | 0.0071216 | 0 | 1.303e-06 | 1.303e-06 | 0 | 1.303e-06
[79 empty] | WLDFR | HFTD - Distribution - Tier 3 - 5QU CoRE ¦ 2QU LoRE | Red Flag Warning - Catastrophic Fires | 2030 | 0 | 15317.9909 | 247.273 | 9287.6491 | 5783.0689 | 3988.1546 | 1.7857e-06 | 0 | 0.0071216 | 0.0071216 | 0 | 1.303e-06 | 1.303e-06 | 0 | 1.303e-06
[79 empty] | WLDFR | HFTD - Distribution - Tier 3 - 5QU CoRE ¦ 2QU LoRE | Red Flag Warning - Catastrophic Fires | 2031 | 0 | 15317.9909 | 247.273 | 9287.6491 | 5783.0689 | 3988.1546 | 1.7857e-06 | 0 | 0.0071216 | 0.0071216 | 0 | 1.3548e-06 | 1.3548e-06 | 0 | 1.3548e-06
[79 empty] | WLDFR | HFTD - Distribution - Tier 3 - 5QU CoRE ¦ 2QU LoRE | Red Flag Warning - Catastrophic Fires | 2032 | 0 | 15317.9909 | 247.273 | 9287.6491 | 5783.0689 | 3988.1546 | 1.7857e-06 | 0 | 0.0071216 | 0.0071216 | 0 | 1.3548e-06 | 1.3548e-06 | 0 | 1.3548e-06
[79 empty] | WLDFR | HFTD - Distribution - Tier 3 - 5QU CoRE ¦ 2QU LoRE | Red Flag Warning - Catastrophic Fires | 2033 | 0 | 16044.1264 | 263.1074 | 9721.74 | 6059.2791 | 4178.6364 | 1.7857e-06 | 0 | 0.0074617 | 0.0074617 | 0 | 1.3548e-06 | 1.3548e-06 | 0 | 1.3548e-06
[79 empty] | WLDFR | HFTD - Distribution - Tier 3 - 5QU CoRE ¦ 2QU LoRE | Red Flag Warning - Catastrophic Fires | 2034 | 0 | 16044.1264 | 263.1074 | 9721.74 | 6059.2791 | 4178.6364 | 1.7857e-06 | 0 | 0.0074617 | 0.0074617 | 0 | 1.3548e-06 | 1.3548e-06 | 0 | 1.3548e-06
[79 empty] | WLDFR | HFTD - Distribution - Tier 3 - 5QU CoRE ¦ 2QU LoRE | Red Flag Warning - Catastrophic Fires | 2035 | 0 | 16044.1264 | 263.1074 | 9721.74 | 6059.2791 | 4178.6364 | 1.7857e-06 | 0 | 0.0074617 | 0.0074617 | 0 | 1.3548e-06 | 1.3548e-06 | 0 | 1.3548e-06
[79 empty] | WLDFR | HFTD - Distribution - Tier 3 - 5QU CoRE ¦ 2QU LoRE | Red Flag Warning - Catastrophic Fires | 2036 | 0 | 16044.1264 | 263.1074 | 9721.74 | 6059.2791 | 4178.6364 | 1.7857e-06 | 0 | 0.0074617 | 0.0074617 | 0 | 1.4132e-06 | 1.4132e-06 | 0 | 1.4132e-06
[79 empty] | WLDFR | HFTD - Distribution - Tier 3 - 5QU CoRE ¦ 2QU LoRE | Red Flag Warning - Catastrophic Fires | 2037 | 0 | 16044.1264 | 263.1074 | 9721.74 | 6059.2791 | 4178.6364 | 1.7857e-06 | 0 | 0.0074617 | 0.0074617 | 0 | 1.4132e-06 | 1.4132e-06 | 0 | 1.4132e-06
[79 empty] | WLDFR | HFTD - Distribution - Tier 3 - 5QU CoRE ¦ 2QU LoRE | Red Flag Warning - Catastrophic Fires | 2038 | 0 | 16832.3912 | 280.5544 | 10192.2718 | 6359.5651 | 4385.7214 | 1.7857e-06 | 0 | 0.0078315 | 0.0078315 | 0 | 1.4132e-06 | 1.4132e-06 | 0 | 1.4132e-06
[79 empty] | WLDFR | HFTD - Distribution - Tier 3 - 5QU CoRE ¦ 2QU LoRE | Red Flag Warning - Catastrophic Fires | 2039 | 0 | 16832.3912 | 280.5544 | 10192.2718 | 6359.5651 | 4385.7214 | 1.7857e-06 | 0 | 0.0078315 | 0.0078315 | 0 | 1.4132e-06 | 1.4132e-06 | 0 | 1.4132e-06
[79 empty] | WLDFR | HFTD - Distribution - Tier 3 - 5QU CoRE ¦ 2QU LoRE | Red Flag Warning - Catastrophic Fires | 2040 | 0 | 16832.3912 | 280.5544 | 10192.2718 | 6359.5651 | 4385.7214 | 1.7857e-06 | 0 | 0.0078315 | 0.0078315 | 0 | 1.4132e-06 | 1.4132e-06 | 0 | 1.4132e-06
[79 empty] | WLDFR | HFTD - Distribution - Tier 3 - 5QU CoRE ¦ 2QU LoRE | Red Flag Warning - Catastrophic Fires | 2041 | 0 | 16832.3912 | 280.5544 | 10192.2718 | 6359.5651 | 4385.7214 | 1.7857e-06 | 0 | 0.0078315 | 0.0078315 | 0 | 1.4776e-06 | 1.4776e-06 | 0 | 1.4776e-06
[79 empty] | WLDFR | HFTD - Distribution - Tier 3 - 5QU CoRE ¦ 2QU LoRE | Red Flag Warning - Catastrophic Fires | 2042 | 0 | 16832.3912 | 280.5544 | 10192.2718 | 6359.5651 | 4385.7214 | 1.7857e-06 | 0 | 0.0078315 | 0.0078315 | 0 | 1.4776e-06 | 1.4776e-06 | 0 | 1.4776e-06
[79 empty] | WLDFR | HFTD - Distribution - Tier 3 - 5QU CoRE ¦ 2QU LoRE | Red Flag Warning - Catastrophic Fires | 2043 | 0 | 17672.0852 | 299.42 | 10692.7362 | 6679.929 | 4606.6527 | 1.7857e-06 | 0 | 0.008226 | 0.008226 | 0 | 1.4776e-06 | 1.4776e-06 | 0 | 1.4776e-06
[79 empty] | WLDFR | HFTD - Distribution - Tier 3 - 5QU CoRE ¦ 2QU LoRE | Red Flag Warning - Catastrophic Fires | 2044 | 0 | 17672.0852 | 299.42 | 10692.7362 | 6679.929 | 4606.6527 | 1.7857e-06 | 0 | 0.008226 | 0.008226 | 0 | 1.4776e-06 | 1.4776e-06 | 0 | 1.4776e-06
[79 empty] | WLDFR | HFTD - Distribution - Tier 3 - 5QU CoRE ¦ 2QU LoRE | Red Flag Warning - Catastrophic Fires | 2045 | 0 | 17672.0852 | 299.42 | 10692.7362 | 6679.929 | 4606.6527 | 1.7857e-06 | 0 | 0.008226 | 0.008226 | 0 | 1.4776e-06 | 1.4776e-06 | 0 | 1.4776e-06
[79 empty] | WLDFR | HFTD - Distribution - Tier 3 - 5QU CoRE ¦ 2QU LoRE | Red Flag Warning - Catastrophic Fires | 2046 | 0 | 17672.0852 | 299.42 | 10692.7362 | 6679.929 | 4606.6527 | 1.7857e-06 | 0 | 0.008226 | 0.008226 | 0 | 1.5473e-06 | 1.5473e-06 | 0 | 1.5473e-06
[79 empty] | WLDFR | HFTD - Distribution - Tier 3 - 5QU CoRE ¦ 2QU LoRE | Red Flag Warning - Catastrophic Fires | 2047 | 0 | 17672.0852 | 299.42 | 10692.7362 | 6679.929 | 4606.6527 | 1.7857e-06 | 0 | 0.008226 | 0.008226 | 0 | 1.5473e-06 | 1.5473e-06 | 0 | 1.5473e-06
[79 empty] | WLDFR | HFTD - Distribution - Tier 3 - 5QU CoRE ¦ 2QU LoRE | Red Flag Warning - Catastrophic Fires | 2048 | 0 | 18552.3348 | 319.4911 | 11216.5626 | 7016.281 | 4838.6098 | 1.7857e-06 | 0 | 0.0086402 | 0.0086402 | 0 | 1.5473e-06 | 1.5473e-06 | 0 | 1.5473e-06
[79 empty] | WLDFR | HFTD - Distribution - Tier 3 - 5QU CoRE ¦ 2QU LoRE | Red Flag Warning - Catastrophic Fires | 2049 | 0 | 18552.3348 | 319.4911 | 11216.5626 | 7016.281 | 4838.6098 | 1.7857e-06 | 0 | 0.0086402 | 0.0086402 | 0 | 1.5473e-06 | 1.5473e-06 | 0 | 1.5473e-06
[79 empty] | WLDFR | HFTD - Distribution - Tier 3 - 5QU CoRE ¦ 2QU LoRE | Red Flag Warning - Catastrophic Fires | 2050 | 0 | 18552.3348 | 319.4911 | 11216.5626 | 7016.281 | 4838.6098 | 1.7857e-06 | 0 | 0.0086402 | 0.0086402 | 0 | 1.5473e-06 | 1.5473e-06 | 0 | 1.5473e-06
[79 empty] | WLDFR | HFTD - Distribution - Tier 3 - 5QU CoRE ¦ 2QU LoRE | Red Flag Warning - Catastrophic Fires | 2051 | 0 | 18552.3348 | 319.4911 | 11216.5626 | 7016.281 | 4838.6098 | 1.7857e-06 | 0 | 0.0086402 | 0.0086402 | 0 | 1.6216e-06 | 1.6216e-06 | 0 | 1.6216e-06
[79 empty] | WLDFR | HFTD - Distribution - Tier 3 - 5QU CoRE ¦ 2QU LoRE | Red Flag Warning - Catastrophic Fires | 2052 | 0 | 18552.3348 | 319.4911 | 11216.5626 | 7016.281 | 4838.6098 | 1.7857e-06 | 0 | 0.0086402 | 0.0086402 | 0 | 1.6216e-06 | 1.6216e-06 | 0 | 1.6216e-06
[79 empty] | WLDFR | HFTD - Distribution - Tier 3 - 5QU CoRE ¦ 2QU LoRE | Red Flag Warning - Catastrophic Fires | 2053 | 0 | 19462.1283 | 340.5356 | 11757.1413 | 7364.4514 | 5078.7171 | 1.7857e-06 | 0 | 0.009069 | 0.009069 | 0 | 1.6216e-06 | 1.6216e-06 | 0 | 1.6216e-06
[79 empty] | WLDFR | HFTD - Distribution - Tier 3 - 5QU CoRE ¦ 2QU LoRE | Red Flag Warning - Catastrophic Fires | 2054 | 0 | 19462.1283 | 340.5356 | 11757.1413 | 7364.4514 | 5078.7171 | 1.7857e-06 | 0 | 0.009069 | 0.009069 | 0 | 1.6216e-06 | 1.6216e-06 | 0 | 1.6216e-06
[79 empty] | WLDFR | HFTD - Distribution - Tier 3 - 5QU CoRE ¦ 2QU LoRE | Red Flag Warning - Catastrophic Fires | 2055 | 0 | 19462.1283 | 340.5356 | 11757.1413 | 7364.4514 | 5078.7171 | 1.7857e-06 | 0 | 0.009069 | 0.009069 | 0 | 0 | 1.6216e-06 | 0 | 1.6216e-06
[79 empty] | WLDFR | HFTD - Distribution - Tier 3 - 5QU CoRE ¦ 2QU LoRE | Red Flag Warning - Large Fires | 2026 | 0 | 5.475 | 0.71896 | 3.0715 | 1.6846 | 1.1617 | 2.7188e-05 | 0 | 3.1585e-05 | 3.1585e-05 | 0 | 2.5705e-05 | 0 | 0 | 0
[79 empty] | WLDFR | HFTD - Distribution - Tier 3 - 5QU CoRE ¦ 2QU LoRE | Red Flag Warning - Large Fires | 2027 | 0 | 5.475 | 0.71896 | 3.0715 | 1.6846 | 1.1617 | 2.7188e-05 | 0 | 3.1585e-05 | 3.1585e-05 | 0 | 2.6647e-05 | 2.6647e-05 | 0 | 2.6647e-05
[79 empty] | WLDFR | HFTD - Distribution - Tier 3 - 5QU CoRE ¦ 2QU LoRE | Red Flag Warning - Large Fires | 2028 | 0 | 5.777 | 0.74734 | 3.238 | 1.7917 | 1.2356 | 2.7188e-05 | 0 | 3.3594e-05 | 3.3594e-05 | 0 | 2.6647e-05 | 2.6647e-05 | 0 | 2.6647e-05
[79 empty] | WLDFR | HFTD - Distribution - Tier 3 - 5QU CoRE ¦ 2QU LoRE | Red Flag Warning - Large Fires | 2029 | 0 | 5.777 | 0.74734 | 3.238 | 1.7917 | 1.2356 | 2.7188e-05 | 0 | 3.3594e-05 | 3.3594e-05 | 0 | 2.6647e-05 | 2.6647e-05 | 0 | 2.6647e-05
[79 empty] | WLDFR | HFTD - Distribution - Tier 3 - 5QU CoRE ¦ 2QU LoRE | Red Flag Warning - Large Fires | 2030 | 0 | 5.777 | 0.74734 | 3.238 | 1.7917 | 1.2356 | 2.7188e-05 | 0 | 3.3594e-05 | 3.3594e-05 | 0 | 2.6647e-05 | 2.6647e-05 | 0 | 2.6647e-05
[79 empty] | WLDFR | HFTD - Distribution - Tier 3 - 5QU CoRE ¦ 2QU LoRE | Red Flag Warning - Large Fires | 2031 | 0 | 5.777 | 0.74734 | 3.238 | 1.7917 | 1.2356 | 2.7188e-05 | 0 | 3.3594e-05 | 3.3594e-05 | 0 | 2.6647e-05 | 2.6647e-05 | 0 | 2.6647e-05
[79 empty] | WLDFR | HFTD - Distribution - Tier 3 - 5QU CoRE ¦ 2QU LoRE | Red Flag Warning - Large Fires | 2032 | 0 | 5.777 | 0.74734 | 3.238 | 1.7917 | 1.2356 | 2.7188e-05 | 0 | 3.3594e-05 | 3.3594e-05 | 0 | 2.7834e-05 | 2.7834e-05 | 0 | 2.7834e-05
[79 empty] | WLDFR | HFTD - Distribution - Tier 3 - 5QU CoRE ¦ 2QU LoRE | Red Flag Warning - Large Fires | 2033 | 0 | 6.1205 | 0.77885 | 3.4265 | 1.9151 | 1.3207 | 2.7188e-05 | 0 | 3.5908e-05 | 3.5908e-05 | 0 | 2.7834e-05 | 2.7834e-05 | 0 | 2.7834e-05
[79 empty] | WLDFR | HFTD - Distribution - Tier 3 - 5QU CoRE ¦ 2QU LoRE | Red Flag Warning - Large Fires | 2034 | 0 | 6.1205 | 0.77885 | 3.4265 | 1.9151 | 1.3207 | 2.7188e-05 | 0 | 3.5908e-05 | 3.5908e-05 | 0 | 2.7834e-05 | 2.7834e-05 | 0 | 2.7834e-05
[79 empty] | WLDFR | HFTD - Distribution - Tier 3 - 5QU CoRE ¦ 2QU LoRE | Red Flag Warning - Large Fires | 2035 | 0 | 6.1205 | 0.77885 | 3.4265 | 1.9151 | 1.3207 | 2.7188e-05 | 0 | 3.5908e-05 | 3.5908e-05 | 0 | 2.7834e-05 | 2.7834e-05 | 0 | 2.7834e-05
[79 empty] | WLDFR | HFTD - Distribution - Tier 3 - 5QU CoRE ¦ 2QU LoRE | Red Flag Warning - Large Fires | 2036 | 0 | 6.1205 | 0.77885 | 3.4265 | 1.9151 | 1.3207 | 2.7188e-05 | 0 | 3.5908e-05 | 3.5908e-05 | 0 | 2.7834e-05 | 2.7834e-05 | 0 | 2.7834e-05
[79 empty] | WLDFR | HFTD - Distribution - Tier 3 - 5QU CoRE ¦ 2QU LoRE | Red Flag Warning - Large Fires | 2037 | 0 | 6.1205 | 0.77885 | 3.4265 | 1.9151 | 1.3207 | 2.7188e-05 | 0 | 3.5908e-05 | 3.5908e-05 | 0 | 2.9153e-05 | 2.9153e-05 | 0 | 2.9153e-05
[79 empty] | WLDFR | HFTD - Distribution - Tier 3 - 5QU CoRE ¦ 2QU LoRE | Red Flag Warning - Large Fires | 2038 | 0 | 6.5028 | 0.81304 | 3.6355 | 2.0543 | 1.4167 | 2.7188e-05 | 0 | 3.8516e-05 | 3.8516e-05 | 0 | 2.9153e-05 | 2.9153e-05 | 0 | 2.9153e-05
[79 empty] | WLDFR | HFTD - Distribution - Tier 3 - 5QU CoRE ¦ 2QU LoRE | Red Flag Warning - Large Fires | 2039 | 0 | 6.5028 | 0.81304 | 3.6355 | 2.0543 | 1.4167 | 2.7188e-05 | 0 | 3.8516e-05 | 3.8516e-05 | 0 | 2.9153e-05 | 2.9153e-05 | 0 | 2.9153e-05
[79 empty] | WLDFR | HFTD - Distribution - Tier 3 - 5QU CoRE ¦ 2QU LoRE | Red Flag Warning - Large Fires | 2040 | 0 | 6.5028 | 0.81304 | 3.6355 | 2.0543 | 1.4167 | 2.7188e-05 | 0 | 3.8516e-05 | 3.8516e-05 | 0 | 2.9153e-05 | 2.9153e-05 | 0 | 2.9153e-05
[79 empty] | WLDFR | HFTD - Distribution - Tier 3 - 5QU CoRE ¦ 2QU LoRE | Red Flag Warning - Large Fires | 2041 | 0 | 6.5028 | 0.81304 | 3.6355 | 2.0543 | 1.4167 | 2.7188e-05 | 0 | 3.8516e-05 | 3.8516e-05 | 0 | 2.9153e-05 | 2.9153e-05 | 0 | 2.9153e-05
[79 empty] | WLDFR | HFTD - Distribution - Tier 3 - 5QU CoRE ¦ 2QU LoRE | Red Flag Warning - Large Fires | 2042 | 0 | 6.5028 | 0.81304 | 3.6355 | 2.0543 | 1.4167 | 2.7188e-05 | 0 | 3.8516e-05 | 3.8516e-05 | 0 | 3.0586e-05 | 3.0586e-05 | 0 | 3.0586e-05
[79 empty] | WLDFR | HFTD - Distribution - Tier 3 - 5QU CoRE ¦ 2QU LoRE | Red Flag Warning - Large Fires | 2043 | 0 | 6.9209 | 0.84944 | 3.8632 | 2.2083 | 1.5229 | 2.7188e-05 | 0 | 4.1405e-05 | 4.1405e-05 | 0 | 3.0586e-05 | 3.0586e-05 | 0 | 3.0586e-05
[79 empty] | WLDFR | HFTD - Distribution - Tier 3 - 5QU CoRE ¦ 2QU LoRE | Red Flag Warning - Large Fires | 2044 | 0 | 6.9209 | 0.84944 | 3.8632 | 2.2083 | 1.5229 | 2.7188e-05 | 0 | 4.1405e-05 | 4.1405e-05 | 0 | 3.0586e-05 | 3.0586e-05 | 0 | 3.0586e-05
[79 empty] | WLDFR | HFTD - Distribution - Tier 3 - 5QU CoRE ¦ 2QU LoRE | Red Flag Warning - Large Fires | 2045 | 0 | 6.9209 | 0.84944 | 3.8632 | 2.2083 | 1.5229 | 2.7188e-05 | 0 | 4.1405e-05 | 4.1405e-05 | 0 | 3.0586e-05 | 3.0586e-05 | 0 | 3.0586e-05
[79 empty] | WLDFR | HFTD - Distribution - Tier 3 - 5QU CoRE ¦ 2QU LoRE | Red Flag Warning - Large Fires | 2046 | 0 | 6.9209 | 0.84944 | 3.8632 | 2.2083 | 1.5229 | 2.7188e-05 | 0 | 4.1405e-05 | 4.1405e-05 | 0 | 3.0586e-05 | 3.0586e-05 | 0 | 3.0586e-05
[79 empty] | WLDFR | HFTD - Distribution - Tier 3 - 5QU CoRE ¦ 2QU LoRE | Red Flag Warning - Large Fires | 2047 | 0 | 6.9209 | 0.84944 | 3.8632 | 2.2083 | 1.5229 | 2.7188e-05 | 0 | 4.1405e-05 | 4.1405e-05 | 0 | 3.2111e-05 | 3.2111e-05 | 0 | 3.2111e-05
[79 empty] | WLDFR | HFTD - Distribution - Tier 3 - 5QU CoRE ¦ 2QU LoRE | Red Flag Warning - Large Fires | 2048 | 0 | 7.3713 | 0.88759 | 4.1075 | 2.3763 | 1.6388 | 2.7188e-05 | 0 | 4.4554e-05 | 4.4554e-05 | 0 | 3.2111e-05 | 3.2111e-05 | 0 | 3.2111e-05
[79 empty] | WLDFR | HFTD - Distribution - Tier 3 - 5QU CoRE ¦ 2QU LoRE | Red Flag Warning - Large Fires | 2049 | 0 | 7.3713 | 0.88759 | 4.1075 | 2.3763 | 1.6388 | 2.7188e-05 | 0 | 4.4554e-05 | 4.4554e-05 | 0 | 3.2111e-05 | 3.2111e-05 | 0 | 3.2111e-05
[79 empty] | WLDFR | HFTD - Distribution - Tier 3 - 5QU CoRE ¦ 2QU LoRE | Red Flag Warning - Large Fires | 2050 | 0 | 7.3713 | 0.88759 | 4.1075 | 2.3763 | 1.6388 | 2.7188e-05 | 0 | 4.4554e-05 | 4.4554e-05 | 0 | 3.2111e-05 | 3.2111e-05 | 0 | 3.2111e-05
[79 empty] | WLDFR | HFTD - Distribution - Tier 3 - 5QU CoRE ¦ 2QU LoRE | Red Flag Warning - Large Fires | 2051 | 0 | 7.3713 | 0.88759 | 4.1075 | 2.3763 | 1.6388 | 2.7188e-05 | 0 | 4.4554e-05 | 4.4554e-05 | 0 | 3.2111e-05 | 3.2111e-05 | 0 | 3.2111e-05
[79 empty] | WLDFR | HFTD - Distribution - Tier 3 - 5QU CoRE ¦ 2QU LoRE | Red Flag Warning - Large Fires | 2052 | 0 | 7.3713 | 0.88759 | 4.1075 | 2.3763 | 1.6388 | 2.7188e-05 | 0 | 4.4554e-05 | 4.4554e-05 | 0 | 3.3711e-05 | 3.3711e-05 | 0 | 3.3711e-05
[79 empty] | WLDFR | HFTD - Distribution - Tier 3 - 5QU CoRE ¦ 2QU LoRE | Red Flag Warning - Large Fires | 2053 | 0 | 7.8503 | 0.92702 | 4.3664 | 2.5569 | 1.7633 | 2.7188e-05 | 0 | 4.794e-05 | 4.794e-05 | 0 | 3.3711e-05 | 3.3711e-05 | 0 | 3.3711e-05
[79 empty] | WLDFR | HFTD - Distribution - Tier 3 - 5QU CoRE ¦ 2QU LoRE | Red Flag Warning - Large Fires | 2054 | 0 | 7.8503 | 0.92702 | 4.3664 | 2.5569 | 1.7633 | 2.7188e-05 | 0 | 4.794e-05 | 4.794e-05 | 0 | 3.3711e-05 | 3.3711e-05 | 0 | 3.3711e-05
[79 empty] | WLDFR | HFTD - Distribution - Tier 3 - 5QU CoRE ¦ 2QU LoRE | Red Flag Warning - Large Fires | 2055 | 0 | 7.8503 | 0.92702 | 4.3664 | 2.5569 | 1.7633 | 2.7188e-05 | 0 | 4.794e-05 | 4.794e-05 | 0 | 3.3711e-05 | 3.3711e-05 | 0 | 3.3711e-05
[79 empty] | WLDFR | HFTD - Distribution - Tier 3 - 5QU CoRE ¦ 2QU LoRE | Red Flag Warning - Small Fires | 2026 | 0 | 0.080408 | 0.03759 | 0.0016314 | 0.041187 | 0.028403 | 0.0007878 | 0 | 2.2376e-05 | 2.2376e-05 | 0 | 0 | 3.3711e-05 | 0 | 3.3711e-05
[79 empty] | WLDFR | HFTD - Distribution - Tier 3 - 5QU CoRE ¦ 2QU LoRE | Red Flag Warning - Small Fires | 2027 | 0 | 0.080408 | 0.03759 | 0.0016314 | 0.041187 | 0.028403 | 0.0007878 | 0 | 2.2376e-05 | 2.2376e-05 | 0 | 3.4745e-05 | 0 | 0 | 0
[79 empty] | WLDFR | HFTD - Distribution - Tier 3 - 5QU CoRE ¦ 2QU LoRE | Red Flag Warning - Small Fires | 2028 | 0 | 0.083606 | 0.039055 | 0.001695 | 0.042856 | 0.029555 | 0.0007878 | 0 | 2.3283e-05 | 2.3283e-05 | 0 | 3.6014e-05 | 3.6014e-05 | 0 | 3.6014e-05
[79 empty] | WLDFR | HFTD - Distribution - Tier 3 - 5QU CoRE ¦ 2QU LoRE | Red Flag Warning - Small Fires | 2029 | 0 | 0.083606 | 0.039055 | 0.001695 | 0.042856 | 0.029555 | 0.0007878 | 0 | 2.3283e-05 | 2.3283e-05 | 0 | 3.6014e-05 | 3.6014e-05 | 0 | 3.6014e-05
[79 empty] | WLDFR | HFTD - Distribution - Tier 3 - 5QU CoRE ¦ 2QU LoRE | Red Flag Warning - Small Fires | 2030 | 0 | 0.083606 | 0.039055 | 0.001695 | 0.042856 | 0.029555 | 0.0007878 | 0 | 2.3283e-05 | 2.3283e-05 | 0 | 3.6014e-05 | 3.6014e-05 | 0 | 3.6014e-05
[79 empty] | WLDFR | HFTD - Distribution - Tier 3 - 5QU CoRE ¦ 2QU LoRE | Red Flag Warning - Small Fires | 2031 | 0 | 0.083606 | 0.039055 | 0.001695 | 0.042856 | 0.029555 | 0.0007878 | 0 | 2.3283e-05 | 2.3283e-05 | 0 | 3.6014e-05 | 3.6014e-05 | 0 | 3.6014e-05
[79 empty] | WLDFR | HFTD - Distribution - Tier 3 - 5QU CoRE ¦ 2QU LoRE | Red Flag Warning - Small Fires | 2032 | 0 | 0.083606 | 0.039055 | 0.001695 | 0.042856 | 0.029555 | 0.0007878 | 0 | 2.3283e-05 | 2.3283e-05 | 0 | 3.6014e-05 | 3.6014e-05 | 0 | 3.6014e-05
[79 empty] | WLDFR | HFTD - Distribution - Tier 3 - 5QU CoRE ¦ 2QU LoRE | Red Flag Warning - Small Fires | 2033 | 0 | 0.087211 | 0.040679 | 0.0017655 | 0.044766 | 0.030872 | 0.0007878 | 0 | 2.4321e-05 | 2.4321e-05 | 0 | 3.7612e-05 | 3.7612e-05 | 0 | 3.7612e-05
[79 empty] | WLDFR | HFTD - Distribution - Tier 3 - 5QU CoRE ¦ 2QU LoRE | Red Flag Warning - Small Fires | 2034 | 0 | 0.087211 | 0.040679 | 0.0017655 | 0.044766 | 0.030872 | 0.0007878 | 0 | 2.4321e-05 | 2.4321e-05 | 0 | 3.7612e-05 | 3.7612e-05 | 0 | 3.7612e-05
[79 empty] | WLDFR | HFTD - Distribution - Tier 3 - 5QU CoRE ¦ 2QU LoRE | Red Flag Warning - Small Fires | 2035 | 0 | 0.087211 | 0.040679 | 0.0017655 | 0.044766 | 0.030872 | 0.0007878 | 0 | 2.4321e-05 | 2.4321e-05 | 0 | 3.7612e-05 | 3.7612e-05 | 0 | 3.7612e-05
[79 empty] | WLDFR | HFTD - Distribution - Tier 3 - 5QU CoRE ¦ 2QU LoRE | Red Flag Warning - Small Fires | 2036 | 0 | 0.087211 | 0.040679 | 0.0017655 | 0.044766 | 0.030872 | 0.0007878 | 0 | 2.4321e-05 | 2.4321e-05 | 0 | 3.7612e-05 | 3.7612e-05 | 0 | 3.7612e-05
[79 empty] | WLDFR | HFTD - Distribution - Tier 3 - 5QU CoRE ¦ 2QU LoRE | Red Flag Warning - Small Fires | 2037 | 0 | 0.087211 | 0.040679 | 0.0017655 | 0.044766 | 0.030872 | 0.0007878 | 0 | 2.4321e-05 | 2.4321e-05 | 0 | 3.7612e-05 | 3.7612e-05 | 0 | 3.7612e-05
[79 empty] | WLDFR | HFTD - Distribution - Tier 3 - 5QU CoRE ¦ 2QU LoRE | Red Flag Warning - Small Fires | 2038 | 0 | 0.091184 | 0.042438 | 0.0018418 | 0.046905 | 0.032347 | 0.0007878 | 0 | 2.5483e-05 | 2.5483e-05 | 0 | 3.9387e-05 | 3.9387e-05 | 0 | 3.9387e-05
[79 empty] | WLDFR | HFTD - Distribution - Tier 3 - 5QU CoRE ¦ 2QU LoRE | Red Flag Warning - Small Fires | 2039 | 0 | 0.091184 | 0.042438 | 0.0018418 | 0.046905 | 0.032347 | 0.0007878 | 0 | 2.5483e-05 | 2.5483e-05 | 0 | 3.9387e-05 | 3.9387e-05 | 0 | 3.9387e-05
[79 empty] | WLDFR | HFTD - Distribution - Tier 3 - 5QU CoRE ¦ 2QU LoRE | Red Flag Warning - Small Fires | 2040 | 0 | 0.091184 | 0.042438 | 0.0018418 | 0.046905 | 0.032347 | 0.0007878 | 0 | 2.5483e-05 | 2.5483e-05 | 0 | 3.9387e-05 | 3.9387e-05 | 0 | 3.9387e-05
[79 empty] | WLDFR | HFTD - Distribution - Tier 3 - 5QU CoRE ¦ 2QU LoRE | Red Flag Warning - Small Fires | 2041 | 0 | 0.091184 | 0.042438 | 0.0018418 | 0.046905 | 0.032347 | 0.0007878 | 0 | 2.5483e-05 | 2.5483e-05 | 0 | 3.9387e-05 | 3.9387e-05 | 0 | 3.9387e-05
[79 empty] | WLDFR | HFTD - Distribution - Tier 3 - 5QU CoRE ¦ 2QU LoRE | Red Flag Warning - Small Fires | 2042 | 0 | 0.091184 | 0.042438 | 0.0018418 | 0.046905 | 0.032347 | 0.0007878 | 0 | 2.5483e-05 | 2.5483e-05 | 0 | 3.9387e-05 | 3.9387e-05 | 0 | 3.9387e-05
[79 empty] | WLDFR | HFTD - Distribution - Tier 3 - 5QU CoRE ¦ 2QU LoRE | Red Flag Warning - Small Fires | 2043 | 0 | 0.095486 | 0.044306 | 0.0019228 | 0.049257 | 0.033969 | 0.0007878 | 0 | 2.6761e-05 | 2.6761e-05 | 0 | 4.1312e-05 | 4.1312e-05 | 0 | 4.1312e-05
[79 empty] | WLDFR | HFTD - Distribution - Tier 3 - 5QU CoRE ¦ 2QU LoRE | Red Flag Warning - Small Fires | 2044 | 0 | 0.095486 | 0.044306 | 0.0019228 | 0.049257 | 0.033969 | 0.0007878 | 0 | 2.6761e-05 | 2.6761e-05 | 0 | 4.1312e-05 | 4.1312e-05 | 0 | 4.1312e-05
[79 empty] | WLDFR | HFTD - Distribution - Tier 3 - 5QU CoRE ¦ 2QU LoRE | Red Flag Warning - Small Fires | 2045 | 0 | 0.095486 | 0.044306 | 0.0019228 | 0.049257 | 0.033969 | 0.0007878 | 0 | 2.6761e-05 | 2.6761e-05 | 0 | 4.1312e-05 | 4.1312e-05 | 0 | 4.1312e-05
[79 empty] | WLDFR | HFTD - Distribution - Tier 3 - 5QU CoRE ¦ 2QU LoRE | Red Flag Warning - Small Fires | 2046 | 0 | 0.095486 | 0.044306 | 0.0019228 | 0.049257 | 0.033969 | 0.0007878 | 0 | 2.6761e-05 | 2.6761e-05 | 0 | 4.1312e-05 | 4.1312e-05 | 0 | 4.1312e-05
[79 empty] | WLDFR | HFTD - Distribution - Tier 3 - 5QU CoRE ¦ 2QU LoRE | Red Flag Warning - Small Fires | 2047 | 0 | 0.095486 | 0.044306 | 0.0019228 | 0.049257 | 0.033969 | 0.0007878 | 0 | 2.6761e-05 | 2.6761e-05 | 0 | 4.1312e-05 | 4.1312e-05 | 0 | 4.1312e-05
[79 empty] | WLDFR | HFTD - Distribution - Tier 3 - 5QU CoRE ¦ 2QU LoRE | Red Flag Warning - Small Fires | 2048 | 0 | 0.10007 | 0.04626 | 0.0020076 | 0.051804 | 0.035726 | 0.0007878 | 0 | 2.8145e-05 | 2.8145e-05 | 0 | 4.3361e-05 | 4.3361e-05 | 0 | 4.3361e-05
[79 empty] | WLDFR | HFTD - Distribution - Tier 3 - 5QU CoRE ¦ 2QU LoRE | Red Flag Warning - Small Fires | 2049 | 0 | 0.10007 | 0.04626 | 0.0020076 | 0.051804 | 0.035726 | 0.0007878 | 0 | 2.8145e-05 | 2.8145e-05 | 0 | 4.3361e-05 | 4.3361e-05 | 0 | 4.3361e-05
[79 empty] | WLDFR | HFTD - Distribution - Tier 3 - 5QU CoRE ¦ 2QU LoRE | Red Flag Warning - Small Fires | 2050 | 0 | 0.10007 | 0.04626 | 0.0020076 | 0.051804 | 0.035726 | 0.0007878 | 0 | 2.8145e-05 | 2.8145e-05 | 0 | 4.3361e-05 | 4.3361e-05 | 0 | 4.3361e-05
[79 empty] | WLDFR | HFTD - Distribution - Tier 3 - 5QU CoRE ¦ 2QU LoRE | Red Flag Warning - Small Fires | 2051 | 0 | 0.10007 | 0.04626 | 0.0020076 | 0.051804 | 0.035726 | 0.0007878 | 0 | 2.8145e-05 | 2.8145e-05 | 0 | 4.3361e-05 | 4.3361e-05 | 0 | 4.3361e-05
[79 empty] | WLDFR | HFTD - Distribution - Tier 3 - 5QU CoRE ¦ 2QU LoRE | Red Flag Warning - Small Fires | 2052 | 0 | 0.10007 | 0.04626 | 0.0020076 | 0.051804 | 0.035726 | 0.0007878 | 0 | 2.8145e-05 | 2.8145e-05 | 0 | 4.3361e-05 | 4.3361e-05 | 0 | 4.3361e-05
[79 empty] | WLDFR | HFTD - Distribution - Tier 3 - 5QU CoRE ¦ 2QU LoRE | Red Flag Warning - Small Fires | 2053 | 0 | 0.10489 | 0.048274 | 0.002095 | 0.054525 | 0.037602 | 0.0007878 | 0 | 2.9623e-05 | 2.9623e-05 | 0 | 4.5506e-05 | 4.5506e-05 | 0 | 4.5506e-05
[79 empty] | WLDFR | HFTD - Distribution - Tier 3 - 5QU CoRE ¦ 2QU LoRE | Red Flag Warning - Small Fires | 2054 | 0 | 0.10489 | 0.048274 | 0.002095 | 0.054525 | 0.037602 | 0.0007878 | 0 | 2.9623e-05 | 2.9623e-05 | 0 | 4.5506e-05 | 4.5506e-05 | 0 | 4.5506e-05
[79 empty] | WLDFR | HFTD - Distribution - Tier 3 - 5QU CoRE ¦ 2QU LoRE | Red Flag Warning - Small Fires | 2055 | 0 | 0.10489 | 0.048274 | 0.002095 | 0.054525 | 0.037602 | 0.0007878 | 0 | 2.9623e-05 | 2.9623e-05 | 0 | 4.5506e-05 | 4.5506e-05 | 0 | 4.5506e-05
[79 empty] | WLDFR | HFTD - Distribution - Tier 3 - 5QU CoRE ¦ 2QU LoRE | Seismic - Non-Red Flag Warning - Catastrophic Fires | 2026 | 0 | 21835.9781 | 428.6023 | 13939.561 | 7467.8148 | 5149.9993 | 5.6085e-10 | 0 | 2.8884e-06 | 2.8884e-06 | 0 | 4.5506e-05 | 4.5506e-05 | 0 | 4.5506e-05
[79 empty] | WLDFR | HFTD - Distribution - Tier 3 - 5QU CoRE ¦ 2QU LoRE | Seismic - Non-Red Flag Warning - Catastrophic Fires | 2027 | 0 | 21835.9781 | 428.6023 | 13939.561 | 7467.8148 | 5149.9993 | 5.6085e-10 | 0 | 2.8884e-06 | 2.8884e-06 | 0 | 0 | 4.5506e-05 | 0 | 4.5506e-05
[79 empty] | WLDFR | HFTD - Distribution - Tier 3 - 5QU CoRE ¦ 2QU LoRE | Seismic - Non-Red Flag Warning - Catastrophic Fires | 2028 | 0 | 22783.187 | 453.261 | 14531.3357 | 7798.5904 | 5378.1107 | 5.6085e-10 | 0 | 3.0163e-06 | 3.0163e-06 | 0 | 3.7729e-06 | 0 | 0 | 0
[79 empty] | WLDFR | HFTD - Distribution - Tier 3 - 5QU CoRE ¦ 2QU LoRE | Seismic - Non-Red Flag Warning - Catastrophic Fires | 2029 | 0 | 22783.187 | 453.261 | 14531.3357 | 7798.5904 | 5378.1107 | 5.6085e-10 | 0 | 3.0163e-06 | 3.0163e-06 | 0 | 3.9417e-06 | 3.9417e-06 | 0 | 3.9417e-06
[79 empty] | WLDFR | HFTD - Distribution - Tier 3 - 5QU CoRE ¦ 2QU LoRE | Seismic - Non-Red Flag Warning - Catastrophic Fires | 2030 | 0 | 22783.187 | 453.261 | 14531.3357 | 7798.5904 | 5378.1107 | 5.6085e-10 | 0 | 3.0163e-06 | 3.0163e-06 | 0 | 3.9417e-06 | 3.9417e-06 | 0 | 3.9417e-06
[79 empty] | WLDFR | HFTD - Distribution - Tier 3 - 5QU CoRE ¦ 2QU LoRE | Seismic - Non-Red Flag Warning - Catastrophic Fires | 2031 | 0 | 22783.187 | 453.261 | 14531.3357 | 7798.5904 | 5378.1107 | 5.6085e-10 | 0 | 3.0163e-06 | 3.0163e-06 | 0 | 3.9417e-06 | 3.9417e-06 | 0 | 3.9417e-06
[79 empty] | WLDFR | HFTD - Distribution - Tier 3 - 5QU CoRE ¦ 2QU LoRE | Seismic - Non-Red Flag Warning - Catastrophic Fires | 2032 | 0 | 22783.187 | 453.261 | 14531.3357 | 7798.5904 | 5378.1107 | 5.6085e-10 | 0 | 3.0163e-06 | 3.0163e-06 | 0 | 3.9417e-06 | 3.9417e-06 | 0 | 3.9417e-06
[79 empty] | WLDFR | HFTD - Distribution - Tier 3 - 5QU CoRE ¦ 2QU LoRE | Seismic - Non-Red Flag Warning - Catastrophic Fires | 2033 | 0 | 23835.2641 | 480.9649 | 15187.7294 | 8166.5698 | 5631.8789 | 5.6085e-10 | 0 | 3.1586e-06 | 3.1586e-06 | 0 | 3.9417e-06 | 3.9417e-06 | 0 | 3.9417e-06
[79 empty] | WLDFR | HFTD - Distribution - Tier 3 - 5QU CoRE ¦ 2QU LoRE | Seismic - Non-Red Flag Warning - Catastrophic Fires | 2034 | 0 | 23835.2641 | 480.9649 | 15187.7294 | 8166.5698 | 5631.8789 | 5.6085e-10 | 0 | 3.1586e-06 | 3.1586e-06 | 0 | 4.1591e-06 | 4.1591e-06 | 0 | 4.1591e-06
[79 empty] | WLDFR | HFTD - Distribution - Tier 3 - 5QU CoRE ¦ 2QU LoRE | Seismic - Non-Red Flag Warning - Catastrophic Fires | 2035 | 0 | 23835.2641 | 480.9649 | 15187.7294 | 8166.5698 | 5631.8789 | 5.6085e-10 | 0 | 3.1586e-06 | 3.1586e-06 | 0 | 4.1591e-06 | 4.1591e-06 | 0 | 4.1591e-06
[79 empty] | WLDFR | HFTD - Distribution - Tier 3 - 5QU CoRE ¦ 2QU LoRE | Seismic - Non-Red Flag Warning - Catastrophic Fires | 2036 | 0 | 23835.2641 | 480.9649 | 15187.7294 | 8166.5698 | 5631.8789 | 5.6085e-10 | 0 | 3.1586e-06 | 3.1586e-06 | 0 | 4.1591e-06 | 4.1591e-06 | 0 | 4.1591e-06
[79 empty] | WLDFR | HFTD - Distribution - Tier 3 - 5QU CoRE ¦ 2QU LoRE | Seismic - Non-Red Flag Warning - Catastrophic Fires | 2037 | 0 | 23835.2641 | 480.9649 | 15187.7294 | 8166.5698 | 5631.8789 | 5.6085e-10 | 0 | 3.1586e-06 | 3.1586e-06 | 0 | 4.1591e-06 | 4.1591e-06 | 0 | 4.1591e-06
[79 empty] | WLDFR | HFTD - Distribution - Tier 3 - 5QU CoRE ¦ 2QU LoRE | Seismic - Non-Red Flag Warning - Catastrophic Fires | 2038 | 0 | 24976.6418 | 511.3745 | 15898.8237 | 8566.4437 | 5907.6423 | 5.6085e-10 | 0 | 3.3133e-06 | 3.3133e-06 | 0 | 4.1591e-06 | 4.1591e-06 | 0 | 4.1591e-06
[79 empty] | WLDFR | HFTD - Distribution - Tier 3 - 5QU CoRE ¦ 2QU LoRE | Seismic - Non-Red Flag Warning - Catastrophic Fires | 2039 | 0 | 24976.6418 | 511.3745 | 15898.8237 | 8566.4437 | 5907.6423 | 5.6085e-10 | 0 | 3.3133e-06 | 3.3133e-06 | 0 | 4.4064e-06 | 4.4064e-06 | 0 | 4.4064e-06
[79 empty] | WLDFR | HFTD - Distribution - Tier 3 - 5QU CoRE ¦ 2QU LoRE | Seismic - Non-Red Flag Warning - Catastrophic Fires | 2040 | 0 | 24976.6418 | 511.3745 | 15898.8237 | 8566.4437 | 5907.6423 | 5.6085e-10 | 0 | 3.3133e-06 | 3.3133e-06 | 0 | 4.4064e-06 | 4.4064e-06 | 0 | 4.4064e-06
[79 empty] | WLDFR | HFTD - Distribution - Tier 3 - 5QU CoRE ¦ 2QU LoRE | Seismic - Non-Red Flag Warning - Catastrophic Fires | 2041 | 0 | 24976.6418 | 511.3745 | 15898.8237 | 8566.4437 | 5907.6423 | 5.6085e-10 | 0 | 3.3133e-06 | 3.3133e-06 | 0 | 4.4064e-06 | 4.4064e-06 | 0 | 4.4064e-06
[79 empty] | WLDFR | HFTD - Distribution - Tier 3 - 5QU CoRE ¦ 2QU LoRE | Seismic - Non-Red Flag Warning - Catastrophic Fires | 2042 | 0 | 24976.6418 | 511.3745 | 15898.8237 | 8566.4437 | 5907.6423 | 5.6085e-10 | 0 | 3.3133e-06 | 3.3133e-06 | 0 | 4.4064e-06 | 4.4064e-06 | 0 | 4.4064e-06
[79 empty] | WLDFR | HFTD - Distribution - Tier 3 - 5QU CoRE ¦ 2QU LoRE | Seismic - Non-Red Flag Warning - Catastrophic Fires | 2043 | 0 | 26191.7278 | 544.1291 | 16654.7414 | 8992.8573 | 6201.7082 | 5.6085e-10 | 0 | 3.4782e-06 | 3.4782e-06 | 0 | 4.4064e-06 | 4.4064e-06 | 0 | 4.4064e-06
[79 empty] | WLDFR | HFTD - Distribution - Tier 3 - 5QU CoRE ¦ 2QU LoRE | Seismic - Non-Red Flag Warning - Catastrophic Fires | 2044 | 0 | 26191.7278 | 544.1291 | 16654.7414 | 8992.8573 | 6201.7082 | 5.6085e-10 | 0 | 3.4782e-06 | 3.4782e-06 | 0 | 4.6816e-06 | 4.6816e-06 | 0 | 4.6816e-06
[79 empty] | WLDFR | HFTD - Distribution - Tier 3 - 5QU CoRE ¦ 2QU LoRE | Seismic - Non-Red Flag Warning - Catastrophic Fires | 2045 | 0 | 26191.7278 | 544.1291 | 16654.7414 | 8992.8573 | 6201.7082 | 5.6085e-10 | 0 | 3.4782e-06 | 3.4782e-06 | 0 | 4.6816e-06 | 4.6816e-06 | 0 | 4.6816e-06
[79 empty] | WLDFR | HFTD - Distribution - Tier 3 - 5QU CoRE ¦ 2QU LoRE | Seismic - Non-Red Flag Warning - Catastrophic Fires | 2046 | 0 | 26191.7278 | 544.1291 | 16654.7414 | 8992.8573 | 6201.7082 | 5.6085e-10 | 0 | 3.4782e-06 | 3.4782e-06 | 0 | 4.6816e-06 | 4.6816e-06 | 0 | 4.6816e-06
[79 empty] | WLDFR | HFTD - Distribution - Tier 3 - 5QU CoRE ¦ 2QU LoRE | Seismic - Non-Red Flag Warning - Catastrophic Fires | 2047 | 0 | 26191.7278 | 544.1291 | 16654.7414 | 8992.8573 | 6201.7082 | 5.6085e-10 | 0 | 3.4782e-06 | 3.4782e-06 | 0 | 4.6816e-06 | 4.6816e-06 | 0 | 4.6816e-06
[79 empty] | WLDFR | HFTD - Distribution - Tier 3 - 5QU CoRE ¦ 2QU LoRE | Seismic - Non-Red Flag Warning - Catastrophic Fires | 2048 | 0 | 27464.7227 | 578.8407 | 17445.538 | 9440.3441 | 6510.3067 | 5.6085e-10 | 0 | 3.6513e-06 | 3.6513e-06 | 0 | 4.6816e-06 | 4.6816e-06 | 0 | 4.6816e-06
[79 empty] | WLDFR | HFTD - Distribution - Tier 3 - 5QU CoRE ¦ 2QU LoRE | Seismic - Non-Red Flag Warning - Catastrophic Fires | 2049 | 0 | 27464.7227 | 578.8407 | 17445.538 | 9440.3441 | 6510.3067 | 5.6085e-10 | 0 | 3.6513e-06 | 3.6513e-06 | 0 | 4.9826e-06 | 4.9826e-06 | 0 | 4.9826e-06
[79 empty] | WLDFR | HFTD - Distribution - Tier 3 - 5QU CoRE ¦ 2QU LoRE | Seismic - Non-Red Flag Warning - Catastrophic Fires | 2050 | 0 | 27464.7227 | 578.8407 | 17445.538 | 9440.3441 | 6510.3067 | 5.6085e-10 | 0 | 3.6513e-06 | 3.6513e-06 | 0 | 4.9826e-06 | 4.9826e-06 | 0 | 4.9826e-06
[79 empty] | WLDFR | HFTD - Distribution - Tier 3 - 5QU CoRE ¦ 2QU LoRE | Seismic - Non-Red Flag Warning - Catastrophic Fires | 2051 | 0 | 27464.7227 | 578.8407 | 17445.538 | 9440.3441 | 6510.3067 | 5.6085e-10 | 0 | 3.6513e-06 | 3.6513e-06 | 0 | 4.9826e-06 | 4.9826e-06 | 0 | 4.9826e-06
[79 empty] | WLDFR | HFTD - Distribution - Tier 3 - 5QU CoRE ¦ 2QU LoRE | Seismic - Non-Red Flag Warning - Catastrophic Fires | 2052 | 0 | 27464.7227 | 578.8407 | 17445.538 | 9440.3441 | 6510.3067 | 5.6085e-10 | 0 | 3.6513e-06 | 3.6513e-06 | 0 | 4.9826e-06 | 4.9826e-06 | 0 | 4.9826e-06
[79 empty] | WLDFR | HFTD - Distribution - Tier 3 - 5QU CoRE ¦ 2QU LoRE | Seismic - Non-Red Flag Warning - Catastrophic Fires | 2053 | 0 | 28779.6694 | 615.0952 | 18261.2327 | 9903.3415 | 6829.6018 | 5.6085e-10 | 0 | 3.8304e-06 | 3.8304e-06 | 0 | 4.9826e-06 | 4.9826e-06 | 0 | 4.9826e-06
[79 empty] | WLDFR | HFTD - Distribution - Tier 3 - 5QU CoRE ¦ 2QU LoRE | Seismic - Non-Red Flag Warning - Catastrophic Fires | 2054 | 0 | 28779.6694 | 615.0952 | 18261.2327 | 9903.3415 | 6829.6018 | 5.6085e-10 | 0 | 3.8304e-06 | 3.8304e-06 | 0 | 5.3069e-06 | 5.3069e-06 | 0 | 5.3069e-06
[79 empty] | WLDFR | HFTD - Distribution - Tier 3 - 5QU CoRE ¦ 2QU LoRE | Seismic - Non-Red Flag Warning - Catastrophic Fires | 2055 | 0 | 28779.6694 | 615.0952 | 18261.2327 | 9903.3415 | 6829.6018 | 5.6085e-10 | 0 | 3.8304e-06 | 3.8304e-06 | 0 | 5.3069e-06 | 5.3069e-06 | 0 | 5.3069e-06
[79 empty] | WLDFR | HFTD - Distribution - Tier 3 - 5QU CoRE ¦ 2QU LoRE | Seismic - Red Flag Warning - Catastrophic Fires | 2026 | 0 | 21835.9781 | 428.6023 | 13939.561 | 7467.8148 | 5149.9993 | 2.4183e-08 | 0 | 0.00012454 | 0.00012454 | 0 | 5.3069e-06 | 5.3069e-06 | 0 | 5.3069e-06
[79 empty] | WLDFR | HFTD - Distribution - Tier 3 - 5QU CoRE ¦ 2QU LoRE | Seismic - Red Flag Warning - Catastrophic Fires | 2027 | 0 | 21835.9781 | 428.6023 | 13939.561 | 7467.8148 | 5149.9993 | 2.4183e-08 | 0 | 0.00012454 | 0.00012454 | 0 | 5.3069e-06 | 5.3069e-06 | 0 | 5.3069e-06
[79 empty] | WLDFR | HFTD - Distribution - Tier 3 - 5QU CoRE ¦ 2QU LoRE | Seismic - Red Flag Warning - Catastrophic Fires | 2028 | 0 | 22783.187 | 453.261 | 14531.3357 | 7798.5904 | 5378.1107 | 2.4183e-08 | 0 | 0.00013006 | 0.00013006 | 0 | 0 | 5.3069e-06 | 0 | 5.3069e-06
[79 empty] | WLDFR | HFTD - Distribution - Tier 3 - 5QU CoRE ¦ 2QU LoRE | Seismic - Red Flag Warning - Catastrophic Fires | 2029 | 0 | 22783.187 | 453.261 | 14531.3357 | 7798.5904 | 5378.1107 | 2.4183e-08 | 0 | 0.00013006 | 0.00013006 | 0 | 3.0487e-05 | 0 | 0 | 0
[79 empty] | WLDFR | HFTD - Distribution - Tier 3 - 5QU CoRE ¦ 2QU LoRE | Seismic - Red Flag Warning - Catastrophic Fires | 2030 | 0 | 22783.187 | 453.261 | 14531.3357 | 7798.5904 | 5378.1107 | 2.4183e-08 | 0 | 0.00013006 | 0.00013006 | 0 | 3.1468e-05 | 3.1468e-05 | 0 | 3.1468e-05
[79 empty] | WLDFR | HFTD - Distribution - Tier 3 - 5QU CoRE ¦ 2QU LoRE | Seismic - Red Flag Warning - Catastrophic Fires | 2031 | 0 | 22783.187 | 453.261 | 14531.3357 | 7798.5904 | 5378.1107 | 2.4183e-08 | 0 | 0.00013006 | 0.00013006 | 0 | 3.1468e-05 | 3.1468e-05 | 0 | 3.1468e-05
[79 empty] | WLDFR | HFTD - Distribution - Tier 3 - 5QU CoRE ¦ 2QU LoRE | Seismic - Red Flag Warning - Catastrophic Fires | 2032 | 0 | 22783.187 | 453.261 | 14531.3357 | 7798.5904 | 5378.1107 | 2.4183e-08 | 0 | 0.00013006 | 0.00013006 | 0 | 3.1468e-05 | 3.1468e-05 | 0 | 3.1468e-05
[79 empty] | WLDFR | HFTD - Distribution - Tier 3 - 5QU CoRE ¦ 2QU LoRE | Seismic - Red Flag Warning - Catastrophic Fires | 2033 | 0 | 23835.2641 | 480.9649 | 15187.7294 | 8166.5698 | 5631.8789 | 2.4183e-08 | 0 | 0.0001362 | 0.0001362 | 0 | 3.1468e-05 | 3.1468e-05 | 0 | 3.1468e-05
[79 empty] | WLDFR | HFTD - Distribution - Tier 3 - 5QU CoRE ¦ 2QU LoRE | Seismic - Red Flag Warning - Catastrophic Fires | 2034 | 0 | 23835.2641 | 480.9649 | 15187.7294 | 8166.5698 | 5631.8789 | 2.4183e-08 | 0 | 0.0001362 | 0.0001362 | 0 | 3.1468e-05 | 3.1468e-05 | 0 | 3.1468e-05
[79 empty] | WLDFR | HFTD - Distribution - Tier 3 - 5QU CoRE ¦ 2QU LoRE | Seismic - Red Flag Warning - Catastrophic Fires | 2035 | 0 | 23835.2641 | 480.9649 | 15187.7294 | 8166.5698 | 5631.8789 | 2.4183e-08 | 0 | 0.0001362 | 0.0001362 | 0 | 3.272e-05 | 3.272e-05 | 0 | 3.272e-05
[79 empty] | WLDFR | HFTD - Distribution - Tier 3 - 5QU CoRE ¦ 2QU LoRE | Seismic - Red Flag Warning - Catastrophic Fires | 2036 | 0 | 23835.2641 | 480.9649 | 15187.7294 | 8166.5698 | 5631.8789 | 2.4183e-08 | 0 | 0.0001362 | 0.0001362 | 0 | 3.272e-05 | 3.272e-05 | 0 | 3.272e-05
[79 empty] | WLDFR | HFTD - Distribution - Tier 3 - 5QU CoRE ¦ 2QU LoRE | Seismic - Red Flag Warning - Catastrophic Fires | 2037 | 0 | 23835.2641 | 480.9649 | 15187.7294 | 8166.5698 | 5631.8789 | 2.4183e-08 | 0 | 0.0001362 | 0.0001362 | 0 | 3.272e-05 | 3.272e-05 | 0 | 3.272e-05
[79 empty] | WLDFR | HFTD - Distribution - Tier 3 - 5QU CoRE ¦ 2QU LoRE | Seismic - Red Flag Warning - Catastrophic Fires | 2038 | 0 | 24976.6418 | 511.3745 | 15898.8237 | 8566.4437 | 5907.6423 | 2.4183e-08 | 0 | 0.00014287 | 0.00014287 | 0 | 3.272e-05 | 3.272e-05 | 0 | 3.272e-05
[79 empty] | WLDFR | HFTD - Distribution - Tier 3 - 5QU CoRE ¦ 2QU LoRE | Seismic - Red Flag Warning - Catastrophic Fires | 2039 | 0 | 24976.6418 | 511.3745 | 15898.8237 | 8566.4437 | 5907.6423 | 2.4183e-08 | 0 | 0.00014287 | 0.00014287 | 0 | 3.272e-05 | 3.272e-05 | 0 | 3.272e-05
[79 empty] | WLDFR | HFTD - Distribution - Tier 3 - 5QU CoRE ¦ 2QU LoRE | Seismic - Red Flag Warning - Catastrophic Fires | 2040 | 0 | 24976.6418 | 511.3745 | 15898.8237 | 8566.4437 | 5907.6423 | 2.4183e-08 | 0 | 0.00014287 | 0.00014287 | 0 | 3.413e-05 | 3.413e-05 | 0 | 3.413e-05
[79 empty] | WLDFR | HFTD - Distribution - Tier 3 - 5QU CoRE ¦ 2QU LoRE | Seismic - Red Flag Warning - Catastrophic Fires | 2041 | 0 | 24976.6418 | 511.3745 | 15898.8237 | 8566.4437 | 5907.6423 | 2.4183e-08 | 0 | 0.00014287 | 0.00014287 | 0 | 3.413e-05 | 3.413e-05 | 0 | 3.413e-05
[79 empty] | WLDFR | HFTD - Distribution - Tier 3 - 5QU CoRE ¦ 2QU LoRE | Seismic - Red Flag Warning - Catastrophic Fires | 2042 | 0 | 24976.6418 | 511.3745 | 15898.8237 | 8566.4437 | 5907.6423 | 2.4183e-08 | 0 | 0.00014287 | 0.00014287 | 0 | 3.413e-05 | 3.413e-05 | 0 | 3.413e-05
[79 empty] | WLDFR | HFTD - Distribution - Tier 3 - 5QU CoRE ¦ 2QU LoRE | Seismic - Red Flag Warning - Catastrophic Fires | 2043 | 0 | 26191.7278 | 544.1291 | 16654.7414 | 8992.8573 | 6201.7082 | 2.4183e-08 | 0 | 0.00014998 | 0.00014998 | 0 | 3.413e-05 | 3.413e-05 | 0 | 3.413e-05
[79 empty] | WLDFR | HFTD - Distribution - Tier 3 - 5QU CoRE ¦ 2QU LoRE | Seismic - Red Flag Warning - Catastrophic Fires | 2044 | 0 | 26191.7278 | 544.1291 | 16654.7414 | 8992.8573 | 6201.7082 | 2.4183e-08 | 0 | 0.00014998 | 0.00014998 | 0 | 3.413e-05 | 3.413e-05 | 0 | 3.413e-05
[79 empty] | WLDFR | HFTD - Distribution - Tier 3 - 5QU CoRE ¦ 2QU LoRE | Seismic - Red Flag Warning - Catastrophic Fires | 2045 | 0 | 26191.7278 | 544.1291 | 16654.7414 | 8992.8573 | 6201.7082 | 2.4183e-08 | 0 | 0.00014998 | 0.00014998 | 0 | 3.5685e-05 | 3.5685e-05 | 0 | 3.5685e-05
[79 empty] | WLDFR | HFTD - Distribution - Tier 3 - 5QU CoRE ¦ 2QU LoRE | Seismic - Red Flag Warning - Catastrophic Fires | 2046 | 0 | 26191.7278 | 544.1291 | 16654.7414 | 8992.8573 | 6201.7082 | 2.4183e-08 | 0 | 0.00014998 | 0.00014998 | 0 | 3.5685e-05 | 3.5685e-05 | 0 | 3.5685e-05
[79 empty] | WLDFR | HFTD - Distribution - Tier 3 - 5QU CoRE ¦ 2QU LoRE | Seismic - Red Flag Warning - Catastrophic Fires | 2047 | 0 | 26191.7278 | 544.1291 | 16654.7414 | 8992.8573 | 6201.7082 | 2.4183e-08 | 0 | 0.00014998 | 0.00014998 | 0 | 3.5685e-05 | 3.5685e-05 | 0 | 3.5685e-05
[79 empty] | WLDFR | HFTD - Distribution - Tier 3 - 5QU CoRE ¦ 2QU LoRE | Seismic - Red Flag Warning - Catastrophic Fires | 2048 | 0 | 27464.7227 | 578.8407 | 17445.538 | 9440.3441 | 6510.3067 | 2.4183e-08 | 0 | 0.00015744 | 0.00015744 | 0 | 3.5685e-05 | 3.5685e-05 | 0 | 3.5685e-05
[79 empty] | WLDFR | HFTD - Distribution - Tier 3 - 5QU CoRE ¦ 2QU LoRE | Seismic - Red Flag Warning - Catastrophic Fires | 2049 | 0 | 27464.7227 | 578.8407 | 17445.538 | 9440.3441 | 6510.3067 | 2.4183e-08 | 0 | 0.00015744 | 0.00015744 | 0 | 3.5685e-05 | 3.5685e-05 | 0 | 3.5685e-05
[79 empty] | WLDFR | HFTD - Distribution - Tier 3 - 5QU CoRE ¦ 2QU LoRE | Seismic - Red Flag Warning - Catastrophic Fires | 2050 | 0 | 27464.7227 | 578.8407 | 17445.538 | 9440.3441 | 6510.3067 | 2.4183e-08 | 0 | 0.00015744 | 0.00015744 | 0 | 3.7369e-05 | 3.7369e-05 | 0 | 3.7369e-05
[79 empty] | WLDFR | HFTD - Distribution - Tier 3 - 5QU CoRE ¦ 2QU LoRE | Seismic - Red Flag Warning - Catastrophic Fires | 2051 | 0 | 27464.7227 | 578.8407 | 17445.538 | 9440.3441 | 6510.3067 | 2.4183e-08 | 0 | 0.00015744 | 0.00015744 | 0 | 3.7369e-05 | 3.7369e-05 | 0 | 3.7369e-05
[79 empty] | WLDFR | HFTD - Distribution - Tier 3 - 5QU CoRE ¦ 2QU LoRE | Seismic - Red Flag Warning - Catastrophic Fires | 2052 | 0 | 27464.7227 | 578.8407 | 17445.538 | 9440.3441 | 6510.3067 | 2.4183e-08 | 0 | 0.00015744 | 0.00015744 | 0 | 3.7369e-05 | 3.7369e-05 | 0 | 3.7369e-05
[79 empty] | WLDFR | HFTD - Distribution - Tier 3 - 5QU CoRE ¦ 2QU LoRE | Seismic - Red Flag Warning - Catastrophic Fires | 2053 | 0 | 28779.6694 | 615.0952 | 18261.2327 | 9903.3415 | 6829.6018 | 2.4183e-08 | 0 | 0.00016516 | 0.00016516 | 0 | 3.7369e-05 | 3.7369e-05 | 0 | 3.7369e-05
[79 empty] | WLDFR | HFTD - Distribution - Tier 3 - 5QU CoRE ¦ 2QU LoRE | Seismic - Red Flag Warning - Catastrophic Fires | 2054 | 0 | 28779.6694 | 615.0952 | 18261.2327 | 9903.3415 | 6829.6018 | 2.4183e-08 | 0 | 0.00016516 | 0.00016516 | 0 | 3.7369e-05 | 3.7369e-05 | 0 | 3.7369e-05
[79 empty] | WLDFR | HFTD - Distribution - Tier 3 - 5QU CoRE ¦ 2QU LoRE | Seismic - Red Flag Warning - Catastrophic Fires | 2055 | 0 | 28779.6694 | 615.0952 | 18261.2327 | 9903.3415 | 6829.6018 | 2.4183e-08 | 0 | 0.00016516 | 0.00016516 | 0 | 3.9163e-05 | 3.9163e-05 | 0 | 3.9163e-05
[79 empty] | WLDFR | HFTD - Distribution - Tier 3 - 5QU CoRE ¦ 3QU LoRE | Non-Red Flag Warning - Catastrophic Fires | 2026 | 0 | 14664.6376 | 233.2301 | 8896.516 | 5534.8915 | 3817.0051 | 1.0615e-07 | 0 | 0.00040518 | 0.00040518 | 0 | 3.9163e-05 | 3.9163e-05 | 0 | 3.9163e-05
[79 empty] | WLDFR | HFTD - Distribution - Tier 3 - 5QU CoRE ¦ 3QU LoRE | Non-Red Flag Warning - Catastrophic Fires | 2027 | 0 | 14664.6376 | 233.2301 | 8896.516 | 5534.8915 | 3817.0051 | 1.0615e-07 | 0 | 0.00040518 | 0.00040518 | 0 | 3.9163e-05 | 3.9163e-05 | 0 | 3.9163e-05
[79 empty] | WLDFR | HFTD - Distribution - Tier 3 - 5QU CoRE ¦ 3QU LoRE | Non-Red Flag Warning - Catastrophic Fires | 2028 | 0 | 15317.9909 | 247.273 | 9287.6491 | 5783.0689 | 3988.1546 | 1.0615e-07 | 0 | 0.00042335 | 0.00042335 | 0 | 3.9163e-05 | 3.9163e-05 | 0 | 3.9163e-05
[79 empty] | WLDFR | HFTD - Distribution - Tier 3 - 5QU CoRE ¦ 3QU LoRE | Non-Red Flag Warning - Catastrophic Fires | 2029 | 0 | 15317.9909 | 247.273 | 9287.6491 | 5783.0689 | 3988.1546 | 1.0615e-07 | 0 | 0.00042335 | 0.00042335 | 0 | 0 | 3.9163e-05 | 0 | 3.9163e-05
[79 empty] | WLDFR | HFTD - Distribution - Tier 3 - 5QU CoRE ¦ 3QU LoRE | Non-Red Flag Warning - Catastrophic Fires | 2030 | 0 | 15317.9909 | 247.273 | 9287.6491 | 5783.0689 | 3988.1546 | 1.0615e-07 | 0 | 0.00042335 | 0.00042335 | 0 | 0.0014263 | 0 | 0 | 0
[79 empty] | WLDFR | HFTD - Distribution - Tier 3 - 5QU CoRE ¦ 3QU LoRE | Non-Red Flag Warning - Catastrophic Fires | 2031 | 0 | 15317.9909 | 247.273 | 9287.6491 | 5783.0689 | 3988.1546 | 1.0615e-07 | 0 | 0.00042335 | 0.00042335 | 0 | 0.0014785 | 0.0014785 | 0 | 0.0014785
[79 empty] | WLDFR | HFTD - Distribution - Tier 3 - 5QU CoRE ¦ 3QU LoRE | Non-Red Flag Warning - Catastrophic Fires | 2032 | 0 | 15317.9909 | 247.273 | 9287.6491 | 5783.0689 | 3988.1546 | 1.0615e-07 | 0 | 0.00042335 | 0.00042335 | 0 | 0.0014785 | 0.0014785 | 0 | 0.0014785
[79 empty] | WLDFR | HFTD - Distribution - Tier 3 - 5QU CoRE ¦ 3QU LoRE | Non-Red Flag Warning - Catastrophic Fires | 2033 | 0 | 16044.1264 | 263.1074 | 9721.74 | 6059.2791 | 4178.6364 | 1.0615e-07 | 0 | 0.00044357 | 0.00044357 | 0 | 0.0014785 | 0.0014785 | 0 | 0.0014785
[79 empty] | WLDFR | HFTD - Distribution - Tier 3 - 5QU CoRE ¦ 3QU LoRE | Non-Red Flag Warning - Catastrophic Fires | 2034 | 0 | 16044.1264 | 263.1074 | 9721.74 | 6059.2791 | 4178.6364 | 1.0615e-07 | 0 | 0.00044357 | 0.00044357 | 0 | 0.0014785 | 0.0014785 | 0 | 0.0014785
[79 empty] | WLDFR | HFTD - Distribution - Tier 3 - 5QU CoRE ¦ 3QU LoRE | Non-Red Flag Warning - Catastrophic Fires | 2035 | 0 | 16044.1264 | 263.1074 | 9721.74 | 6059.2791 | 4178.6364 | 1.0615e-07 | 0 | 0.00044357 | 0.00044357 | 0 | 0.0014785 | 0.0014785 | 0 | 0.0014785
[79 empty] | WLDFR | HFTD - Distribution - Tier 3 - 5QU CoRE ¦ 3QU LoRE | Non-Red Flag Warning - Catastrophic Fires | 2036 | 0 | 16044.1264 | 263.1074 | 9721.74 | 6059.2791 | 4178.6364 | 1.0615e-07 | 0 | 0.00044357 | 0.00044357 | 0 | 0.0015444 | 0.0015444 | 0 | 0.0015444
[79 empty] | WLDFR | HFTD - Distribution - Tier 3 - 5QU CoRE ¦ 3QU LoRE | Non-Red Flag Warning - Catastrophic Fires | 2037 | 0 | 16044.1264 | 263.1074 | 9721.74 | 6059.2791 | 4178.6364 | 1.0615e-07 | 0 | 0.00044357 | 0.00044357 | 0 | 0.0015444 | 0.0015444 | 0 | 0.0015444
[79 empty] | WLDFR | HFTD - Distribution - Tier 3 - 5QU CoRE ¦ 3QU LoRE | Non-Red Flag Warning - Catastrophic Fires | 2038 | 0 | 16832.3912 | 280.5544 | 10192.2718 | 6359.5651 | 4385.7214 | 1.0615e-07 | 0 | 0.00046555 | 0.00046555 | 0 | 0.0015444 | 0.0015444 | 0 | 0.0015444
[79 empty] | WLDFR | HFTD - Distribution - Tier 3 - 5QU CoRE ¦ 3QU LoRE | Non-Red Flag Warning - Catastrophic Fires | 2039 | 0 | 16832.3912 | 280.5544 | 10192.2718 | 6359.5651 | 4385.7214 | 1.0615e-07 | 0 | 0.00046555 | 0.00046555 | 0 | 0.0015444 | 0.0015444 | 0 | 0.0015444
[79 empty] | WLDFR | HFTD - Distribution - Tier 3 - 5QU CoRE ¦ 3QU LoRE | Non-Red Flag Warning - Catastrophic Fires | 2040 | 0 | 16832.3912 | 280.5544 | 10192.2718 | 6359.5651 | 4385.7214 | 1.0615e-07 | 0 | 0.00046555 | 0.00046555 | 0 | 0.0015444 | 0.0015444 | 0 | 0.0015444
[79 empty] | WLDFR | HFTD - Distribution - Tier 3 - 5QU CoRE ¦ 3QU LoRE | Non-Red Flag Warning - Catastrophic Fires | 2041 | 0 | 16832.3912 | 280.5544 | 10192.2718 | 6359.5651 | 4385.7214 | 1.0615e-07 | 0 | 0.00046555 | 0.00046555 | 0 | 0.0016176 | 0.0016176 | 0 | 0.0016176
[79 empty] | WLDFR | HFTD - Distribution - Tier 3 - 5QU CoRE ¦ 3QU LoRE | Non-Red Flag Warning - Catastrophic Fires | 2042 | 0 | 16832.3912 | 280.5544 | 10192.2718 | 6359.5651 | 4385.7214 | 1.0615e-07 | 0 | 0.00046555 | 0.00046555 | 0 | 0.0016176 | 0.0016176 | 0 | 0.0016176
[79 empty] | WLDFR | HFTD - Distribution - Tier 3 - 5QU CoRE ¦ 3QU LoRE | Non-Red Flag Warning - Catastrophic Fires | 2043 | 0 | 17672.0852 | 299.42 | 10692.7362 | 6679.929 | 4606.6527 | 1.0615e-07 | 0 | 0.000489 | 0.000489 | 0 | 0.0016176 | 0.0016176 | 0 | 0.0016176
[79 empty] | WLDFR | HFTD - Distribution - Tier 3 - 5QU CoRE ¦ 3QU LoRE | Non-Red Flag Warning - Catastrophic Fires | 2044 | 0 | 17672.0852 | 299.42 | 10692.7362 | 6679.929 | 4606.6527 | 1.0615e-07 | 0 | 0.000489 | 0.000489 | 0 | 0.0016176 | 0.0016176 | 0 | 0.0016176
[79 empty] | WLDFR | HFTD - Distribution - Tier 3 - 5QU CoRE ¦ 3QU LoRE | Non-Red Flag Warning - Catastrophic Fires | 2045 | 0 | 17672.0852 | 299.42 | 10692.7362 | 6679.929 | 4606.6527 | 1.0615e-07 | 0 | 0.000489 | 0.000489 | 0 | 0.0016176 | 0.0016176 | 0 | 0.0016176
[79 empty] | WLDFR | HFTD - Distribution - Tier 3 - 5QU CoRE ¦ 3QU LoRE | Non-Red Flag Warning - Catastrophic Fires | 2046 | 0 | 17672.0852 | 299.42 | 10692.7362 | 6679.929 | 4606.6527 | 1.0615e-07 | 0 | 0.000489 | 0.000489 | 0 | 0.0016971 | 0.0016971 | 0 | 0.0016971
[79 empty] | WLDFR | HFTD - Distribution - Tier 3 - 5QU CoRE ¦ 3QU LoRE | Non-Red Flag Warning - Catastrophic Fires | 2047 | 0 | 17672.0852 | 299.42 | 10692.7362 | 6679.929 | 4606.6527 | 1.0615e-07 | 0 | 0.000489 | 0.000489 | 0 | 0.0016971 | 0.0016971 | 0 | 0.0016971
[79 empty] | WLDFR | HFTD - Distribution - Tier 3 - 5QU CoRE ¦ 3QU LoRE | Non-Red Flag Warning - Catastrophic Fires | 2048 | 0 | 18552.3348 | 319.4911 | 11216.5626 | 7016.281 | 4838.6098 | 1.0615e-07 | 0 | 0.00051362 | 0.00051362 | 0 | 0.0016971 | 0.0016971 | 0 | 0.0016971
[79 empty] | WLDFR | HFTD - Distribution - Tier 3 - 5QU CoRE ¦ 3QU LoRE | Non-Red Flag Warning - Catastrophic Fires | 2049 | 0 | 18552.3348 | 319.4911 | 11216.5626 | 7016.281 | 4838.6098 | 1.0615e-07 | 0 | 0.00051362 | 0.00051362 | 0 | 0.0016971 | 0.0016971 | 0 | 0.0016971
[79 empty] | WLDFR | HFTD - Distribution - Tier 3 - 5QU CoRE ¦ 3QU LoRE | Non-Red Flag Warning - Catastrophic Fires | 2050 | 0 | 18552.3348 | 319.4911 | 11216.5626 | 7016.281 | 4838.6098 | 1.0615e-07 | 0 | 0.00051362 | 0.00051362 | 0 | 0.0016971 | 0.0016971 | 0 | 0.0016971
[79 empty] | WLDFR | HFTD - Distribution - Tier 3 - 5QU CoRE ¦ 3QU LoRE | Non-Red Flag Warning - Catastrophic Fires | 2051 | 0 | 18552.3348 | 319.4911 | 11216.5626 | 7016.281 | 4838.6098 | 1.0615e-07 | 0 | 0.00051362 | 0.00051362 | 0 | 0.0017818 | 0.0017818 | 0 | 0.0017818
[79 empty] | WLDFR | HFTD - Distribution - Tier 3 - 5QU CoRE ¦ 3QU LoRE | Non-Red Flag Warning - Catastrophic Fires | 2052 | 0 | 18552.3348 | 319.4911 | 11216.5626 | 7016.281 | 4838.6098 | 1.0615e-07 | 0 | 0.00051362 | 0.00051362 | 0 | 0.0017818 | 0.0017818 | 0 | 0.0017818
[79 empty] | WLDFR | HFTD - Distribution - Tier 3 - 5QU CoRE ¦ 3QU LoRE | Non-Red Flag Warning - Catastrophic Fires | 2053 | 0 | 19462.1283 | 340.5356 | 11757.1413 | 7364.4514 | 5078.7171 | 1.0615e-07 | 0 | 0.00053911 | 0.00053911 | 0 | 0.0017818 | 0.0017818 | 0 | 0.0017818
[79 empty] | WLDFR | HFTD - Distribution - Tier 3 - 5QU CoRE ¦ 3QU LoRE | Non-Red Flag Warning - Catastrophic Fires | 2054 | 0 | 19462.1283 | 340.5356 | 11757.1413 | 7364.4514 | 5078.7171 | 1.0615e-07 | 0 | 0.00053911 | 0.00053911 | 0 | 0.0017818 | 0.0017818 | 0 | 0.0017818
[79 empty] | WLDFR | HFTD - Distribution - Tier 3 - 5QU CoRE ¦ 3QU LoRE | Non-Red Flag Warning - Catastrophic Fires | 2055 | 0 | 19462.1283 | 340.5356 | 11757.1413 | 7364.4514 | 5078.7171 | 1.0615e-07 | 0 | 0.00053911 | 0.00053911 | 0 | 0.0017818 | 0.0017818 | 0 | 0.0017818
[79 empty] | WLDFR | HFTD - Distribution - Tier 3 - 5QU CoRE ¦ 3QU LoRE | Non-Red Flag Warning - Large Fires | 2026 | 0 | 5.475 | 0.71896 | 3.0715 | 1.6846 | 1.1617 | 1.0484e-05 | 0 | 1.218e-05 | 1.218e-05 | 0 | 0.0018705 | 0.0018705 | 0 | 0.0018705
[79 empty] | WLDFR | HFTD - Distribution - Tier 3 - 5QU CoRE ¦ 3QU LoRE | Non-Red Flag Warning - Large Fires | 2027 | 0 | 5.475 | 0.71896 | 3.0715 | 1.6846 | 1.1617 | 1.0484e-05 | 0 | 1.218e-05 | 1.218e-05 | 0 | 0.0018705 | 0.0018705 | 0 | 0.0018705
[79 empty] | WLDFR | HFTD - Distribution - Tier 3 - 5QU CoRE ¦ 3QU LoRE | Non-Red Flag Warning - Large Fires | 2028 | 0 | 5.777 | 0.74734 | 3.238 | 1.7917 | 1.2356 | 1.0484e-05 | 0 | 1.2954e-05 | 1.2954e-05 | 0 | 0.0018705 | 0.0018705 | 0 | 0.0018705
[79 empty] | WLDFR | HFTD - Distribution - Tier 3 - 5QU CoRE ¦ 3QU LoRE | Non-Red Flag Warning - Large Fires | 2029 | 0 | 5.777 | 0.74734 | 3.238 | 1.7917 | 1.2356 | 1.0484e-05 | 0 | 1.2954e-05 | 1.2954e-05 | 0 | 0.0018705 | 0.0018705 | 0 | 0.0018705
[79 empty] | WLDFR | HFTD - Distribution - Tier 3 - 5QU CoRE ¦ 3QU LoRE | Non-Red Flag Warning - Large Fires | 2030 | 0 | 5.777 | 0.74734 | 3.238 | 1.7917 | 1.2356 | 1.0484e-05 | 0 | 1.2954e-05 | 1.2954e-05 | 0 | 0 | 0.0018705 | 0 | 0.0018705
[79 empty] | WLDFR | HFTD - Distribution - Tier 3 - 5QU CoRE ¦ 3QU LoRE | Non-Red Flag Warning - Large Fires | 2031 | 0 | 5.777 | 0.74734 | 3.238 | 1.7917 | 1.2356 | 1.0484e-05 | 0 | 1.2954e-05 | 1.2954e-05 | 0 | 0.00015082 | 0 | 0 | 0
[79 empty] | WLDFR | HFTD - Distribution - Tier 3 - 5QU CoRE ¦ 3QU LoRE | Non-Red Flag Warning - Large Fires | 2032 | 0 | 5.777 | 0.74734 | 3.238 | 1.7917 | 1.2356 | 1.0484e-05 | 0 | 1.2954e-05 | 1.2954e-05 | 0 | 0.00015633 | 0.00015633 | 0 | 0.00015633
[79 empty] | WLDFR | HFTD - Distribution - Tier 3 - 5QU CoRE ¦ 3QU LoRE | Non-Red Flag Warning - Large Fires | 2033 | 0 | 6.1205 | 0.77885 | 3.4265 | 1.9151 | 1.3207 | 1.0484e-05 | 0 | 1.3847e-05 | 1.3847e-05 | 0 | 0.00015633 | 0.00015633 | 0 | 0.00015633
[79 empty] | WLDFR | HFTD - Distribution - Tier 3 - 5QU CoRE ¦ 3QU LoRE | Non-Red Flag Warning - Large Fires | 2034 | 0 | 6.1205 | 0.77885 | 3.4265 | 1.9151 | 1.3207 | 1.0484e-05 | 0 | 1.3847e-05 | 1.3847e-05 | 0 | 0.00015633 | 0.00015633 | 0 | 0.00015633
[79 empty] | WLDFR | HFTD - Distribution - Tier 3 - 5QU CoRE ¦ 3QU LoRE | Non-Red Flag Warning - Large Fires | 2035 | 0 | 6.1205 | 0.77885 | 3.4265 | 1.9151 | 1.3207 | 1.0484e-05 | 0 | 1.3847e-05 | 1.3847e-05 | 0 | 0.00015633 | 0.00015633 | 0 | 0.00015633
[79 empty] | WLDFR | HFTD - Distribution - Tier 3 - 5QU CoRE ¦ 3QU LoRE | Non-Red Flag Warning - Large Fires | 2036 | 0 | 6.1205 | 0.77885 | 3.4265 | 1.9151 | 1.3207 | 1.0484e-05 | 0 | 1.3847e-05 | 1.3847e-05 | 0 | 0.00015633 | 0.00015633 | 0 | 0.00015633
[79 empty] | WLDFR | HFTD - Distribution - Tier 3 - 5QU CoRE ¦ 3QU LoRE | Non-Red Flag Warning - Large Fires | 2037 | 0 | 6.1205 | 0.77885 | 3.4265 | 1.9151 | 1.3207 | 1.0484e-05 | 0 | 1.3847e-05 | 1.3847e-05 | 0 | 0.00016327 | 0.00016327 | 0 | 0.00016327
[79 empty] | WLDFR | HFTD - Distribution - Tier 3 - 5QU CoRE ¦ 3QU LoRE | Non-Red Flag Warning - Large Fires | 2038 | 0 | 6.5028 | 0.81304 | 3.6355 | 2.0543 | 1.4167 | 1.0484e-05 | 0 | 1.4853e-05 | 1.4853e-05 | 0 | 0.00016327 | 0.00016327 | 0 | 0.00016327
[79 empty] | WLDFR | HFTD - Distribution - Tier 3 - 5QU CoRE ¦ 3QU LoRE | Non-Red Flag Warning - Large Fires | 2039 | 0 | 6.5028 | 0.81304 | 3.6355 | 2.0543 | 1.4167 | 1.0484e-05 | 0 | 1.4853e-05 | 1.4853e-05 | 0 | 0.00016327 | 0.00016327 | 0 | 0.00016327
[79 empty] | WLDFR | HFTD - Distribution - Tier 3 - 5QU CoRE ¦ 3QU LoRE | Non-Red Flag Warning - Large Fires | 2040 | 0 | 6.5028 | 0.81304 | 3.6355 | 2.0543 | 1.4167 | 1.0484e-05 | 0 | 1.4853e-05 | 1.4853e-05 | 0 | 0.00016327 | 0.00016327 | 0 | 0.00016327
[79 empty] | WLDFR | HFTD - Distribution - Tier 3 - 5QU CoRE ¦ 3QU LoRE | Non-Red Flag Warning - Large Fires | 2041 | 0 | 6.5028 | 0.81304 | 3.6355 | 2.0543 | 1.4167 | 1.0484e-05 | 0 | 1.4853e-05 | 1.4853e-05 | 0 | 0.00016327 | 0.00016327 | 0 | 0.00016327
[79 empty] | WLDFR | HFTD - Distribution - Tier 3 - 5QU CoRE ¦ 3QU LoRE | Non-Red Flag Warning - Large Fires | 2042 | 0 | 6.5028 | 0.81304 | 3.6355 | 2.0543 | 1.4167 | 1.0484e-05 | 0 | 1.4853e-05 | 1.4853e-05 | 0 | 0.00017097 | 0.00017097 | 0 | 0.00017097
[79 empty] | WLDFR | HFTD - Distribution - Tier 3 - 5QU CoRE ¦ 3QU LoRE | Non-Red Flag Warning - Large Fires | 2043 | 0 | 6.9209 | 0.84944 | 3.8632 | 2.2083 | 1.5229 | 1.0484e-05 | 0 | 1.5966e-05 | 1.5966e-05 | 0 | 0.00017097 | 0.00017097 | 0 | 0.00017097
[79 empty] | WLDFR | HFTD - Distribution - Tier 3 - 5QU CoRE ¦ 3QU LoRE | Non-Red Flag Warning - Large Fires | 2044 | 0 | 6.9209 | 0.84944 | 3.8632 | 2.2083 | 1.5229 | 1.0484e-05 | 0 | 1.5966e-05 | 1.5966e-05 | 0 | 0.00017097 | 0.00017097 | 0 | 0.00017097
[79 empty] | WLDFR | HFTD - Distribution - Tier 3 - 5QU CoRE ¦ 3QU LoRE | Non-Red Flag Warning - Large Fires | 2045 | 0 | 6.9209 | 0.84944 | 3.8632 | 2.2083 | 1.5229 | 1.0484e-05 | 0 | 1.5966e-05 | 1.5966e-05 | 0 | 0.00017097 | 0.00017097 | 0 | 0.00017097
[79 empty] | WLDFR | HFTD - Distribution - Tier 3 - 5QU CoRE ¦ 3QU LoRE | Non-Red Flag Warning - Large Fires | 2046 | 0 | 6.9209 | 0.84944 | 3.8632 | 2.2083 | 1.5229 | 1.0484e-05 | 0 | 1.5966e-05 | 1.5966e-05 | 0 | 0.00017097 | 0.00017097 | 0 | 0.00017097
[79 empty] | WLDFR | HFTD - Distribution - Tier 3 - 5QU CoRE ¦ 3QU LoRE | Non-Red Flag Warning - Large Fires | 2047 | 0 | 6.9209 | 0.84944 | 3.8632 | 2.2083 | 1.5229 | 1.0484e-05 | 0 | 1.5966e-05 | 1.5966e-05 | 0 | 0.00017933 | 0.00017933 | 0 | 0.00017933
[79 empty] | WLDFR | HFTD - Distribution - Tier 3 - 5QU CoRE ¦ 3QU LoRE | Non-Red Flag Warning - Large Fires | 2048 | 0 | 7.3713 | 0.88759 | 4.1075 | 2.3763 | 1.6388 | 1.0484e-05 | 0 | 1.7181e-05 | 1.7181e-05 | 0 | 0.00017933 | 0.00017933 | 0 | 0.00017933
[79 empty] | WLDFR | HFTD - Distribution - Tier 3 - 5QU CoRE ¦ 3QU LoRE | Non-Red Flag Warning - Large Fires | 2049 | 0 | 7.3713 | 0.88759 | 4.1075 | 2.3763 | 1.6388 | 1.0484e-05 | 0 | 1.7181e-05 | 1.7181e-05 | 0 | 0.00017933 | 0.00017933 | 0 | 0.00017933
[79 empty] | WLDFR | HFTD - Distribution - Tier 3 - 5QU CoRE ¦ 3QU LoRE | Non-Red Flag Warning - Large Fires | 2050 | 0 | 7.3713 | 0.88759 | 4.1075 | 2.3763 | 1.6388 | 1.0484e-05 | 0 | 1.7181e-05 | 1.7181e-05 | 0 | 0.00017933 | 0.00017933 | 0 | 0.00017933
[79 empty] | WLDFR | HFTD - Distribution - Tier 3 - 5QU CoRE ¦ 3QU LoRE | Non-Red Flag Warning - Large Fires | 2051 | 0 | 7.3713 | 0.88759 | 4.1075 | 2.3763 | 1.6388 | 1.0484e-05 | 0 | 1.7181e-05 | 1.7181e-05 | 0 | 0.00017933 | 0.00017933 | 0 | 0.00017933
[79 empty] | WLDFR | HFTD - Distribution - Tier 3 - 5QU CoRE ¦ 3QU LoRE | Non-Red Flag Warning - Large Fires | 2052 | 0 | 7.3713 | 0.88759 | 4.1075 | 2.3763 | 1.6388 | 1.0484e-05 | 0 | 1.7181e-05 | 1.7181e-05 | 0 | 0.00018822 | 0.00018822 | 0 | 0.00018822
[79 empty] | WLDFR | HFTD - Distribution - Tier 3 - 5QU CoRE ¦ 3QU LoRE | Non-Red Flag Warning - Large Fires | 2053 | 0 | 7.8503 | 0.92702 | 4.3664 | 2.5569 | 1.7633 | 1.0484e-05 | 0 | 1.8486e-05 | 1.8486e-05 | 0 | 0.00018822 | 0.00018822 | 0 | 0.00018822
[79 empty] | WLDFR | HFTD - Distribution - Tier 3 - 5QU CoRE ¦ 3QU LoRE | Non-Red Flag Warning - Large Fires | 2054 | 0 | 7.8503 | 0.92702 | 4.3664 | 2.5569 | 1.7633 | 1.0484e-05 | 0 | 1.8486e-05 | 1.8486e-05 | 0 | 0.00018822 | 0.00018822 | 0 | 0.00018822
[79 empty] | WLDFR | HFTD - Distribution - Tier 3 - 5QU CoRE ¦ 3QU LoRE | Non-Red Flag Warning - Large Fires | 2055 | 0 | 7.8503 | 0.92702 | 4.3664 | 2.5569 | 1.7633 | 1.0484e-05 | 0 | 1.8486e-05 | 1.8486e-05 | 0 | 0.00018822 | 0.00018822 | 0 | 0.00018822
[79 empty] | WLDFR | HFTD - Distribution - Tier 3 - 5QU CoRE ¦ 3QU LoRE | Non-Red Flag Warning - Small Fires | 2026 | 0 | 0.080408 | 0.03759 | 0.0016314 | 0.041187 | 0.028403 | 0.0042958 | 0 | 0.00012202 | 0.00012202 | 0 | 0.00018822 | 0.00018822 | 0 | 0.00018822
[79 empty] | WLDFR | HFTD - Distribution - Tier 3 - 5QU CoRE ¦ 3QU LoRE | Non-Red Flag Warning - Small Fires | 2027 | 0 | 0.080408 | 0.03759 | 0.0016314 | 0.041187 | 0.028403 | 0.0042958 | 0 | 0.00012202 | 0.00012202 | 0 | 0.00019754 | 0.00019754 | 0 | 0.00019754
[79 empty] | WLDFR | HFTD - Distribution - Tier 3 - 5QU CoRE ¦ 3QU LoRE | Non-Red Flag Warning - Small Fires | 2028 | 0 | 0.083606 | 0.039055 | 0.001695 | 0.042856 | 0.029555 | 0.0042958 | 0 | 0.00012696 | 0.00012696 | 0 | 0.00019754 | 0.00019754 | 0 | 0.00019754
[79 empty] | WLDFR | HFTD - Distribution - Tier 3 - 5QU CoRE ¦ 3QU LoRE | Non-Red Flag Warning - Small Fires | 2029 | 0 | 0.083606 | 0.039055 | 0.001695 | 0.042856 | 0.029555 | 0.0042958 | 0 | 0.00012696 | 0.00012696 | 0 | 0.00019754 | 0.00019754 | 0 | 0.00019754
[79 empty] | WLDFR | HFTD - Distribution - Tier 3 - 5QU CoRE ¦ 3QU LoRE | Non-Red Flag Warning - Small Fires | 2030 | 0 | 0.083606 | 0.039055 | 0.001695 | 0.042856 | 0.029555 | 0.0042958 | 0 | 0.00012696 | 0.00012696 | 0 | 0.00019754 | 0.00019754 | 0 | 0.00019754
[79 empty] | WLDFR | HFTD - Distribution - Tier 3 - 5QU CoRE ¦ 3QU LoRE | Non-Red Flag Warning - Small Fires | 2031 | 0 | 0.083606 | 0.039055 | 0.001695 | 0.042856 | 0.029555 | 0.0042958 | 0 | 0.00012696 | 0.00012696 | 0 | 0 | 0.00019754 | 0 | 0.00019754
[79 empty] | WLDFR | HFTD - Distribution - Tier 3 - 5QU CoRE ¦ 3QU LoRE | Non-Red Flag Warning - Small Fires | 2032 | 0 | 0.083606 | 0.039055 | 0.001695 | 0.042856 | 0.029555 | 0.0042958 | 0 | 0.00012696 | 0.00012696 | 0 | 9.0947e-06 | 0 | 0 | 0
[79 empty] | WLDFR | HFTD - Distribution - Tier 3 - 5QU CoRE ¦ 3QU LoRE | Non-Red Flag Warning - Small Fires | 2033 | 0 | 0.087211 | 0.040679 | 0.0017655 | 0.044766 | 0.030872 | 0.0042958 | 0 | 0.00013262 | 0.00013262 | 0 | 9.5016e-06 | 9.5016e-06 | 0 | 9.5016e-06
[79 empty] | WLDFR | HFTD - Distribution - Tier 3 - 5QU CoRE ¦ 3QU LoRE | Non-Red Flag Warning - Small Fires | 2034 | 0 | 0.087211 | 0.040679 | 0.0017655 | 0.044766 | 0.030872 | 0.0042958 | 0 | 0.00013262 | 0.00013262 | 0 | 9.5016e-06 | 9.5016e-06 | 0 | 9.5016e-06
[79 empty] | WLDFR | HFTD - Distribution - Tier 3 - 5QU CoRE ¦ 3QU LoRE | Non-Red Flag Warning - Small Fires | 2035 | 0 | 0.087211 | 0.040679 | 0.0017655 | 0.044766 | 0.030872 | 0.0042958 | 0 | 0.00013262 | 0.00013262 | 0 | 9.5016e-06 | 9.5016e-06 | 0 | 9.5016e-06
[79 empty] | WLDFR | HFTD - Distribution - Tier 3 - 5QU CoRE ¦ 3QU LoRE | Non-Red Flag Warning - Small Fires | 2036 | 0 | 0.087211 | 0.040679 | 0.0017655 | 0.044766 | 0.030872 | 0.0042958 | 0 | 0.00013262 | 0.00013262 | 0 | 9.5016e-06 | 9.5016e-06 | 0 | 9.5016e-06
[79 empty] | WLDFR | HFTD - Distribution - Tier 3 - 5QU CoRE ¦ 3QU LoRE | Non-Red Flag Warning - Small Fires | 2037 | 0 | 0.087211 | 0.040679 | 0.0017655 | 0.044766 | 0.030872 | 0.0042958 | 0 | 0.00013262 | 0.00013262 | 0 | 9.5016e-06 | 9.5016e-06 | 0 | 9.5016e-06
[79 empty] | WLDFR | HFTD - Distribution - Tier 3 - 5QU CoRE ¦ 3QU LoRE | Non-Red Flag Warning - Small Fires | 2038 | 0 | 0.091184 | 0.042438 | 0.0018418 | 0.046905 | 0.032347 | 0.0042958 | 0 | 0.00013896 | 0.00013896 | 0 | 1.0026e-05 | 1.0026e-05 | 0 | 1.0026e-05
[79 empty] | WLDFR | HFTD - Distribution - Tier 3 - 5QU CoRE ¦ 3QU LoRE | Non-Red Flag Warning - Small Fires | 2039 | 0 | 0.091184 | 0.042438 | 0.0018418 | 0.046905 | 0.032347 | 0.0042958 | 0 | 0.00013896 | 0.00013896 | 0 | 1.0026e-05 | 1.0026e-05 | 0 | 1.0026e-05
[79 empty] | WLDFR | HFTD - Distribution - Tier 3 - 5QU CoRE ¦ 3QU LoRE | Non-Red Flag Warning - Small Fires | 2040 | 0 | 0.091184 | 0.042438 | 0.0018418 | 0.046905 | 0.032347 | 0.0042958 | 0 | 0.00013896 | 0.00013896 | 0 | 1.0026e-05 | 1.0026e-05 | 0 | 1.0026e-05
[79 empty] | WLDFR | HFTD - Distribution - Tier 3 - 5QU CoRE ¦ 3QU LoRE | Non-Red Flag Warning - Small Fires | 2041 | 0 | 0.091184 | 0.042438 | 0.0018418 | 0.046905 | 0.032347 | 0.0042958 | 0 | 0.00013896 | 0.00013896 | 0 | 1.0026e-05 | 1.0026e-05 | 0 | 1.0026e-05
[79 empty] | WLDFR | HFTD - Distribution - Tier 3 - 5QU CoRE ¦ 3QU LoRE | Non-Red Flag Warning - Small Fires | 2042 | 0 | 0.091184 | 0.042438 | 0.0018418 | 0.046905 | 0.032347 | 0.0042958 | 0 | 0.00013896 | 0.00013896 | 0 | 1.0026e-05 | 1.0026e-05 | 0 | 1.0026e-05
[79 empty] | WLDFR | HFTD - Distribution - Tier 3 - 5QU CoRE ¦ 3QU LoRE | Non-Red Flag Warning - Small Fires | 2043 | 0 | 0.095486 | 0.044306 | 0.0019228 | 0.049257 | 0.033969 | 0.0042958 | 0 | 0.00014592 | 0.00014592 | 0 | 1.0622e-05 | 1.0622e-05 | 0 | 1.0622e-05
[79 empty] | WLDFR | HFTD - Distribution - Tier 3 - 5QU CoRE ¦ 3QU LoRE | Non-Red Flag Warning - Small Fires | 2044 | 0 | 0.095486 | 0.044306 | 0.0019228 | 0.049257 | 0.033969 | 0.0042958 | 0 | 0.00014592 | 0.00014592 | 0 | 1.0622e-05 | 1.0622e-05 | 0 | 1.0622e-05
[79 empty] | WLDFR | HFTD - Distribution - Tier 3 - 5QU CoRE ¦ 3QU LoRE | Non-Red Flag Warning - Small Fires | 2045 | 0 | 0.095486 | 0.044306 | 0.0019228 | 0.049257 | 0.033969 | 0.0042958 | 0 | 0.00014592 | 0.00014592 | 0 | 1.0622e-05 | 1.0622e-05 | 0 | 1.0622e-05
[79 empty] | WLDFR | HFTD - Distribution - Tier 3 - 5QU CoRE ¦ 3QU LoRE | Non-Red Flag Warning - Small Fires | 2046 | 0 | 0.095486 | 0.044306 | 0.0019228 | 0.049257 | 0.033969 | 0.0042958 | 0 | 0.00014592 | 0.00014592 | 0 | 1.0622e-05 | 1.0622e-05 | 0 | 1.0622e-05
[79 empty] | WLDFR | HFTD - Distribution - Tier 3 - 5QU CoRE ¦ 3QU LoRE | Non-Red Flag Warning - Small Fires | 2047 | 0 | 0.095486 | 0.044306 | 0.0019228 | 0.049257 | 0.033969 | 0.0042958 | 0 | 0.00014592 | 0.00014592 | 0 | 1.0622e-05 | 1.0622e-05 | 0 | 1.0622e-05
[79 empty] | WLDFR | HFTD - Distribution - Tier 3 - 5QU CoRE ¦ 3QU LoRE | Non-Red Flag Warning - Small Fires | 2048 | 0 | 0.10007 | 0.04626 | 0.0020076 | 0.051804 | 0.035726 | 0.0042958 | 0 | 0.00015347 | 0.00015347 | 0 | 1.1285e-05 | 1.1285e-05 | 0 | 1.1285e-05
[79 empty] | WLDFR | HFTD - Distribution - Tier 3 - 5QU CoRE ¦ 3QU LoRE | Non-Red Flag Warning - Small Fires | 2049 | 0 | 0.10007 | 0.04626 | 0.0020076 | 0.051804 | 0.035726 | 0.0042958 | 0 | 0.00015347 | 0.00015347 | 0 | 1.1285e-05 | 1.1285e-05 | 0 | 1.1285e-05
[79 empty] | WLDFR | HFTD - Distribution - Tier 3 - 5QU CoRE ¦ 3QU LoRE | Non-Red Flag Warning - Small Fires | 2050 | 0 | 0.10007 | 0.04626 | 0.0020076 | 0.051804 | 0.035726 | 0.0042958 | 0 | 0.00015347 | 0.00015347 | 0 | 1.1285e-05 | 1.1285e-05 | 0 | 1.1285e-05
[79 empty] | WLDFR | HFTD - Distribution - Tier 3 - 5QU CoRE ¦ 3QU LoRE | Non-Red Flag Warning - Small Fires | 2051 | 0 | 0.10007 | 0.04626 | 0.0020076 | 0.051804 | 0.035726 | 0.0042958 | 0 | 0.00015347 | 0.00015347 | 0 | 1.1285e-05 | 1.1285e-05 | 0 | 1.1285e-05
[79 empty] | WLDFR | HFTD - Distribution - Tier 3 - 5QU CoRE ¦ 3QU LoRE | Non-Red Flag Warning - Small Fires | 2052 | 0 | 0.10007 | 0.04626 | 0.0020076 | 0.051804 | 0.035726 | 0.0042958 | 0 | 0.00015347 | 0.00015347 | 0 | 1.1285e-05 | 1.1285e-05 | 0 | 1.1285e-05
[79 empty] | WLDFR | HFTD - Distribution - Tier 3 - 5QU CoRE ¦ 3QU LoRE | Non-Red Flag Warning - Small Fires | 2053 | 0 | 0.10489 | 0.048274 | 0.002095 | 0.054525 | 0.037602 | 0.0042958 | 0 | 0.00016153 | 0.00016153 | 0 | 1.2011e-05 | 1.2011e-05 | 0 | 1.2011e-05
[79 empty] | WLDFR | HFTD - Distribution - Tier 3 - 5QU CoRE ¦ 3QU LoRE | Non-Red Flag Warning - Small Fires | 2054 | 0 | 0.10489 | 0.048274 | 0.002095 | 0.054525 | 0.037602 | 0.0042958 | 0 | 0.00016153 | 0.00016153 | 0 | 1.2011e-05 | 1.2011e-05 | 0 | 1.2011e-05
[79 empty] | WLDFR | HFTD - Distribution - Tier 3 - 5QU CoRE ¦ 3QU LoRE | Non-Red Flag Warning - Small Fires | 2055 | 0 | 0.10489 | 0.048274 | 0.002095 | 0.054525 | 0.037602 | 0.0042958 | 0 | 0.00016153 | 0.00016153 | 0 | 1.2011e-05 | 1.2011e-05 | 0 | 1.2011e-05
[79 empty] | WLDFR | HFTD - Distribution - Tier 3 - 5QU CoRE ¦ 3QU LoRE | Red Flag Warning - Catastrophic Fires | 2026 | 0 | 14664.6376 | 233.2301 | 8896.516 | 5534.8915 | 3817.0051 | 1.8959e-06 | 0 | 0.0072368 | 0.0072368 | 0 | 1.2011e-05 | 1.2011e-05 | 0 | 1.2011e-05
[79 empty] | WLDFR | HFTD - Distribution - Tier 3 - 5QU CoRE ¦ 3QU LoRE | Red Flag Warning - Catastrophic Fires | 2027 | 0 | 14664.6376 | 233.2301 | 8896.516 | 5534.8915 | 3817.0051 | 1.8959e-06 | 0 | 0.0072368 | 0.0072368 | 0 | 1.2011e-05 | 1.2011e-05 | 0 | 1.2011e-05
[79 empty] | WLDFR | HFTD - Distribution - Tier 3 - 5QU CoRE ¦ 3QU LoRE | Red Flag Warning - Catastrophic Fires | 2028 | 0 | 15317.9909 | 247.273 | 9287.6491 | 5783.0689 | 3988.1546 | 1.8959e-06 | 0 | 0.0075613 | 0.0075613 | 0 | 1.2793e-05 | 1.2793e-05 | 0 | 1.2793e-05
[79 empty] | WLDFR | HFTD - Distribution - Tier 3 - 5QU CoRE ¦ 3QU LoRE | Red Flag Warning - Catastrophic Fires | 2029 | 0 | 15317.9909 | 247.273 | 9287.6491 | 5783.0689 | 3988.1546 | 1.8959e-06 | 0 | 0.0075613 | 0.0075613 | 0 | 1.2793e-05 | 1.2793e-05 | 0 | 1.2793e-05
[79 empty] | WLDFR | HFTD - Distribution - Tier 3 - 5QU CoRE ¦ 3QU LoRE | Red Flag Warning - Catastrophic Fires | 2030 | 0 | 15317.9909 | 247.273 | 9287.6491 | 5783.0689 | 3988.1546 | 1.8959e-06 | 0 | 0.0075613 | 0.0075613 | 0 | 1.2793e-05 | 1.2793e-05 | 0 | 1.2793e-05
[79 empty] | WLDFR | HFTD - Distribution - Tier 3 - 5QU CoRE ¦ 3QU LoRE | Red Flag Warning - Catastrophic Fires | 2031 | 0 | 15317.9909 | 247.273 | 9287.6491 | 5783.0689 | 3988.1546 | 1.8959e-06 | 0 | 0.0075613 | 0.0075613 | 0 | 1.2793e-05 | 1.2793e-05 | 0 | 1.2793e-05
[79 empty] | WLDFR | HFTD - Distribution - Tier 3 - 5QU CoRE ¦ 3QU LoRE | Red Flag Warning - Catastrophic Fires | 2032 | 0 | 15317.9909 | 247.273 | 9287.6491 | 5783.0689 | 3988.1546 | 1.8959e-06 | 0 | 0.0075613 | 0.0075613 | 0 | 0 | 1.2793e-05 | 0 | 1.2793e-05
[79 empty] | WLDFR | HFTD - Distribution - Tier 3 - 5QU CoRE ¦ 3QU LoRE | Red Flag Warning - Catastrophic Fires | 2033 | 0 | 16044.1264 | 263.1074 | 9721.74 | 6059.2791 | 4178.6364 | 1.8959e-06 | 0 | 0.0079224 | 0.0079224 | 0 | 3.9783e-06 | 0 | 0 | 0
[79 empty] | WLDFR | HFTD - Distribution - Tier 3 - 5QU CoRE ¦ 3QU LoRE | Red Flag Warning - Catastrophic Fires | 2034 | 0 | 16044.1264 | 263.1074 | 9721.74 | 6059.2791 | 4178.6364 | 1.8959e-06 | 0 | 0.0079224 | 0.0079224 | 0 | 4.1064e-06 | 4.1064e-06 | 0 | 4.1064e-06
[79 empty] | WLDFR | HFTD - Distribution - Tier 3 - 5QU CoRE ¦ 3QU LoRE | Red Flag Warning - Catastrophic Fires | 2035 | 0 | 16044.1264 | 263.1074 | 9721.74 | 6059.2791 | 4178.6364 | 1.8959e-06 | 0 | 0.0079224 | 0.0079224 | 0 | 4.1064e-06 | 4.1064e-06 | 0 | 4.1064e-06
[79 empty] | WLDFR | HFTD - Distribution - Tier 3 - 5QU CoRE ¦ 3QU LoRE | Red Flag Warning - Catastrophic Fires | 2036 | 0 | 16044.1264 | 263.1074 | 9721.74 | 6059.2791 | 4178.6364 | 1.8959e-06 | 0 | 0.0079224 | 0.0079224 | 0 | 4.1064e-06 | 4.1064e-06 | 0 | 4.1064e-06
[79 empty] | WLDFR | HFTD - Distribution - Tier 3 - 5QU CoRE ¦ 3QU LoRE | Red Flag Warning - Catastrophic Fires | 2037 | 0 | 16044.1264 | 263.1074 | 9721.74 | 6059.2791 | 4178.6364 | 1.8959e-06 | 0 | 0.0079224 | 0.0079224 | 0 | 4.1064e-06 | 4.1064e-06 | 0 | 4.1064e-06
[79 empty] | WLDFR | HFTD - Distribution - Tier 3 - 5QU CoRE ¦ 3QU LoRE | Red Flag Warning - Catastrophic Fires | 2038 | 0 | 16832.3912 | 280.5544 | 10192.2718 | 6359.5651 | 4385.7214 | 1.8959e-06 | 0 | 0.008315 | 0.008315 | 0 | 4.1064e-06 | 4.1064e-06 | 0 | 4.1064e-06
[79 empty] | WLDFR | HFTD - Distribution - Tier 3 - 5QU CoRE ¦ 3QU LoRE | Red Flag Warning - Catastrophic Fires | 2039 | 0 | 16832.3912 | 280.5544 | 10192.2718 | 6359.5651 | 4385.7214 | 1.8959e-06 | 0 | 0.008315 | 0.008315 | 0 | 4.2697e-06 | 4.2697e-06 | 0 | 4.2697e-06
[79 empty] | WLDFR | HFTD - Distribution - Tier 3 - 5QU CoRE ¦ 3QU LoRE | Red Flag Warning - Catastrophic Fires | 2040 | 0 | 16832.3912 | 280.5544 | 10192.2718 | 6359.5651 | 4385.7214 | 1.8959e-06 | 0 | 0.008315 | 0.008315 | 0 | 4.2697e-06 | 4.2697e-06 | 0 | 4.2697e-06
[79 empty] | WLDFR | HFTD - Distribution - Tier 3 - 5QU CoRE ¦ 3QU LoRE | Red Flag Warning - Catastrophic Fires | 2041 | 0 | 16832.3912 | 280.5544 | 10192.2718 | 6359.5651 | 4385.7214 | 1.8959e-06 | 0 | 0.008315 | 0.008315 | 0 | 4.2697e-06 | 4.2697e-06 | 0 | 4.2697e-06
[79 empty] | WLDFR | HFTD - Distribution - Tier 3 - 5QU CoRE ¦ 3QU LoRE | Red Flag Warning - Catastrophic Fires | 2042 | 0 | 16832.3912 | 280.5544 | 10192.2718 | 6359.5651 | 4385.7214 | 1.8959e-06 | 0 | 0.008315 | 0.008315 | 0 | 4.2697e-06 | 4.2697e-06 | 0 | 4.2697e-06
[79 empty] | WLDFR | HFTD - Distribution - Tier 3 - 5QU CoRE ¦ 3QU LoRE | Red Flag Warning - Catastrophic Fires | 2043 | 0 | 17672.0852 | 299.42 | 10692.7362 | 6679.929 | 4606.6527 | 1.8959e-06 | 0 | 0.0087339 | 0.0087339 | 0 | 4.2697e-06 | 4.2697e-06 | 0 | 4.2697e-06
[79 empty] | WLDFR | HFTD - Distribution - Tier 3 - 5QU CoRE ¦ 3QU LoRE | Red Flag Warning - Catastrophic Fires | 2044 | 0 | 17672.0852 | 299.42 | 10692.7362 | 6679.929 | 4606.6527 | 1.8959e-06 | 0 | 0.0087339 | 0.0087339 | 0 | 4.4538e-06 | 4.4538e-06 | 0 | 4.4538e-06
[79 empty] | WLDFR | HFTD - Distribution - Tier 3 - 5QU CoRE ¦ 3QU LoRE | Red Flag Warning - Catastrophic Fires | 2045 | 0 | 17672.0852 | 299.42 | 10692.7362 | 6679.929 | 4606.6527 | 1.8959e-06 | 0 | 0.0087339 | 0.0087339 | 0 | 4.4538e-06 | 4.4538e-06 | 0 | 4.4538e-06
[79 empty] | WLDFR | HFTD - Distribution - Tier 3 - 5QU CoRE ¦ 3QU LoRE | Red Flag Warning - Catastrophic Fires | 2046 | 0 | 17672.0852 | 299.42 | 10692.7362 | 6679.929 | 4606.6527 | 1.8959e-06 | 0 | 0.0087339 | 0.0087339 | 0 | 4.4538e-06 | 4.4538e-06 | 0 | 4.4538e-06
[79 empty] | WLDFR | HFTD - Distribution - Tier 3 - 5QU CoRE ¦ 3QU LoRE | Red Flag Warning - Catastrophic Fires | 2047 | 0 | 17672.0852 | 299.42 | 10692.7362 | 6679.929 | 4606.6527 | 1.8959e-06 | 0 | 0.0087339 | 0.0087339 | 0 | 4.4538e-06 | 4.4538e-06 | 0 | 4.4538e-06
[79 empty] | WLDFR | HFTD - Distribution - Tier 3 - 5QU CoRE ¦ 3QU LoRE | Red Flag Warning - Catastrophic Fires | 2048 | 0 | 18552.3348 | 319.4911 | 11216.5626 | 7016.281 | 4838.6098 | 1.8959e-06 | 0 | 0.0091737 | 0.0091737 | 0 | 4.4538e-06 | 4.4538e-06 | 0 | 4.4538e-06
[79 empty] | WLDFR | HFTD - Distribution - Tier 3 - 5QU CoRE ¦ 3QU LoRE | Red Flag Warning - Catastrophic Fires | 2049 | 0 | 18552.3348 | 319.4911 | 11216.5626 | 7016.281 | 4838.6098 | 1.8959e-06 | 0 | 0.0091737 | 0.0091737 | 0 | 4.6567e-06 | 4.6567e-06 | 0 | 4.6567e-06
[79 empty] | WLDFR | HFTD - Distribution - Tier 3 - 5QU CoRE ¦ 3QU LoRE | Red Flag Warning - Catastrophic Fires | 2050 | 0 | 18552.3348 | 319.4911 | 11216.5626 | 7016.281 | 4838.6098 | 1.8959e-06 | 0 | 0.0091737 | 0.0091737 | 0 | 4.6567e-06 | 4.6567e-06 | 0 | 4.6567e-06
[79 empty] | WLDFR | HFTD - Distribution - Tier 3 - 5QU CoRE ¦ 3QU LoRE | Red Flag Warning - Catastrophic Fires | 2051 | 0 | 18552.3348 | 319.4911 | 11216.5626 | 7016.281 | 4838.6098 | 1.8959e-06 | 0 | 0.0091737 | 0.0091737 | 0 | 4.6567e-06 | 4.6567e-06 | 0 | 4.6567e-06
[79 empty] | WLDFR | HFTD - Distribution - Tier 3 - 5QU CoRE ¦ 3QU LoRE | Red Flag Warning - Catastrophic Fires | 2052 | 0 | 18552.3348 | 319.4911 | 11216.5626 | 7016.281 | 4838.6098 | 1.8959e-06 | 0 | 0.0091737 | 0.0091737 | 0 | 4.6567e-06 | 4.6567e-06 | 0 | 4.6567e-06
[79 empty] | WLDFR | HFTD - Distribution - Tier 3 - 5QU CoRE ¦ 3QU LoRE | Red Flag Warning - Catastrophic Fires | 2053 | 0 | 19462.1283 | 340.5356 | 11757.1413 | 7364.4514 | 5078.7171 | 1.8959e-06 | 0 | 0.0096289 | 0.0096289 | 0 | 4.6567e-06 | 4.6567e-06 | 0 | 4.6567e-06
[79 empty] | WLDFR | HFTD - Distribution - Tier 3 - 5QU CoRE ¦ 3QU LoRE | Red Flag Warning - Catastrophic Fires | 2054 | 0 | 19462.1283 | 340.5356 | 11757.1413 | 7364.4514 | 5078.7171 | 1.8959e-06 | 0 | 0.0096289 | 0.0096289 | 0 | 4.8764e-06 | 4.8764e-06 | 0 | 4.8764e-06
[79 empty] | WLDFR | HFTD - Distribution - Tier 3 - 5QU CoRE ¦ 3QU LoRE | Red Flag Warning - Catastrophic Fires | 2055 | 0 | 19462.1283 | 340.5356 | 11757.1413 | 7364.4514 | 5078.7171 | 1.8959e-06 | 0 | 0.0096289 | 0.0096289 | 0 | 4.8764e-06 | 4.8764e-06 | 0 | 4.8764e-06
[79 empty] | WLDFR | HFTD - Distribution - Tier 3 - 5QU CoRE ¦ 3QU LoRE | Red Flag Warning - Large Fires | 2026 | 0 | 5.475 | 0.71896 | 3.0715 | 1.6846 | 1.1617 | 2.0472e-05 | 0 | 2.3783e-05 | 2.3783e-05 | 0 | 4.8764e-06 | 4.8764e-06 | 0 | 4.8764e-06
[79 empty] | WLDFR | HFTD - Distribution - Tier 3 - 5QU CoRE ¦ 3QU LoRE | Red Flag Warning - Large Fires | 2027 | 0 | 5.475 | 0.71896 | 3.0715 | 1.6846 | 1.1617 | 2.0472e-05 | 0 | 2.3783e-05 | 2.3783e-05 | 0 | 4.8764e-06 | 4.8764e-06 | 0 | 4.8764e-06
[79 empty] | WLDFR | HFTD - Distribution - Tier 3 - 5QU CoRE ¦ 3QU LoRE | Red Flag Warning - Large Fires | 2028 | 0 | 5.777 | 0.74734 | 3.238 | 1.7917 | 1.2356 | 2.0472e-05 | 0 | 2.5296e-05 | 2.5296e-05 | 0 | 4.8764e-06 | 4.8764e-06 | 0 | 4.8764e-06
[79 empty] | WLDFR | HFTD - Distribution - Tier 3 - 5QU CoRE ¦ 3QU LoRE | Red Flag Warning - Large Fires | 2029 | 0 | 5.777 | 0.74734 | 3.238 | 1.7917 | 1.2356 | 2.0472e-05 | 0 | 2.5296e-05 | 2.5296e-05 | 0 | 5.1106e-06 | 5.1106e-06 | 0 | 5.1106e-06
[79 empty] | WLDFR | HFTD - Distribution - Tier 3 - 5QU CoRE ¦ 3QU LoRE | Red Flag Warning - Large Fires | 2030 | 0 | 5.777 | 0.74734 | 3.238 | 1.7917 | 1.2356 | 2.0472e-05 | 0 | 2.5296e-05 | 2.5296e-05 | 0 | 5.1106e-06 | 5.1106e-06 | 0 | 5.1106e-06
[79 empty] | WLDFR | HFTD - Distribution - Tier 3 - 5QU CoRE ¦ 3QU LoRE | Red Flag Warning - Large Fires | 2031 | 0 | 5.777 | 0.74734 | 3.238 | 1.7917 | 1.2356 | 2.0472e-05 | 0 | 2.5296e-05 | 2.5296e-05 | 0 | 5.1106e-06 | 5.1106e-06 | 0 | 5.1106e-06
[79 empty] | WLDFR | HFTD - Distribution - Tier 3 - 5QU CoRE ¦ 3QU LoRE | Red Flag Warning - Large Fires | 2032 | 0 | 5.777 | 0.74734 | 3.238 | 1.7917 | 1.2356 | 2.0472e-05 | 0 | 2.5296e-05 | 2.5296e-05 | 0 | 5.1106e-06 | 5.1106e-06 | 0 | 5.1106e-06
[79 empty] | WLDFR | HFTD - Distribution - Tier 3 - 5QU CoRE ¦ 3QU LoRE | Red Flag Warning - Large Fires | 2033 | 0 | 6.1205 | 0.77885 | 3.4265 | 1.9151 | 1.3207 | 2.0472e-05 | 0 | 2.7038e-05 | 2.7038e-05 | 0 | 0 | 5.1106e-06 | 0 | 5.1106e-06
[79 empty] | WLDFR | HFTD - Distribution - Tier 3 - 5QU CoRE ¦ 3QU LoRE | Red Flag Warning - Large Fires | 2034 | 0 | 6.1205 | 0.77885 | 3.4265 | 1.9151 | 1.3207 | 2.0472e-05 | 0 | 2.7038e-05 | 2.7038e-05 | 0 | 2.4925e-05 | 0 | 0 | 0
[79 empty] | WLDFR | HFTD - Distribution - Tier 3 - 5QU CoRE ¦ 3QU LoRE | Red Flag Warning - Large Fires | 2035 | 0 | 6.1205 | 0.77885 | 3.4265 | 1.9151 | 1.3207 | 2.0472e-05 | 0 | 2.7038e-05 | 2.7038e-05 | 0 | 2.5838e-05 | 2.5838e-05 | 0 | 2.5838e-05
[79 empty] | WLDFR | HFTD - Distribution - Tier 3 - 5QU CoRE ¦ 3QU LoRE | Red Flag Warning - Large Fires | 2036 | 0 | 6.1205 | 0.77885 | 3.4265 | 1.9151 | 1.3207 | 2.0472e-05 | 0 | 2.7038e-05 | 2.7038e-05 | 0 | 2.5838e-05 | 2.5838e-05 | 0 | 2.5838e-05
[79 empty] | WLDFR | HFTD - Distribution - Tier 3 - 5QU CoRE ¦ 3QU LoRE | Red Flag Warning - Large Fires | 2037 | 0 | 6.1205 | 0.77885 | 3.4265 | 1.9151 | 1.3207 | 2.0472e-05 | 0 | 2.7038e-05 | 2.7038e-05 | 0 | 2.5838e-05 | 2.5838e-05 | 0 | 2.5838e-05
[79 empty] | WLDFR | HFTD - Distribution - Tier 3 - 5QU CoRE ¦ 3QU LoRE | Red Flag Warning - Large Fires | 2038 | 0 | 6.5028 | 0.81304 | 3.6355 | 2.0543 | 1.4167 | 2.0472e-05 | 0 | 2.9002e-05 | 2.9002e-05 | 0 | 2.5838e-05 | 2.5838e-05 | 0 | 2.5838e-05
[79 empty] | WLDFR | HFTD - Distribution - Tier 3 - 5QU CoRE ¦ 3QU LoRE | Red Flag Warning - Large Fires | 2039 | 0 | 6.5028 | 0.81304 | 3.6355 | 2.0543 | 1.4167 | 2.0472e-05 | 0 | 2.9002e-05 | 2.9002e-05 | 0 | 2.5838e-05 | 2.5838e-05 | 0 | 2.5838e-05
[79 empty] | WLDFR | HFTD - Distribution - Tier 3 - 5QU CoRE ¦ 3QU LoRE | Red Flag Warning - Large Fires | 2040 | 0 | 6.5028 | 0.81304 | 3.6355 | 2.0543 | 1.4167 | 2.0472e-05 | 0 | 2.9002e-05 | 2.9002e-05 | 0 | 2.6989e-05 | 2.6989e-05 | 0 | 2.6989e-05
[79 empty] | WLDFR | HFTD - Distribution - Tier 3 - 5QU CoRE ¦ 3QU LoRE | Red Flag Warning - Large Fires | 2041 | 0 | 6.5028 | 0.81304 | 3.6355 | 2.0543 | 1.4167 | 2.0472e-05 | 0 | 2.9002e-05 | 2.9002e-05 | 0 | 2.6989e-05 | 2.6989e-05 | 0 | 2.6989e-05
[79 empty] | WLDFR | HFTD - Distribution - Tier 3 - 5QU CoRE ¦ 3QU LoRE | Red Flag Warning - Large Fires | 2042 | 0 | 6.5028 | 0.81304 | 3.6355 | 2.0543 | 1.4167 | 2.0472e-05 | 0 | 2.9002e-05 | 2.9002e-05 | 0 | 2.6989e-05 | 2.6989e-05 | 0 | 2.6989e-05
[79 empty] | WLDFR | HFTD - Distribution - Tier 3 - 5QU CoRE ¦ 3QU LoRE | Red Flag Warning - Large Fires | 2043 | 0 | 6.9209 | 0.84944 | 3.8632 | 2.2083 | 1.5229 | 2.0472e-05 | 0 | 3.1177e-05 | 3.1177e-05 | 0 | 2.6989e-05 | 2.6989e-05 | 0 | 2.6989e-05
[79 empty] | WLDFR | HFTD - Distribution - Tier 3 - 5QU CoRE ¦ 3QU LoRE | Red Flag Warning - Large Fires | 2044 | 0 | 6.9209 | 0.84944 | 3.8632 | 2.2083 | 1.5229 | 2.0472e-05 | 0 | 3.1177e-05 | 3.1177e-05 | 0 | 2.6989e-05 | 2.6989e-05 | 0 | 2.6989e-05
[79 empty] | WLDFR | HFTD - Distribution - Tier 3 - 5QU CoRE ¦ 3QU LoRE | Red Flag Warning - Large Fires | 2045 | 0 | 6.9209 | 0.84944 | 3.8632 | 2.2083 | 1.5229 | 2.0472e-05 | 0 | 3.1177e-05 | 3.1177e-05 | 0 | 2.8269e-05 | 2.8269e-05 | 0 | 2.8269e-05
[79 empty] | WLDFR | HFTD - Distribution - Tier 3 - 5QU CoRE ¦ 3QU LoRE | Red Flag Warning - Large Fires | 2046 | 0 | 6.9209 | 0.84944 | 3.8632 | 2.2083 | 1.5229 | 2.0472e-05 | 0 | 3.1177e-05 | 3.1177e-05 | 0 | 2.8269e-05 | 2.8269e-05 | 0 | 2.8269e-05
[79 empty] | WLDFR | HFTD - Distribution - Tier 3 - 5QU CoRE ¦ 3QU LoRE | Red Flag Warning - Large Fires | 2047 | 0 | 6.9209 | 0.84944 | 3.8632 | 2.2083 | 1.5229 | 2.0472e-05 | 0 | 3.1177e-05 | 3.1177e-05 | 0 | 2.8269e-05 | 2.8269e-05 | 0 | 2.8269e-05
[79 empty] | WLDFR | HFTD - Distribution - Tier 3 - 5QU CoRE ¦ 3QU LoRE | Red Flag Warning - Large Fires | 2048 | 0 | 7.3713 | 0.88759 | 4.1075 | 2.3763 | 1.6388 | 2.0472e-05 | 0 | 3.3549e-05 | 3.3549e-05 | 0 | 2.8269e-05 | 2.8269e-05 | 0 | 2.8269e-05
[79 empty] | WLDFR | HFTD - Distribution - Tier 3 - 5QU CoRE ¦ 3QU LoRE | Red Flag Warning - Large Fires | 2049 | 0 | 7.3713 | 0.88759 | 4.1075 | 2.3763 | 1.6388 | 2.0472e-05 | 0 | 3.3549e-05 | 3.3549e-05 | 0 | 2.8269e-05 | 2.8269e-05 | 0 | 2.8269e-05
[79 empty] | WLDFR | HFTD - Distribution - Tier 3 - 5QU CoRE ¦ 3QU LoRE | Red Flag Warning - Large Fires | 2050 | 0 | 7.3713 | 0.88759 | 4.1075 | 2.3763 | 1.6388 | 2.0472e-05 | 0 | 3.3549e-05 | 3.3549e-05 | 0 | 2.9658e-05 | 2.9658e-05 | 0 | 2.9658e-05
[79 empty] | WLDFR | HFTD - Distribution - Tier 3 - 5QU CoRE ¦ 3QU LoRE | Red Flag Warning - Large Fires | 2051 | 0 | 7.3713 | 0.88759 | 4.1075 | 2.3763 | 1.6388 | 2.0472e-05 | 0 | 3.3549e-05 | 3.3549e-05 | 0 | 2.9658e-05 | 2.9658e-05 | 0 | 2.9658e-05
[79 empty] | WLDFR | HFTD - Distribution - Tier 3 - 5QU CoRE ¦ 3QU LoRE | Red Flag Warning - Large Fires | 2052 | 0 | 7.3713 | 0.88759 | 4.1075 | 2.3763 | 1.6388 | 2.0472e-05 | 0 | 3.3549e-05 | 3.3549e-05 | 0 | 2.9658e-05 | 2.9658e-05 | 0 | 2.9658e-05
[79 empty] | WLDFR | HFTD - Distribution - Tier 3 - 5QU CoRE ¦ 3QU LoRE | Red Flag Warning - Large Fires | 2053 | 0 | 7.8503 | 0.92702 | 4.3664 | 2.5569 | 1.7633 | 2.0472e-05 | 0 | 3.6098e-05 | 3.6098e-05 | 0 | 2.9658e-05 | 2.9658e-05 | 0 | 2.9658e-05
[79 empty] | WLDFR | HFTD - Distribution - Tier 3 - 5QU CoRE ¦ 3QU LoRE | Red Flag Warning - Large Fires | 2054 | 0 | 7.8503 | 0.92702 | 4.3664 | 2.5569 | 1.7633 | 2.0472e-05 | 0 | 3.6098e-05 | 3.6098e-05 | 0 | 2.9658e-05 | 2.9658e-05 | 0 | 2.9658e-05
[79 empty] | WLDFR | HFTD - Distribution - Tier 3 - 5QU CoRE ¦ 3QU LoRE | Red Flag Warning - Large Fires | 2055 | 0 | 7.8503 | 0.92702 | 4.3664 | 2.5569 | 1.7633 | 2.0472e-05 | 0 | 3.6098e-05 | 3.6098e-05 | 0 | 3.1137e-05 | 3.1137e-05 | 0 | 3.1137e-05
[79 empty] | WLDFR | HFTD - Distribution - Tier 3 - 5QU CoRE ¦ 3QU LoRE | Red Flag Warning - Small Fires | 2026 | 0 | 0.080408 | 0.03759 | 0.0016314 | 0.041187 | 0.028403 | 0.00057253 | 0 | 1.6262e-05 | 1.6262e-05 | 0 | 3.1137e-05 | 3.1137e-05 | 0 | 3.1137e-05
[79 empty] | WLDFR | HFTD - Distribution - Tier 3 - 5QU CoRE ¦ 3QU LoRE | Red Flag Warning - Small Fires | 2027 | 0 | 0.080408 | 0.03759 | 0.0016314 | 0.041187 | 0.028403 | 0.00057253 | 0 | 1.6262e-05 | 1.6262e-05 | 0 | 3.1137e-05 | 3.1137e-05 | 0 | 3.1137e-05
[79 empty] | WLDFR | HFTD - Distribution - Tier 3 - 5QU CoRE ¦ 3QU LoRE | Red Flag Warning - Small Fires | 2028 | 0 | 0.083606 | 0.039055 | 0.001695 | 0.042856 | 0.029555 | 0.00057253 | 0 | 1.6921e-05 | 1.6921e-05 | 0 | 3.1137e-05 | 3.1137e-05 | 0 | 3.1137e-05
[79 empty] | WLDFR | HFTD - Distribution - Tier 3 - 5QU CoRE ¦ 3QU LoRE | Red Flag Warning - Small Fires | 2029 | 0 | 0.083606 | 0.039055 | 0.001695 | 0.042856 | 0.029555 | 0.00057253 | 0 | 1.6921e-05 | 1.6921e-05 | 0 | 3.1137e-05 | 3.1137e-05 | 0 | 3.1137e-05
[79 empty] | WLDFR | HFTD - Distribution - Tier 3 - 5QU CoRE ¦ 3QU LoRE | Red Flag Warning - Small Fires | 2030 | 0 | 0.083606 | 0.039055 | 0.001695 | 0.042856 | 0.029555 | 0.00057253 | 0 | 1.6921e-05 | 1.6921e-05 | 0 | 3.2688e-05 | 3.2688e-05 | 0 | 3.2688e-05
[79 empty] | WLDFR | HFTD - Distribution - Tier 3 - 5QU CoRE ¦ 3QU LoRE | Red Flag Warning - Small Fires | 2031 | 0 | 0.083606 | 0.039055 | 0.001695 | 0.042856 | 0.029555 | 0.00057253 | 0 | 1.6921e-05 | 1.6921e-05 | 0 | 3.2688e-05 | 3.2688e-05 | 0 | 3.2688e-05
[79 empty] | WLDFR | HFTD - Distribution - Tier 3 - 5QU CoRE ¦ 3QU LoRE | Red Flag Warning - Small Fires | 2032 | 0 | 0.083606 | 0.039055 | 0.001695 | 0.042856 | 0.029555 | 0.00057253 | 0 | 1.6921e-05 | 1.6921e-05 | 0 | 3.2688e-05 | 3.2688e-05 | 0 | 3.2688e-05
[79 empty] | WLDFR | HFTD - Distribution - Tier 3 - 5QU CoRE ¦ 3QU LoRE | Red Flag Warning - Small Fires | 2033 | 0 | 0.087211 | 0.040679 | 0.0017655 | 0.044766 | 0.030872 | 0.00057253 | 0 | 1.7675e-05 | 1.7675e-05 | 0 | 3.2688e-05 | 3.2688e-05 | 0 | 3.2688e-05
[79 empty] | WLDFR | HFTD - Distribution - Tier 3 - 5QU CoRE ¦ 3QU LoRE | Red Flag Warning - Small Fires | 2034 | 0 | 0.087211 | 0.040679 | 0.0017655 | 0.044766 | 0.030872 | 0.00057253 | 0 | 1.7675e-05 | 1.7675e-05 | 0 | 0 | 3.2688e-05 | 0 | 3.2688e-05
[79 empty] | WLDFR | HFTD - Distribution - Tier 3 - 5QU CoRE ¦ 3QU LoRE | Red Flag Warning - Small Fires | 2035 | 0 | 0.087211 | 0.040679 | 0.0017655 | 0.044766 | 0.030872 | 0.00057253 | 0 | 1.7675e-05 | 1.7675e-05 | 0 | 3.4211e-05 | 0 | 0 | 0
[79 empty] | WLDFR | HFTD - Distribution - Tier 3 - 5QU CoRE ¦ 3QU LoRE | Red Flag Warning - Small Fires | 2036 | 0 | 0.087211 | 0.040679 | 0.0017655 | 0.044766 | 0.030872 | 0.00057253 | 0 | 1.7675e-05 | 1.7675e-05 | 0 | 3.5461e-05 | 3.5461e-05 | 0 | 3.5461e-05
[79 empty] | WLDFR | HFTD - Distribution - Tier 3 - 5QU CoRE ¦ 3QU LoRE | Red Flag Warning - Small Fires | 2037 | 0 | 0.087211 | 0.040679 | 0.0017655 | 0.044766 | 0.030872 | 0.00057253 | 0 | 1.7675e-05 | 1.7675e-05 | 0 | 3.5461e-05 | 3.5461e-05 | 0 | 3.5461e-05
[79 empty] | WLDFR | HFTD - Distribution - Tier 3 - 5QU CoRE ¦ 3QU LoRE | Red Flag Warning - Small Fires | 2038 | 0 | 0.091184 | 0.042438 | 0.0018418 | 0.046905 | 0.032347 | 0.00057253 | 0 | 1.852e-05 | 1.852e-05 | 0 | 3.5461e-05 | 3.5461e-05 | 0 | 3.5461e-05
[79 empty] | WLDFR | HFTD - Distribution - Tier 3 - 5QU CoRE ¦ 3QU LoRE | Red Flag Warning - Small Fires | 2039 | 0 | 0.091184 | 0.042438 | 0.0018418 | 0.046905 | 0.032347 | 0.00057253 | 0 | 1.852e-05 | 1.852e-05 | 0 | 3.5461e-05 | 3.5461e-05 | 0 | 3.5461e-05
[79 empty] | WLDFR | HFTD - Distribution - Tier 3 - 5QU CoRE ¦ 3QU LoRE | Red Flag Warning - Small Fires | 2040 | 0 | 0.091184 | 0.042438 | 0.0018418 | 0.046905 | 0.032347 | 0.00057253 | 0 | 1.852e-05 | 1.852e-05 | 0 | 3.5461e-05 | 3.5461e-05 | 0 | 3.5461e-05
[79 empty] | WLDFR | HFTD - Distribution - Tier 3 - 5QU CoRE ¦ 3QU LoRE | Red Flag Warning - Small Fires | 2041 | 0 | 0.091184 | 0.042438 | 0.0018418 | 0.046905 | 0.032347 | 0.00057253 | 0 | 1.852e-05 | 1.852e-05 | 0 | 3.7035e-05 | 3.7035e-05 | 0 | 3.7035e-05
[79 empty] | WLDFR | HFTD - Distribution - Tier 3 - 5QU CoRE ¦ 3QU LoRE | Red Flag Warning - Small Fires | 2042 | 0 | 0.091184 | 0.042438 | 0.0018418 | 0.046905 | 0.032347 | 0.00057253 | 0 | 1.852e-05 | 1.852e-05 | 0 | 3.7035e-05 | 3.7035e-05 | 0 | 3.7035e-05
[79 empty] | WLDFR | HFTD - Distribution - Tier 3 - 5QU CoRE ¦ 3QU LoRE | Red Flag Warning - Small Fires | 2043 | 0 | 0.095486 | 0.044306 | 0.0019228 | 0.049257 | 0.033969 | 0.00057253 | 0 | 1.9448e-05 | 1.9448e-05 | 0 | 3.7035e-05 | 3.7035e-05 | 0 | 3.7035e-05
[79 empty] | WLDFR | HFTD - Distribution - Tier 3 - 5QU CoRE ¦ 3QU LoRE | Red Flag Warning - Small Fires | 2044 | 0 | 0.095486 | 0.044306 | 0.0019228 | 0.049257 | 0.033969 | 0.00057253 | 0 | 1.9448e-05 | 1.9448e-05 | 0 | 3.7035e-05 | 3.7035e-05 | 0 | 3.7035e-05
[79 empty] | WLDFR | HFTD - Distribution - Tier 3 - 5QU CoRE ¦ 3QU LoRE | Red Flag Warning - Small Fires | 2045 | 0 | 0.095486 | 0.044306 | 0.0019228 | 0.049257 | 0.033969 | 0.00057253 | 0 | 1.9448e-05 | 1.9448e-05 | 0 | 3.7035e-05 | 3.7035e-05 | 0 | 3.7035e-05
[79 empty] | WLDFR | HFTD - Distribution - Tier 3 - 5QU CoRE ¦ 3QU LoRE | Red Flag Warning - Small Fires | 2046 | 0 | 0.095486 | 0.044306 | 0.0019228 | 0.049257 | 0.033969 | 0.00057253 | 0 | 1.9448e-05 | 1.9448e-05 | 0 | 3.8783e-05 | 3.8783e-05 | 0 | 3.8783e-05
[79 empty] | WLDFR | HFTD - Distribution - Tier 3 - 5QU CoRE ¦ 3QU LoRE | Red Flag Warning - Small Fires | 2047 | 0 | 0.095486 | 0.044306 | 0.0019228 | 0.049257 | 0.033969 | 0.00057253 | 0 | 1.9448e-05 | 1.9448e-05 | 0 | 3.8783e-05 | 3.8783e-05 | 0 | 3.8783e-05
[79 empty] | WLDFR | HFTD - Distribution - Tier 3 - 5QU CoRE ¦ 3QU LoRE | Red Flag Warning - Small Fires | 2048 | 0 | 0.10007 | 0.04626 | 0.0020076 | 0.051804 | 0.035726 | 0.00057253 | 0 | 2.0454e-05 | 2.0454e-05 | 0 | 3.8783e-05 | 3.8783e-05 | 0 | 3.8783e-05
[79 empty] | WLDFR | HFTD - Distribution - Tier 3 - 5QU CoRE ¦ 3QU LoRE | Red Flag Warning - Small Fires | 2049 | 0 | 0.10007 | 0.04626 | 0.0020076 | 0.051804 | 0.035726 | 0.00057253 | 0 | 2.0454e-05 | 2.0454e-05 | 0 | 3.8783e-05 | 3.8783e-05 | 0 | 3.8783e-05
[79 empty] | WLDFR | HFTD - Distribution - Tier 3 - 5QU CoRE ¦ 3QU LoRE | Red Flag Warning - Small Fires | 2050 | 0 | 0.10007 | 0.04626 | 0.0020076 | 0.051804 | 0.035726 | 0.00057253 | 0 | 2.0454e-05 | 2.0454e-05 | 0 | 3.8783e-05 | 3.8783e-05 | 0 | 3.8783e-05
[79 empty] | WLDFR | HFTD - Distribution - Tier 3 - 5QU CoRE ¦ 3QU LoRE | Red Flag Warning - Small Fires | 2051 | 0 | 0.10007 | 0.04626 | 0.0020076 | 0.051804 | 0.035726 | 0.00057253 | 0 | 2.0454e-05 | 2.0454e-05 | 0 | 4.0678e-05 | 4.0678e-05 | 0 | 4.0678e-05
[79 empty] | WLDFR | HFTD - Distribution - Tier 3 - 5QU CoRE ¦ 3QU LoRE | Red Flag Warning - Small Fires | 2052 | 0 | 0.10007 | 0.04626 | 0.0020076 | 0.051804 | 0.035726 | 0.00057253 | 0 | 2.0454e-05 | 2.0454e-05 | 0 | 4.0678e-05 | 4.0678e-05 | 0 | 4.0678e-05
[79 empty] | WLDFR | HFTD - Distribution - Tier 3 - 5QU CoRE ¦ 3QU LoRE | Red Flag Warning - Small Fires | 2053 | 0 | 0.10489 | 0.048274 | 0.002095 | 0.054525 | 0.037602 | 0.00057253 | 0 | 2.1528e-05 | 2.1528e-05 | 0 | 4.0678e-05 | 4.0678e-05 | 0 | 4.0678e-05
[79 empty] | WLDFR | HFTD - Distribution - Tier 3 - 5QU CoRE ¦ 3QU LoRE | Red Flag Warning - Small Fires | 2054 | 0 | 0.10489 | 0.048274 | 0.002095 | 0.054525 | 0.037602 | 0.00057253 | 0 | 2.1528e-05 | 2.1528e-05 | 0 | 4.0678e-05 | 4.0678e-05 | 0 | 4.0678e-05
[79 empty] | WLDFR | HFTD - Distribution - Tier 3 - 5QU CoRE ¦ 3QU LoRE | Red Flag Warning - Small Fires | 2055 | 0 | 0.10489 | 0.048274 | 0.002095 | 0.054525 | 0.037602 | 0.00057253 | 0 | 2.1528e-05 | 2.1528e-05 | 0 | 4.0678e-05 | 4.0678e-05 | 0 | 4.0678e-05
[79 empty] | WLDFR | HFTD - Distribution - Tier 3 - 5QU CoRE ¦ 3QU LoRE | Seismic - Non-Red Flag Warning - Catastrophic Fires | 2026 | 0 | 21835.9781 | 428.6023 | 13939.561 | 7467.8148 | 5149.9993 | 9.1738e-10 | 0 | 4.7245e-06 | 4.7245e-06 | 0 | 4.2695e-05 | 4.2695e-05 | 0 | 4.2695e-05
[79 empty] | WLDFR | HFTD - Distribution - Tier 3 - 5QU CoRE ¦ 3QU LoRE | Seismic - Non-Red Flag Warning - Catastrophic Fires | 2027 | 0 | 21835.9781 | 428.6023 | 13939.561 | 7467.8148 | 5149.9993 | 9.1738e-10 | 0 | 4.7245e-06 | 4.7245e-06 | 0 | 4.2695e-05 | 4.2695e-05 | 0 | 4.2695e-05
[79 empty] | WLDFR | HFTD - Distribution - Tier 3 - 5QU CoRE ¦ 3QU LoRE | Seismic - Non-Red Flag Warning - Catastrophic Fires | 2028 | 0 | 22783.187 | 453.261 | 14531.3357 | 7798.5904 | 5378.1107 | 9.1738e-10 | 0 | 4.9338e-06 | 4.9338e-06 | 0 | 4.2695e-05 | 4.2695e-05 | 0 | 4.2695e-05
[79 empty] | WLDFR | HFTD - Distribution - Tier 3 - 5QU CoRE ¦ 3QU LoRE | Seismic - Non-Red Flag Warning - Catastrophic Fires | 2029 | 0 | 22783.187 | 453.261 | 14531.3357 | 7798.5904 | 5378.1107 | 9.1738e-10 | 0 | 4.9338e-06 | 4.9338e-06 | 0 | 4.2695e-05 | 4.2695e-05 | 0 | 4.2695e-05
[79 empty] | WLDFR | HFTD - Distribution - Tier 3 - 5QU CoRE ¦ 3QU LoRE | Seismic - Non-Red Flag Warning - Catastrophic Fires | 2030 | 0 | 22783.187 | 453.261 | 14531.3357 | 7798.5904 | 5378.1107 | 9.1738e-10 | 0 | 4.9338e-06 | 4.9338e-06 | 0 | 4.2695e-05 | 4.2695e-05 | 0 | 4.2695e-05
[79 empty] | WLDFR | HFTD - Distribution - Tier 3 - 5QU CoRE ¦ 3QU LoRE | Seismic - Non-Red Flag Warning - Catastrophic Fires | 2031 | 0 | 22783.187 | 453.261 | 14531.3357 | 7798.5904 | 5378.1107 | 9.1738e-10 | 0 | 4.9338e-06 | 4.9338e-06 | 0 | 4.4808e-05 | 4.4808e-05 | 0 | 4.4808e-05
[79 empty] | WLDFR | HFTD - Distribution - Tier 3 - 5QU CoRE ¦ 3QU LoRE | Seismic - Non-Red Flag Warning - Catastrophic Fires | 2032 | 0 | 22783.187 | 453.261 | 14531.3357 | 7798.5904 | 5378.1107 | 9.1738e-10 | 0 | 4.9338e-06 | 4.9338e-06 | 0 | 4.4808e-05 | 4.4808e-05 | 0 | 4.4808e-05
[79 empty] | WLDFR | HFTD - Distribution - Tier 3 - 5QU CoRE ¦ 3QU LoRE | Seismic - Non-Red Flag Warning - Catastrophic Fires | 2033 | 0 | 23835.2641 | 480.9649 | 15187.7294 | 8166.5698 | 5631.8789 | 9.1738e-10 | 0 | 5.1666e-06 | 5.1666e-06 | 0 | 4.4808e-05 | 4.4808e-05 | 0 | 4.4808e-05
[79 empty] | WLDFR | HFTD - Distribution - Tier 3 - 5QU CoRE ¦ 3QU LoRE | Seismic - Non-Red Flag Warning - Catastrophic Fires | 2034 | 0 | 23835.2641 | 480.9649 | 15187.7294 | 8166.5698 | 5631.8789 | 9.1738e-10 | 0 | 5.1666e-06 | 5.1666e-06 | 0 | 4.4808e-05 | 4.4808e-05 | 0 | 4.4808e-05
[79 empty] | WLDFR | HFTD - Distribution - Tier 3 - 5QU CoRE ¦ 3QU LoRE | Seismic - Non-Red Flag Warning - Catastrophic Fires | 2035 | 0 | 23835.2641 | 480.9649 | 15187.7294 | 8166.5698 | 5631.8789 | 9.1738e-10 | 0 | 5.1666e-06 | 5.1666e-06 | 0 | 0 | 4.4808e-05 | 0 | 4.4808e-05
[79 empty] | WLDFR | HFTD - Distribution - Tier 3 - 5QU CoRE ¦ 3QU LoRE | Seismic - Non-Red Flag Warning - Catastrophic Fires | 2036 | 0 | 23835.2641 | 480.9649 | 15187.7294 | 8166.5698 | 5631.8789 | 9.1738e-10 | 0 | 5.1666e-06 | 5.1666e-06 | 0 | 3.1152e-06 | 0 | 0 | 0
[79 empty] | WLDFR | HFTD - Distribution - Tier 3 - 5QU CoRE ¦ 3QU LoRE | Seismic - Non-Red Flag Warning - Catastrophic Fires | 2037 | 0 | 23835.2641 | 480.9649 | 15187.7294 | 8166.5698 | 5631.8789 | 9.1738e-10 | 0 | 5.1666e-06 | 5.1666e-06 | 0 | 3.2546e-06 | 3.2546e-06 | 0 | 3.2546e-06
[79 empty] | WLDFR | HFTD - Distribution - Tier 3 - 5QU CoRE ¦ 3QU LoRE | Seismic - Non-Red Flag Warning - Catastrophic Fires | 2038 | 0 | 24976.6418 | 511.3745 | 15898.8237 | 8566.4437 | 5907.6423 | 9.1738e-10 | 0 | 5.4195e-06 | 5.4195e-06 | 0 | 3.2546e-06 | 3.2546e-06 | 0 | 3.2546e-06
[79 empty] | WLDFR | HFTD - Distribution - Tier 3 - 5QU CoRE ¦ 3QU LoRE | Seismic - Non-Red Flag Warning - Catastrophic Fires | 2039 | 0 | 24976.6418 | 511.3745 | 15898.8237 | 8566.4437 | 5907.6423 | 9.1738e-10 | 0 | 5.4195e-06 | 5.4195e-06 | 0 | 3.2546e-06 | 3.2546e-06 | 0 | 3.2546e-06
[79 empty] | WLDFR | HFTD - Distribution - Tier 3 - 5QU CoRE ¦ 3QU LoRE | Seismic - Non-Red Flag Warning - Catastrophic Fires | 2040 | 0 | 24976.6418 | 511.3745 | 15898.8237 | 8566.4437 | 5907.6423 | 9.1738e-10 | 0 | 5.4195e-06 | 5.4195e-06 | 0 | 3.2546e-06 | 3.2546e-06 | 0 | 3.2546e-06
[79 empty] | WLDFR | HFTD - Distribution - Tier 3 - 5QU CoRE ¦ 3QU LoRE | Seismic - Non-Red Flag Warning - Catastrophic Fires | 2041 | 0 | 24976.6418 | 511.3745 | 15898.8237 | 8566.4437 | 5907.6423 | 9.1738e-10 | 0 | 5.4195e-06 | 5.4195e-06 | 0 | 3.2546e-06 | 3.2546e-06 | 0 | 3.2546e-06
[79 empty] | WLDFR | HFTD - Distribution - Tier 3 - 5QU CoRE ¦ 3QU LoRE | Seismic - Non-Red Flag Warning - Catastrophic Fires | 2042 | 0 | 24976.6418 | 511.3745 | 15898.8237 | 8566.4437 | 5907.6423 | 9.1738e-10 | 0 | 5.4195e-06 | 5.4195e-06 | 0 | 3.4341e-06 | 3.4341e-06 | 0 | 3.4341e-06
[79 empty] | WLDFR | HFTD - Distribution - Tier 3 - 5QU CoRE ¦ 3QU LoRE | Seismic - Non-Red Flag Warning - Catastrophic Fires | 2043 | 0 | 26191.7278 | 544.1291 | 16654.7414 | 8992.8573 | 6201.7082 | 9.1738e-10 | 0 | 5.6893e-06 | 5.6893e-06 | 0 | 3.4341e-06 | 3.4341e-06 | 0 | 3.4341e-06
[79 empty] | WLDFR | HFTD - Distribution - Tier 3 - 5QU CoRE ¦ 3QU LoRE | Seismic - Non-Red Flag Warning - Catastrophic Fires | 2044 | 0 | 26191.7278 | 544.1291 | 16654.7414 | 8992.8573 | 6201.7082 | 9.1738e-10 | 0 | 5.6893e-06 | 5.6893e-06 | 0 | 3.4341e-06 | 3.4341e-06 | 0 | 3.4341e-06
[79 empty] | WLDFR | HFTD - Distribution - Tier 3 - 5QU CoRE ¦ 3QU LoRE | Seismic - Non-Red Flag Warning - Catastrophic Fires | 2045 | 0 | 26191.7278 | 544.1291 | 16654.7414 | 8992.8573 | 6201.7082 | 9.1738e-10 | 0 | 5.6893e-06 | 5.6893e-06 | 0 | 3.4341e-06 | 3.4341e-06 | 0 | 3.4341e-06
[79 empty] | WLDFR | HFTD - Distribution - Tier 3 - 5QU CoRE ¦ 3QU LoRE | Seismic - Non-Red Flag Warning - Catastrophic Fires | 2046 | 0 | 26191.7278 | 544.1291 | 16654.7414 | 8992.8573 | 6201.7082 | 9.1738e-10 | 0 | 5.6893e-06 | 5.6893e-06 | 0 | 3.4341e-06 | 3.4341e-06 | 0 | 3.4341e-06
[79 empty] | WLDFR | HFTD - Distribution - Tier 3 - 5QU CoRE ¦ 3QU LoRE | Seismic - Non-Red Flag Warning - Catastrophic Fires | 2047 | 0 | 26191.7278 | 544.1291 | 16654.7414 | 8992.8573 | 6201.7082 | 9.1738e-10 | 0 | 5.6893e-06 | 5.6893e-06 | 0 | 3.6383e-06 | 3.6383e-06 | 0 | 3.6383e-06
[79 empty] | WLDFR | HFTD - Distribution - Tier 3 - 5QU CoRE ¦ 3QU LoRE | Seismic - Non-Red Flag Warning - Catastrophic Fires | 2048 | 0 | 27464.7227 | 578.8407 | 17445.538 | 9440.3441 | 6510.3067 | 9.1738e-10 | 0 | 5.9724e-06 | 5.9724e-06 | 0 | 3.6383e-06 | 3.6383e-06 | 0 | 3.6383e-06
[79 empty] | WLDFR | HFTD - Distribution - Tier 3 - 5QU CoRE ¦ 3QU LoRE | Seismic - Non-Red Flag Warning - Catastrophic Fires | 2049 | 0 | 27464.7227 | 578.8407 | 17445.538 | 9440.3441 | 6510.3067 | 9.1738e-10 | 0 | 5.9724e-06 | 5.9724e-06 | 0 | 3.6383e-06 | 3.6383e-06 | 0 | 3.6383e-06
[79 empty] | WLDFR | HFTD - Distribution - Tier 3 - 5QU CoRE ¦ 3QU LoRE | Seismic - Non-Red Flag Warning - Catastrophic Fires | 2050 | 0 | 27464.7227 | 578.8407 | 17445.538 | 9440.3441 | 6510.3067 | 9.1738e-10 | 0 | 5.9724e-06 | 5.9724e-06 | 0 | 3.6383e-06 | 3.6383e-06 | 0 | 3.6383e-06
[79 empty] | WLDFR | HFTD - Distribution - Tier 3 - 5QU CoRE ¦ 3QU LoRE | Seismic - Non-Red Flag Warning - Catastrophic Fires | 2051 | 0 | 27464.7227 | 578.8407 | 17445.538 | 9440.3441 | 6510.3067 | 9.1738e-10 | 0 | 5.9724e-06 | 5.9724e-06 | 0 | 3.6383e-06 | 3.6383e-06 | 0 | 3.6383e-06
[79 empty] | WLDFR | HFTD - Distribution - Tier 3 - 5QU CoRE ¦ 3QU LoRE | Seismic - Non-Red Flag Warning - Catastrophic Fires | 2052 | 0 | 27464.7227 | 578.8407 | 17445.538 | 9440.3441 | 6510.3067 | 9.1738e-10 | 0 | 5.9724e-06 | 5.9724e-06 | 0 | 3.8656e-06 | 3.8656e-06 | 0 | 3.8656e-06
[79 empty] | WLDFR | HFTD - Distribution - Tier 3 - 5QU CoRE ¦ 3QU LoRE | Seismic - Non-Red Flag Warning - Catastrophic Fires | 2053 | 0 | 28779.6694 | 615.0952 | 18261.2327 | 9903.3415 | 6829.6018 | 9.1738e-10 | 0 | 6.2653e-06 | 6.2653e-06 | 0 | 3.8656e-06 | 3.8656e-06 | 0 | 3.8656e-06
[79 empty] | WLDFR | HFTD - Distribution - Tier 3 - 5QU CoRE ¦ 3QU LoRE | Seismic - Non-Red Flag Warning - Catastrophic Fires | 2054 | 0 | 28779.6694 | 615.0952 | 18261.2327 | 9903.3415 | 6829.6018 | 9.1738e-10 | 0 | 6.2653e-06 | 6.2653e-06 | 0 | 3.8656e-06 | 3.8656e-06 | 0 | 3.8656e-06
[79 empty] | WLDFR | HFTD - Distribution - Tier 3 - 5QU CoRE ¦ 3QU LoRE | Seismic - Non-Red Flag Warning - Catastrophic Fires | 2055 | 0 | 28779.6694 | 615.0952 | 18261.2327 | 9903.3415 | 6829.6018 | 9.1738e-10 | 0 | 6.2653e-06 | 6.2653e-06 | 0 | 3.8656e-06 | 3.8656e-06 | 0 | 3.8656e-06
[79 empty] | WLDFR | HFTD - Distribution - Tier 3 - 5QU CoRE ¦ 3QU LoRE | Seismic - Red Flag Warning - Catastrophic Fires | 2026 | 0 | 21835.9781 | 428.6023 | 13939.561 | 7467.8148 | 5149.9993 | 3.9557e-08 | 0 | 0.00020372 | 0.00020372 | 0 | 3.8656e-06 | 3.8656e-06 | 0 | 3.8656e-06
[79 empty] | WLDFR | HFTD - Distribution - Tier 3 - 5QU CoRE ¦ 3QU LoRE | Seismic - Red Flag Warning - Catastrophic Fires | 2027 | 0 | 21835.9781 | 428.6023 | 13939.561 | 7467.8148 | 5149.9993 | 3.9557e-08 | 0 | 0.00020372 | 0.00020372 | 0 | 4.1141e-06 | 4.1141e-06 | 0 | 4.1141e-06
[79 empty] | WLDFR | HFTD - Distribution - Tier 3 - 5QU CoRE ¦ 3QU LoRE | Seismic - Red Flag Warning - Catastrophic Fires | 2028 | 0 | 22783.187 | 453.261 | 14531.3357 | 7798.5904 | 5378.1107 | 3.9557e-08 | 0 | 0.00021274 | 0.00021274 | 0 | 4.1141e-06 | 4.1141e-06 | 0 | 4.1141e-06
[79 empty] | WLDFR | HFTD - Distribution - Tier 3 - 5QU CoRE ¦ 3QU LoRE | Seismic - Red Flag Warning - Catastrophic Fires | 2029 | 0 | 22783.187 | 453.261 | 14531.3357 | 7798.5904 | 5378.1107 | 3.9557e-08 | 0 | 0.00021274 | 0.00021274 | 0 | 4.1141e-06 | 4.1141e-06 | 0 | 4.1141e-06
[79 empty] | WLDFR | HFTD - Distribution - Tier 3 - 5QU CoRE ¦ 3QU LoRE | Seismic - Red Flag Warning - Catastrophic Fires | 2030 | 0 | 22783.187 | 453.261 | 14531.3357 | 7798.5904 | 5378.1107 | 3.9557e-08 | 0 | 0.00021274 | 0.00021274 | 0 | 4.1141e-06 | 4.1141e-06 | 0 | 4.1141e-06
[79 empty] | WLDFR | HFTD - Distribution - Tier 3 - 5QU CoRE ¦ 3QU LoRE | Seismic - Red Flag Warning - Catastrophic Fires | 2031 | 0 | 22783.187 | 453.261 | 14531.3357 | 7798.5904 | 5378.1107 | 3.9557e-08 | 0 | 0.00021274 | 0.00021274 | 0 | 4.1141e-06 | 4.1141e-06 | 0 | 4.1141e-06
[79 empty] | WLDFR | HFTD - Distribution - Tier 3 - 5QU CoRE ¦ 3QU LoRE | Seismic - Red Flag Warning - Catastrophic Fires | 2032 | 0 | 22783.187 | 453.261 | 14531.3357 | 7798.5904 | 5378.1107 | 3.9557e-08 | 0 | 0.00021274 | 0.00021274 | 0 | 4.3819e-06 | 4.3819e-06 | 0 | 4.3819e-06
[79 empty] | WLDFR | HFTD - Distribution - Tier 3 - 5QU CoRE ¦ 3QU LoRE | Seismic - Red Flag Warning - Catastrophic Fires | 2033 | 0 | 23835.2641 | 480.9649 | 15187.7294 | 8166.5698 | 5631.8789 | 3.9557e-08 | 0 | 0.00022278 | 0.00022278 | 0 | 4.3819e-06 | 4.3819e-06 | 0 | 4.3819e-06
[79 empty] | WLDFR | HFTD - Distribution - Tier 3 - 5QU CoRE ¦ 3QU LoRE | Seismic - Red Flag Warning - Catastrophic Fires | 2034 | 0 | 23835.2641 | 480.9649 | 15187.7294 | 8166.5698 | 5631.8789 | 3.9557e-08 | 0 | 0.00022278 | 0.00022278 | 0 | 4.3819e-06 | 4.3819e-06 | 0 | 4.3819e-06
[79 empty] | WLDFR | HFTD - Distribution - Tier 3 - 5QU CoRE ¦ 3QU LoRE | Seismic - Red Flag Warning - Catastrophic Fires | 2035 | 0 | 23835.2641 | 480.9649 | 15187.7294 | 8166.5698 | 5631.8789 | 3.9557e-08 | 0 | 0.00022278 | 0.00022278 | 0 | 4.3819e-06 | 4.3819e-06 | 0 | 4.3819e-06
[79 empty] | WLDFR | HFTD - Distribution - Tier 3 - 5QU CoRE ¦ 3QU LoRE | Seismic - Red Flag Warning - Catastrophic Fires | 2036 | 0 | 23835.2641 | 480.9649 | 15187.7294 | 8166.5698 | 5631.8789 | 3.9557e-08 | 0 | 0.00022278 | 0.00022278 | 0 | 0 | 4.3819e-06 | 0 | 4.3819e-06
[79 empty] | WLDFR | HFTD - Distribution - Tier 3 - 5QU CoRE ¦ 3QU LoRE | Seismic - Red Flag Warning - Catastrophic Fires | 2037 | 0 | 23835.2641 | 480.9649 | 15187.7294 | 8166.5698 | 5631.8789 | 3.9557e-08 | 0 | 0.00022278 | 0.00022278 | 0 | 2.8344e-05 | 0 | 0 | 0
[79 empty] | WLDFR | HFTD - Distribution - Tier 3 - 5QU CoRE ¦ 3QU LoRE | Seismic - Red Flag Warning - Catastrophic Fires | 2038 | 0 | 24976.6418 | 511.3745 | 15898.8237 | 8566.4437 | 5907.6423 | 3.9557e-08 | 0 | 0.00023369 | 0.00023369 | 0 | 2.9257e-05 | 2.9257e-05 | 0 | 2.9257e-05
[79 empty] | WLDFR | HFTD - Distribution - Tier 3 - 5QU CoRE ¦ 3QU LoRE | Seismic - Red Flag Warning - Catastrophic Fires | 2039 | 0 | 24976.6418 | 511.3745 | 15898.8237 | 8566.4437 | 5907.6423 | 3.9557e-08 | 0 | 0.00023369 | 0.00023369 | 0 | 2.9257e-05 | 2.9257e-05 | 0 | 2.9257e-05
[79 empty] | WLDFR | HFTD - Distribution - Tier 3 - 5QU CoRE ¦ 3QU LoRE | Seismic - Red Flag Warning - Catastrophic Fires | 2040 | 0 | 24976.6418 | 511.3745 | 15898.8237 | 8566.4437 | 5907.6423 | 3.9557e-08 | 0 | 0.00023369 | 0.00023369 | 0 | 2.9257e-05 | 2.9257e-05 | 0 | 2.9257e-05
[79 empty] | WLDFR | HFTD - Distribution - Tier 3 - 5QU CoRE ¦ 3QU LoRE | Seismic - Red Flag Warning - Catastrophic Fires | 2041 | 0 | 24976.6418 | 511.3745 | 15898.8237 | 8566.4437 | 5907.6423 | 3.9557e-08 | 0 | 0.00023369 | 0.00023369 | 0 | 2.9257e-05 | 2.9257e-05 | 0 | 2.9257e-05
[79 empty] | WLDFR | HFTD - Distribution - Tier 3 - 5QU CoRE ¦ 3QU LoRE | Seismic - Red Flag Warning - Catastrophic Fires | 2042 | 0 | 24976.6418 | 511.3745 | 15898.8237 | 8566.4437 | 5907.6423 | 3.9557e-08 | 0 | 0.00023369 | 0.00023369 | 0 | 2.9257e-05 | 2.9257e-05 | 0 | 2.9257e-05
[79 empty] | WLDFR | HFTD - Distribution - Tier 3 - 5QU CoRE ¦ 3QU LoRE | Seismic - Red Flag Warning - Catastrophic Fires | 2043 | 0 | 26191.7278 | 544.1291 | 16654.7414 | 8992.8573 | 6201.7082 | 3.9557e-08 | 0 | 0.00024532 | 0.00024532 | 0 | 3.042e-05 | 3.042e-05 | 0 | 3.042e-05
[79 empty] | WLDFR | HFTD - Distribution - Tier 3 - 5QU CoRE ¦ 3QU LoRE | Seismic - Red Flag Warning - Catastrophic Fires | 2044 | 0 | 26191.7278 | 544.1291 | 16654.7414 | 8992.8573 | 6201.7082 | 3.9557e-08 | 0 | 0.00024532 | 0.00024532 | 0 | 3.042e-05 | 3.042e-05 | 0 | 3.042e-05
[79 empty] | WLDFR | HFTD - Distribution - Tier 3 - 5QU CoRE ¦ 3QU LoRE | Seismic - Red Flag Warning - Catastrophic Fires | 2045 | 0 | 26191.7278 | 544.1291 | 16654.7414 | 8992.8573 | 6201.7082 | 3.9557e-08 | 0 | 0.00024532 | 0.00024532 | 0 | 3.042e-05 | 3.042e-05 | 0 | 3.042e-05
[79 empty] | WLDFR | HFTD - Distribution - Tier 3 - 5QU CoRE ¦ 3QU LoRE | Seismic - Red Flag Warning - Catastrophic Fires | 2046 | 0 | 26191.7278 | 544.1291 | 16654.7414 | 8992.8573 | 6201.7082 | 3.9557e-08 | 0 | 0.00024532 | 0.00024532 | 0 | 3.042e-05 | 3.042e-05 | 0 | 3.042e-05
[79 empty] | WLDFR | HFTD - Distribution - Tier 3 - 5QU CoRE ¦ 3QU LoRE | Seismic - Red Flag Warning - Catastrophic Fires | 2047 | 0 | 26191.7278 | 544.1291 | 16654.7414 | 8992.8573 | 6201.7082 | 3.9557e-08 | 0 | 0.00024532 | 0.00024532 | 0 | 3.042e-05 | 3.042e-05 | 0 | 3.042e-05
[79 empty] | WLDFR | HFTD - Distribution - Tier 3 - 5QU CoRE ¦ 3QU LoRE | Seismic - Red Flag Warning - Catastrophic Fires | 2048 | 0 | 27464.7227 | 578.8407 | 17445.538 | 9440.3441 | 6510.3067 | 3.9557e-08 | 0 | 0.00025753 | 0.00025753 | 0 | 3.1732e-05 | 3.1732e-05 | 0 | 3.1732e-05
[79 empty] | WLDFR | HFTD - Distribution - Tier 3 - 5QU CoRE ¦ 3QU LoRE | Seismic - Red Flag Warning - Catastrophic Fires | 2049 | 0 | 27464.7227 | 578.8407 | 17445.538 | 9440.3441 | 6510.3067 | 3.9557e-08 | 0 | 0.00025753 | 0.00025753 | 0 | 3.1732e-05 | 3.1732e-05 | 0 | 3.1732e-05
[79 empty] | WLDFR | HFTD - Distribution - Tier 3 - 5QU CoRE ¦ 3QU LoRE | Seismic - Red Flag Warning - Catastrophic Fires | 2050 | 0 | 27464.7227 | 578.8407 | 17445.538 | 9440.3441 | 6510.3067 | 3.9557e-08 | 0 | 0.00025753 | 0.00025753 | 0 | 3.1732e-05 | 3.1732e-05 | 0 | 3.1732e-05
[79 empty] | WLDFR | HFTD - Distribution - Tier 3 - 5QU CoRE ¦ 3QU LoRE | Seismic - Red Flag Warning - Catastrophic Fires | 2051 | 0 | 27464.7227 | 578.8407 | 17445.538 | 9440.3441 | 6510.3067 | 3.9557e-08 | 0 | 0.00025753 | 0.00025753 | 0 | 3.1732e-05 | 3.1732e-05 | 0 | 3.1732e-05
[79 empty] | WLDFR | HFTD - Distribution - Tier 3 - 5QU CoRE ¦ 3QU LoRE | Seismic - Red Flag Warning - Catastrophic Fires | 2052 | 0 | 27464.7227 | 578.8407 | 17445.538 | 9440.3441 | 6510.3067 | 3.9557e-08 | 0 | 0.00025753 | 0.00025753 | 0 | 3.1732e-05 | 3.1732e-05 | 0 | 3.1732e-05
[79 empty] | WLDFR | HFTD - Distribution - Tier 3 - 5QU CoRE ¦ 3QU LoRE | Seismic - Red Flag Warning - Catastrophic Fires | 2053 | 0 | 28779.6694 | 615.0952 | 18261.2327 | 9903.3415 | 6829.6018 | 3.9557e-08 | 0 | 0.00027016 | 0.00027016 | 0 | 3.3178e-05 | 3.3178e-05 | 0 | 3.3178e-05
[79 empty] | WLDFR | HFTD - Distribution - Tier 3 - 5QU CoRE ¦ 3QU LoRE | Seismic - Red Flag Warning - Catastrophic Fires | 2054 | 0 | 28779.6694 | 615.0952 | 18261.2327 | 9903.3415 | 6829.6018 | 3.9557e-08 | 0 | 0.00027016 | 0.00027016 | 0 | 3.3178e-05 | 3.3178e-05 | 0 | 3.3178e-05
[79 empty] | WLDFR | HFTD - Distribution - Tier 3 - 5QU CoRE ¦ 3QU LoRE | Seismic - Red Flag Warning - Catastrophic Fires | 2055 | 0 | 28779.6694 | 615.0952 | 18261.2327 | 9903.3415 | 6829.6018 | 3.9557e-08 | 0 | 0.00027016 | 0.00027016 | 0 | 3.3178e-05 | 3.3178e-05 | 0 | 3.3178e-05
[79 empty] | WLDFR | HFTD - Distribution - Tier 3 - 5QU CoRE ¦ 4QU LoRE | Non-Red Flag Warning - Catastrophic Fires | 2026 | 0 | 14664.6376 | 233.2301 | 8896.516 | 5534.8915 | 3817.0051 | 5.1212e-08 | 0 | 0.00019548 | 0.00019548 | 0 | 3.3178e-05 | 3.3178e-05 | 0 | 3.3178e-05
[79 empty] | WLDFR | HFTD - Distribution - Tier 3 - 5QU CoRE ¦ 4QU LoRE | Non-Red Flag Warning - Catastrophic Fires | 2027 | 0 | 14664.6376 | 233.2301 | 8896.516 | 5534.8915 | 3817.0051 | 5.1212e-08 | 0 | 0.00019548 | 0.00019548 | 0 | 3.3178e-05 | 3.3178e-05 | 0 | 3.3178e-05
[79 empty] | WLDFR | HFTD - Distribution - Tier 3 - 5QU CoRE ¦ 4QU LoRE | Non-Red Flag Warning - Catastrophic Fires | 2028 | 0 | 15317.9909 | 247.273 | 9287.6491 | 5783.0689 | 3988.1546 | 5.1212e-08 | 0 | 0.00020424 | 0.00020424 | 0 | 3.4743e-05 | 3.4743e-05 | 0 | 3.4743e-05
[79 empty] | WLDFR | HFTD - Distribution - Tier 3 - 5QU CoRE ¦ 4QU LoRE | Non-Red Flag Warning - Catastrophic Fires | 2029 | 0 | 15317.9909 | 247.273 | 9287.6491 | 5783.0689 | 3988.1546 | 5.1212e-08 | 0 | 0.00020424 | 0.00020424 | 0 | 3.4743e-05 | 3.4743e-05 | 0 | 3.4743e-05
[79 empty] | WLDFR | HFTD - Distribution - Tier 3 - 5QU CoRE ¦ 4QU LoRE | Non-Red Flag Warning - Catastrophic Fires | 2030 | 0 | 15317.9909 | 247.273 | 9287.6491 | 5783.0689 | 3988.1546 | 5.1212e-08 | 0 | 0.00020424 | 0.00020424 | 0 | 3.4743e-05 | 3.4743e-05 | 0 | 3.4743e-05
[79 empty] | WLDFR | HFTD - Distribution - Tier 3 - 5QU CoRE ¦ 4QU LoRE | Non-Red Flag Warning - Catastrophic Fires | 2031 | 0 | 15317.9909 | 247.273 | 9287.6491 | 5783.0689 | 3988.1546 | 5.1212e-08 | 0 | 0.00020424 | 0.00020424 | 0 | 3.4743e-05 | 3.4743e-05 | 0 | 3.4743e-05
[79 empty] | WLDFR | HFTD - Distribution - Tier 3 - 5QU CoRE ¦ 4QU LoRE | Non-Red Flag Warning - Catastrophic Fires | 2032 | 0 | 15317.9909 | 247.273 | 9287.6491 | 5783.0689 | 3988.1546 | 5.1212e-08 | 0 | 0.00020424 | 0.00020424 | 0 | 3.4743e-05 | 3.4743e-05 | 0 | 3.4743e-05
[79 empty] | WLDFR | HFTD - Distribution - Tier 3 - 5QU CoRE ¦ 4QU LoRE | Non-Red Flag Warning - Catastrophic Fires | 2033 | 0 | 16044.1264 | 263.1074 | 9721.74 | 6059.2791 | 4178.6364 | 5.1212e-08 | 0 | 0.000214 | 0.000214 | 0 | 3.6411e-05 | 3.6411e-05 | 0 | 3.6411e-05
[79 empty] | WLDFR | HFTD - Distribution - Tier 3 - 5QU CoRE ¦ 4QU LoRE | Non-Red Flag Warning - Catastrophic Fires | 2034 | 0 | 16044.1264 | 263.1074 | 9721.74 | 6059.2791 | 4178.6364 | 5.1212e-08 | 0 | 0.000214 | 0.000214 | 0 | 3.6411e-05 | 3.6411e-05 | 0 | 3.6411e-05
[79 empty] | WLDFR | HFTD - Distribution - Tier 3 - 5QU CoRE ¦ 4QU LoRE | Non-Red Flag Warning - Catastrophic Fires | 2035 | 0 | 16044.1264 | 263.1074 | 9721.74 | 6059.2791 | 4178.6364 | 5.1212e-08 | 0 | 0.000214 | 0.000214 | 0 | 3.6411e-05 | 3.6411e-05 | 0 | 3.6411e-05
[79 empty] | WLDFR | HFTD - Distribution - Tier 3 - 5QU CoRE ¦ 4QU LoRE | Non-Red Flag Warning - Catastrophic Fires | 2036 | 0 | 16044.1264 | 263.1074 | 9721.74 | 6059.2791 | 4178.6364 | 5.1212e-08 | 0 | 0.000214 | 0.000214 | 0 | 3.6411e-05 | 3.6411e-05 | 0 | 3.6411e-05
[79 empty] | WLDFR | HFTD - Distribution - Tier 3 - 5QU CoRE ¦ 4QU LoRE | Non-Red Flag Warning - Catastrophic Fires | 2037 | 0 | 16044.1264 | 263.1074 | 9721.74 | 6059.2791 | 4178.6364 | 5.1212e-08 | 0 | 0.000214 | 0.000214 | 0 | 0 | 3.6411e-05 | 0 | 3.6411e-05
[79 empty] | WLDFR | HFTD - Distribution - Tier 3 - 5QU CoRE ¦ 4QU LoRE | Non-Red Flag Warning - Catastrophic Fires | 2038 | 0 | 16832.3912 | 280.5544 | 10192.2718 | 6359.5651 | 4385.7214 | 5.1212e-08 | 0 | 0.0002246 | 0.0002246 | 0 | 0.001429 | 0 | 0 | 0
[79 empty] | WLDFR | HFTD - Distribution - Tier 3 - 5QU CoRE ¦ 4QU LoRE | Non-Red Flag Warning - Catastrophic Fires | 2039 | 0 | 16832.3912 | 280.5544 | 10192.2718 | 6359.5651 | 4385.7214 | 5.1212e-08 | 0 | 0.0002246 | 0.0002246 | 0 | 0.0014814 | 0.0014814 | 0 | 0.0014814
[79 empty] | WLDFR | HFTD - Distribution - Tier 3 - 5QU CoRE ¦ 4QU LoRE | Non-Red Flag Warning - Catastrophic Fires | 2040 | 0 | 16832.3912 | 280.5544 | 10192.2718 | 6359.5651 | 4385.7214 | 5.1212e-08 | 0 | 0.0002246 | 0.0002246 | 0 | 0.0014814 | 0.0014814 | 0 | 0.0014814
[79 empty] | WLDFR | HFTD - Distribution - Tier 3 - 5QU CoRE ¦ 4QU LoRE | Non-Red Flag Warning - Catastrophic Fires | 2041 | 0 | 16832.3912 | 280.5544 | 10192.2718 | 6359.5651 | 4385.7214 | 5.1212e-08 | 0 | 0.0002246 | 0.0002246 | 0 | 0.0014814 | 0.0014814 | 0 | 0.0014814
[79 empty] | WLDFR | HFTD - Distribution - Tier 3 - 5QU CoRE ¦ 4QU LoRE | Non-Red Flag Warning - Catastrophic Fires | 2042 | 0 | 16832.3912 | 280.5544 | 10192.2718 | 6359.5651 | 4385.7214 | 5.1212e-08 | 0 | 0.0002246 | 0.0002246 | 0 | 0.0014814 | 0.0014814 | 0 | 0.0014814
[79 empty] | WLDFR | HFTD - Distribution - Tier 3 - 5QU CoRE ¦ 4QU LoRE | Non-Red Flag Warning - Catastrophic Fires | 2043 | 0 | 17672.0852 | 299.42 | 10692.7362 | 6679.929 | 4606.6527 | 5.1212e-08 | 0 | 0.00023592 | 0.00023592 | 0 | 0.0014814 | 0.0014814 | 0 | 0.0014814
[79 empty] | WLDFR | HFTD - Distribution - Tier 3 - 5QU CoRE ¦ 4QU LoRE | Non-Red Flag Warning - Catastrophic Fires | 2044 | 0 | 17672.0852 | 299.42 | 10692.7362 | 6679.929 | 4606.6527 | 5.1212e-08 | 0 | 0.00023592 | 0.00023592 | 0 | 0.0015474 | 0.0015474 | 0 | 0.0015474
[79 empty] | WLDFR | HFTD - Distribution - Tier 3 - 5QU CoRE ¦ 4QU LoRE | Non-Red Flag Warning - Catastrophic Fires | 2045 | 0 | 17672.0852 | 299.42 | 10692.7362 | 6679.929 | 4606.6527 | 5.1212e-08 | 0 | 0.00023592 | 0.00023592 | 0 | 0.0015474 | 0.0015474 | 0 | 0.0015474
[79 empty] | WLDFR | HFTD - Distribution - Tier 3 - 5QU CoRE ¦ 4QU LoRE | Non-Red Flag Warning - Catastrophic Fires | 2046 | 0 | 17672.0852 | 299.42 | 10692.7362 | 6679.929 | 4606.6527 | 5.1212e-08 | 0 | 0.00023592 | 0.00023592 | 0 | 0.0015474 | 0.0015474 | 0 | 0.0015474
[79 empty] | WLDFR | HFTD - Distribution - Tier 3 - 5QU CoRE ¦ 4QU LoRE | Non-Red Flag Warning - Catastrophic Fires | 2047 | 0 | 17672.0852 | 299.42 | 10692.7362 | 6679.929 | 4606.6527 | 5.1212e-08 | 0 | 0.00023592 | 0.00023592 | 0 | 0.0015474 | 0.0015474 | 0 | 0.0015474
[79 empty] | WLDFR | HFTD - Distribution - Tier 3 - 5QU CoRE ¦ 4QU LoRE | Non-Red Flag Warning - Catastrophic Fires | 2048 | 0 | 18552.3348 | 319.4911 | 11216.5626 | 7016.281 | 4838.6098 | 5.1212e-08 | 0 | 0.00024779 | 0.00024779 | 0 | 0.0015474 | 0.0015474 | 0 | 0.0015474
[79 empty] | WLDFR | HFTD - Distribution - Tier 3 - 5QU CoRE ¦ 4QU LoRE | Non-Red Flag Warning - Catastrophic Fires | 2049 | 0 | 18552.3348 | 319.4911 | 11216.5626 | 7016.281 | 4838.6098 | 5.1212e-08 | 0 | 0.00024779 | 0.00024779 | 0 | 0.0016207 | 0.0016207 | 0 | 0.0016207
[79 empty] | WLDFR | HFTD - Distribution - Tier 3 - 5QU CoRE ¦ 4QU LoRE | Non-Red Flag Warning - Catastrophic Fires | 2050 | 0 | 18552.3348 | 319.4911 | 11216.5626 | 7016.281 | 4838.6098 | 5.1212e-08 | 0 | 0.00024779 | 0.00024779 | 0 | 0.0016207 | 0.0016207 | 0 | 0.0016207
[79 empty] | WLDFR | HFTD - Distribution - Tier 3 - 5QU CoRE ¦ 4QU LoRE | Non-Red Flag Warning - Catastrophic Fires | 2051 | 0 | 18552.3348 | 319.4911 | 11216.5626 | 7016.281 | 4838.6098 | 5.1212e-08 | 0 | 0.00024779 | 0.00024779 | 0 | 0.0016207 | 0.0016207 | 0 | 0.0016207
[79 empty] | WLDFR | HFTD - Distribution - Tier 3 - 5QU CoRE ¦ 4QU LoRE | Non-Red Flag Warning - Catastrophic Fires | 2052 | 0 | 18552.3348 | 319.4911 | 11216.5626 | 7016.281 | 4838.6098 | 5.1212e-08 | 0 | 0.00024779 | 0.00024779 | 0 | 0.0016207 | 0.0016207 | 0 | 0.0016207
[79 empty] | WLDFR | HFTD - Distribution - Tier 3 - 5QU CoRE ¦ 4QU LoRE | Non-Red Flag Warning - Catastrophic Fires | 2053 | 0 | 19462.1283 | 340.5356 | 11757.1413 | 7364.4514 | 5078.7171 | 5.1212e-08 | 0 | 0.00026009 | 0.00026009 | 0 | 0.0016207 | 0.0016207 | 0 | 0.0016207
[79 empty] | WLDFR | HFTD - Distribution - Tier 3 - 5QU CoRE ¦ 4QU LoRE | Non-Red Flag Warning - Catastrophic Fires | 2054 | 0 | 19462.1283 | 340.5356 | 11757.1413 | 7364.4514 | 5078.7171 | 5.1212e-08 | 0 | 0.00026009 | 0.00026009 | 0 | 0.0017004 | 0.0017004 | 0 | 0.0017004
[79 empty] | WLDFR | HFTD - Distribution - Tier 3 - 5QU CoRE ¦ 4QU LoRE | Non-Red Flag Warning - Catastrophic Fires | 2055 | 0 | 19462.1283 | 340.5356 | 11757.1413 | 7364.4514 | 5078.7171 | 5.1212e-08 | 0 | 0.00026009 | 0.00026009 | 0 | 0.0017004 | 0.0017004 | 0 | 0.0017004
[79 empty] | WLDFR | HFTD - Distribution - Tier 3 - 5QU CoRE ¦ 4QU LoRE | Non-Red Flag Warning - Large Fires | 2026 | 0 | 5.475 | 0.71896 | 3.0715 | 1.6846 | 1.1617 | 7.7224e-06 | 0 | 8.9713e-06 | 8.9713e-06 | 0 | 0.0017004 | 0.0017004 | 0 | 0.0017004
[79 empty] | WLDFR | HFTD - Distribution - Tier 3 - 5QU CoRE ¦ 4QU LoRE | Non-Red Flag Warning - Large Fires | 2027 | 0 | 5.475 | 0.71896 | 3.0715 | 1.6846 | 1.1617 | 7.7224e-06 | 0 | 8.9713e-06 | 8.9713e-06 | 0 | 0.0017004 | 0.0017004 | 0 | 0.0017004
[79 empty] | WLDFR | HFTD - Distribution - Tier 3 - 5QU CoRE ¦ 4QU LoRE | Non-Red Flag Warning - Large Fires | 2028 | 0 | 5.777 | 0.74734 | 3.238 | 1.7917 | 1.2356 | 7.7224e-06 | 0 | 9.5419e-06 | 9.5419e-06 | 0 | 0.0017004 | 0.0017004 | 0 | 0.0017004
[79 empty] | WLDFR | HFTD - Distribution - Tier 3 - 5QU CoRE ¦ 4QU LoRE | Non-Red Flag Warning - Large Fires | 2029 | 0 | 5.777 | 0.74734 | 3.238 | 1.7917 | 1.2356 | 7.7224e-06 | 0 | 9.5419e-06 | 9.5419e-06 | 0 | 0.0017852 | 0.0017852 | 0 | 0.0017852
[79 empty] | WLDFR | HFTD - Distribution - Tier 3 - 5QU CoRE ¦ 4QU LoRE | Non-Red Flag Warning - Large Fires | 2030 | 0 | 5.777 | 0.74734 | 3.238 | 1.7917 | 1.2356 | 7.7224e-06 | 0 | 9.5419e-06 | 9.5419e-06 | 0 | 0.0017852 | 0.0017852 | 0 | 0.0017852
[79 empty] | WLDFR | HFTD - Distribution - Tier 3 - 5QU CoRE ¦ 4QU LoRE | Non-Red Flag Warning - Large Fires | 2031 | 0 | 5.777 | 0.74734 | 3.238 | 1.7917 | 1.2356 | 7.7224e-06 | 0 | 9.5419e-06 | 9.5419e-06 | 0 | 0.0017852 | 0.0017852 | 0 | 0.0017852
[79 empty] | WLDFR | HFTD - Distribution - Tier 3 - 5QU CoRE ¦ 4QU LoRE | Non-Red Flag Warning - Large Fires | 2032 | 0 | 5.777 | 0.74734 | 3.238 | 1.7917 | 1.2356 | 7.7224e-06 | 0 | 9.5419e-06 | 9.5419e-06 | 0 | 0.0017852 | 0.0017852 | 0 | 0.0017852
[79 empty] | WLDFR | HFTD - Distribution - Tier 3 - 5QU CoRE ¦ 4QU LoRE | Non-Red Flag Warning - Large Fires | 2033 | 0 | 6.1205 | 0.77885 | 3.4265 | 1.9151 | 1.3207 | 7.7224e-06 | 0 | 1.0199e-05 | 1.0199e-05 | 0 | 0.0017852 | 0.0017852 | 0 | 0.0017852
[79 empty] | WLDFR | HFTD - Distribution - Tier 3 - 5QU CoRE ¦ 4QU LoRE | Non-Red Flag Warning - Large Fires | 2034 | 0 | 6.1205 | 0.77885 | 3.4265 | 1.9151 | 1.3207 | 7.7224e-06 | 0 | 1.0199e-05 | 1.0199e-05 | 0 | 0.0018741 | 0.0018741 | 0 | 0.0018741
[79 empty] | WLDFR | HFTD - Distribution - Tier 3 - 5QU CoRE ¦ 4QU LoRE | Non-Red Flag Warning - Large Fires | 2035 | 0 | 6.1205 | 0.77885 | 3.4265 | 1.9151 | 1.3207 | 7.7224e-06 | 0 | 1.0199e-05 | 1.0199e-05 | 0 | 0.0018741 | 0.0018741 | 0 | 0.0018741
[79 empty] | WLDFR | HFTD - Distribution - Tier 3 - 5QU CoRE ¦ 4QU LoRE | Non-Red Flag Warning - Large Fires | 2036 | 0 | 6.1205 | 0.77885 | 3.4265 | 1.9151 | 1.3207 | 7.7224e-06 | 0 | 1.0199e-05 | 1.0199e-05 | 0 | 0.0018741 | 0.0018741 | 0 | 0.0018741
[79 empty] | WLDFR | HFTD - Distribution - Tier 3 - 5QU CoRE ¦ 4QU LoRE | Non-Red Flag Warning - Large Fires | 2037 | 0 | 6.1205 | 0.77885 | 3.4265 | 1.9151 | 1.3207 | 7.7224e-06 | 0 | 1.0199e-05 | 1.0199e-05 | 0 | 0.0018741 | 0.0018741 | 0 | 0.0018741
[79 empty] | WLDFR | HFTD - Distribution - Tier 3 - 5QU CoRE ¦ 4QU LoRE | Non-Red Flag Warning - Large Fires | 2038 | 0 | 6.5028 | 0.81304 | 3.6355 | 2.0543 | 1.4167 | 7.7224e-06 | 0 | 1.094e-05 | 1.094e-05 | 0 | 0 | 0.0018741 | 0 | 0.0018741
[79 empty] | WLDFR | HFTD - Distribution - Tier 3 - 5QU CoRE ¦ 4QU LoRE | Non-Red Flag Warning - Large Fires | 2039 | 0 | 6.5028 | 0.81304 | 3.6355 | 2.0543 | 1.4167 | 7.7224e-06 | 0 | 1.094e-05 | 1.094e-05 | 0 | 0.00015021 | 0 | 0 | 0
[79 empty] | WLDFR | HFTD - Distribution - Tier 3 - 5QU CoRE ¦ 4QU LoRE | Non-Red Flag Warning - Large Fires | 2040 | 0 | 6.5028 | 0.81304 | 3.6355 | 2.0543 | 1.4167 | 7.7224e-06 | 0 | 1.094e-05 | 1.094e-05 | 0 | 0.0001557 | 0.0001557 | 0 | 0.0001557
[79 empty] | WLDFR | HFTD - Distribution - Tier 3 - 5QU CoRE ¦ 4QU LoRE | Non-Red Flag Warning - Large Fires | 2041 | 0 | 6.5028 | 0.81304 | 3.6355 | 2.0543 | 1.4167 | 7.7224e-06 | 0 | 1.094e-05 | 1.094e-05 | 0 | 0.0001557 | 0.0001557 | 0 | 0.0001557
[79 empty] | WLDFR | HFTD - Distribution - Tier 3 - 5QU CoRE ¦ 4QU LoRE | Non-Red Flag Warning - Large Fires | 2042 | 0 | 6.5028 | 0.81304 | 3.6355 | 2.0543 | 1.4167 | 7.7224e-06 | 0 | 1.094e-05 | 1.094e-05 | 0 | 0.0001557 | 0.0001557 | 0 | 0.0001557
[79 empty] | WLDFR | HFTD - Distribution - Tier 3 - 5QU CoRE ¦ 4QU LoRE | Non-Red Flag Warning - Large Fires | 2043 | 0 | 6.9209 | 0.84944 | 3.8632 | 2.2083 | 1.5229 | 7.7224e-06 | 0 | 1.176e-05 | 1.176e-05 | 0 | 0.0001557 | 0.0001557 | 0 | 0.0001557
[79 empty] | WLDFR | HFTD - Distribution - Tier 3 - 5QU CoRE ¦ 4QU LoRE | Non-Red Flag Warning - Large Fires | 2044 | 0 | 6.9209 | 0.84944 | 3.8632 | 2.2083 | 1.5229 | 7.7224e-06 | 0 | 1.176e-05 | 1.176e-05 | 0 | 0.0001557 | 0.0001557 | 0 | 0.0001557
[79 empty] | WLDFR | HFTD - Distribution - Tier 3 - 5QU CoRE ¦ 4QU LoRE | Non-Red Flag Warning - Large Fires | 2045 | 0 | 6.9209 | 0.84944 | 3.8632 | 2.2083 | 1.5229 | 7.7224e-06 | 0 | 1.176e-05 | 1.176e-05 | 0 | 0.00016261 | 0.00016261 | 0 | 0.00016261
[79 empty] | WLDFR | HFTD - Distribution - Tier 3 - 5QU CoRE ¦ 4QU LoRE | Non-Red Flag Warning - Large Fires | 2046 | 0 | 6.9209 | 0.84944 | 3.8632 | 2.2083 | 1.5229 | 7.7224e-06 | 0 | 1.176e-05 | 1.176e-05 | 0 | 0.00016261 | 0.00016261 | 0 | 0.00016261
[79 empty] | WLDFR | HFTD - Distribution - Tier 3 - 5QU CoRE ¦ 4QU LoRE | Non-Red Flag Warning - Large Fires | 2047 | 0 | 6.9209 | 0.84944 | 3.8632 | 2.2083 | 1.5229 | 7.7224e-06 | 0 | 1.176e-05 | 1.176e-05 | 0 | 0.00016261 | 0.00016261 | 0 | 0.00016261
[79 empty] | WLDFR | HFTD - Distribution - Tier 3 - 5QU CoRE ¦ 4QU LoRE | Non-Red Flag Warning - Large Fires | 2048 | 0 | 7.3713 | 0.88759 | 4.1075 | 2.3763 | 1.6388 | 7.7224e-06 | 0 | 1.2655e-05 | 1.2655e-05 | 0 | 0.00016261 | 0.00016261 | 0 | 0.00016261
[79 empty] | WLDFR | HFTD - Distribution - Tier 3 - 5QU CoRE ¦ 4QU LoRE | Non-Red Flag Warning - Large Fires | 2049 | 0 | 7.3713 | 0.88759 | 4.1075 | 2.3763 | 1.6388 | 7.7224e-06 | 0 | 1.2655e-05 | 1.2655e-05 | 0 | 0.00016261 | 0.00016261 | 0 | 0.00016261
[79 empty] | WLDFR | HFTD - Distribution - Tier 3 - 5QU CoRE ¦ 4QU LoRE | Non-Red Flag Warning - Large Fires | 2050 | 0 | 7.3713 | 0.88759 | 4.1075 | 2.3763 | 1.6388 | 7.7224e-06 | 0 | 1.2655e-05 | 1.2655e-05 | 0 | 0.00017028 | 0.00017028 | 0 | 0.00017028
[79 empty] | WLDFR | HFTD - Distribution - Tier 3 - 5QU CoRE ¦ 4QU LoRE | Non-Red Flag Warning - Large Fires | 2051 | 0 | 7.3713 | 0.88759 | 4.1075 | 2.3763 | 1.6388 | 7.7224e-06 | 0 | 1.2655e-05 | 1.2655e-05 | 0 | 0.00017028 | 0.00017028 | 0 | 0.00017028
[79 empty] | WLDFR | HFTD - Distribution - Tier 3 - 5QU CoRE ¦ 4QU LoRE | Non-Red Flag Warning - Large Fires | 2052 | 0 | 7.3713 | 0.88759 | 4.1075 | 2.3763 | 1.6388 | 7.7224e-06 | 0 | 1.2655e-05 | 1.2655e-05 | 0 | 0.00017028 | 0.00017028 | 0 | 0.00017028
[79 empty] | WLDFR | HFTD - Distribution - Tier 3 - 5QU CoRE ¦ 4QU LoRE | Non-Red Flag Warning - Large Fires | 2053 | 0 | 7.8503 | 0.92702 | 4.3664 | 2.5569 | 1.7633 | 7.7224e-06 | 0 | 1.3617e-05 | 1.3617e-05 | 0 | 0.00017028 | 0.00017028 | 0 | 0.00017028
[79 empty] | WLDFR | HFTD - Distribution - Tier 3 - 5QU CoRE ¦ 4QU LoRE | Non-Red Flag Warning - Large Fires | 2054 | 0 | 7.8503 | 0.92702 | 4.3664 | 2.5569 | 1.7633 | 7.7224e-06 | 0 | 1.3617e-05 | 1.3617e-05 | 0 | 0.00017028 | 0.00017028 | 0 | 0.00017028
[79 empty] | WLDFR | HFTD - Distribution - Tier 3 - 5QU CoRE ¦ 4QU LoRE | Non-Red Flag Warning - Large Fires | 2055 | 0 | 7.8503 | 0.92702 | 4.3664 | 2.5569 | 1.7633 | 7.7224e-06 | 0 | 1.3617e-05 | 1.3617e-05 | 0 | 0.0001786 | 0.0001786 | 0 | 0.0001786
[79 empty] | WLDFR | HFTD - Distribution - Tier 3 - 5QU CoRE ¦ 4QU LoRE | Non-Red Flag Warning - Small Fires | 2026 | 0 | 0.080408 | 0.03759 | 0.0016314 | 0.041187 | 0.028403 | 0.0033847 | 0 | 9.6136e-05 | 9.6136e-05 | 0 | 0.0001786 | 0.0001786 | 0 | 0.0001786
[79 empty] | WLDFR | HFTD - Distribution - Tier 3 - 5QU CoRE ¦ 4QU LoRE | Non-Red Flag Warning - Small Fires | 2027 | 0 | 0.080408 | 0.03759 | 0.0016314 | 0.041187 | 0.028403 | 0.0033847 | 0 | 9.6136e-05 | 9.6136e-05 | 0 | 0.0001786 | 0.0001786 | 0 | 0.0001786
[79 empty] | WLDFR | HFTD - Distribution - Tier 3 - 5QU CoRE ¦ 4QU LoRE | Non-Red Flag Warning - Small Fires | 2028 | 0 | 0.083606 | 0.039055 | 0.001695 | 0.042856 | 0.029555 | 0.0033847 | 0 | 0.00010003 | 0.00010003 | 0 | 0.0001786 | 0.0001786 | 0 | 0.0001786
[79 empty] | WLDFR | HFTD - Distribution - Tier 3 - 5QU CoRE ¦ 4QU LoRE | Non-Red Flag Warning - Small Fires | 2029 | 0 | 0.083606 | 0.039055 | 0.001695 | 0.042856 | 0.029555 | 0.0033847 | 0 | 0.00010003 | 0.00010003 | 0 | 0.0001786 | 0.0001786 | 0 | 0.0001786
[79 empty] | WLDFR | HFTD - Distribution - Tier 3 - 5QU CoRE ¦ 4QU LoRE | Non-Red Flag Warning - Small Fires | 2030 | 0 | 0.083606 | 0.039055 | 0.001695 | 0.042856 | 0.029555 | 0.0033847 | 0 | 0.00010003 | 0.00010003 | 0 | 0.00018746 | 0.00018746 | 0 | 0.00018746
[79 empty] | WLDFR | HFTD - Distribution - Tier 3 - 5QU CoRE ¦ 4QU LoRE | Non-Red Flag Warning - Small Fires | 2031 | 0 | 0.083606 | 0.039055 | 0.001695 | 0.042856 | 0.029555 | 0.0033847 | 0 | 0.00010003 | 0.00010003 | 0 | 0.00018746 | 0.00018746 | 0 | 0.00018746
[79 empty] | WLDFR | HFTD - Distribution - Tier 3 - 5QU CoRE ¦ 4QU LoRE | Non-Red Flag Warning - Small Fires | 2032 | 0 | 0.083606 | 0.039055 | 0.001695 | 0.042856 | 0.029555 | 0.0033847 | 0 | 0.00010003 | 0.00010003 | 0 | 0.00018746 | 0.00018746 | 0 | 0.00018746
[79 empty] | WLDFR | HFTD - Distribution - Tier 3 - 5QU CoRE ¦ 4QU LoRE | Non-Red Flag Warning - Small Fires | 2033 | 0 | 0.087211 | 0.040679 | 0.0017655 | 0.044766 | 0.030872 | 0.0033847 | 0 | 0.00010449 | 0.00010449 | 0 | 0.00018746 | 0.00018746 | 0 | 0.00018746
[79 empty] | WLDFR | HFTD - Distribution - Tier 3 - 5QU CoRE ¦ 4QU LoRE | Non-Red Flag Warning - Small Fires | 2034 | 0 | 0.087211 | 0.040679 | 0.0017655 | 0.044766 | 0.030872 | 0.0033847 | 0 | 0.00010449 | 0.00010449 | 0 | 0.00018746 | 0.00018746 | 0 | 0.00018746
[79 empty] | WLDFR | HFTD - Distribution - Tier 3 - 5QU CoRE ¦ 4QU LoRE | Non-Red Flag Warning - Small Fires | 2035 | 0 | 0.087211 | 0.040679 | 0.0017655 | 0.044766 | 0.030872 | 0.0033847 | 0 | 0.00010449 | 0.00010449 | 0 | 0.00019674 | 0.00019674 | 0 | 0.00019674
[79 empty] | WLDFR | HFTD - Distribution - Tier 3 - 5QU CoRE ¦ 4QU LoRE | Non-Red Flag Warning - Small Fires | 2036 | 0 | 0.087211 | 0.040679 | 0.0017655 | 0.044766 | 0.030872 | 0.0033847 | 0 | 0.00010449 | 0.00010449 | 0 | 0.00019674 | 0.00019674 | 0 | 0.00019674
[79 empty] | WLDFR | HFTD - Distribution - Tier 3 - 5QU CoRE ¦ 4QU LoRE | Non-Red Flag Warning - Small Fires | 2037 | 0 | 0.087211 | 0.040679 | 0.0017655 | 0.044766 | 0.030872 | 0.0033847 | 0 | 0.00010449 | 0.00010449 | 0 | 0.00019674 | 0.00019674 | 0 | 0.00019674
[79 empty] | WLDFR | HFTD - Distribution - Tier 3 - 5QU CoRE ¦ 4QU LoRE | Non-Red Flag Warning - Small Fires | 2038 | 0 | 0.091184 | 0.042438 | 0.0018418 | 0.046905 | 0.032347 | 0.0033847 | 0 | 0.00010948 | 0.00010948 | 0 | 0.00019674 | 0.00019674 | 0 | 0.00019674
[79 empty] | WLDFR | HFTD - Distribution - Tier 3 - 5QU CoRE ¦ 4QU LoRE | Non-Red Flag Warning - Small Fires | 2039 | 0 | 0.091184 | 0.042438 | 0.0018418 | 0.046905 | 0.032347 | 0.0033847 | 0 | 0.00010948 | 0.00010948 | 0 | 0 | 0.00019674 | 0 | 0.00019674
[79 empty] | WLDFR | HFTD - Distribution - Tier 3 - 5QU CoRE ¦ 4QU LoRE | Non-Red Flag Warning - Small Fires | 2040 | 0 | 0.091184 | 0.042438 | 0.0018418 | 0.046905 | 0.032347 | 0.0033847 | 0 | 0.00010948 | 0.00010948 | 0 | 7.6715e-06 | 0 | 0 | 0
[79 empty] | WLDFR | HFTD - Distribution - Tier 3 - 5QU CoRE ¦ 4QU LoRE | Non-Red Flag Warning - Small Fires | 2041 | 0 | 0.091184 | 0.042438 | 0.0018418 | 0.046905 | 0.032347 | 0.0033847 | 0 | 0.00010948 | 0.00010948 | 0 | 8.0147e-06 | 8.0147e-06 | 0 | 8.0147e-06
[79 empty] | WLDFR | HFTD - Distribution - Tier 3 - 5QU CoRE ¦ 4QU LoRE | Non-Red Flag Warning - Small Fires | 2042 | 0 | 0.091184 | 0.042438 | 0.0018418 | 0.046905 | 0.032347 | 0.0033847 | 0 | 0.00010948 | 0.00010948 | 0 | 8.0147e-06 | 8.0147e-06 | 0 | 8.0147e-06
[79 empty] | WLDFR | HFTD - Distribution - Tier 3 - 5QU CoRE ¦ 4QU LoRE | Non-Red Flag Warning - Small Fires | 2043 | 0 | 0.095486 | 0.044306 | 0.0019228 | 0.049257 | 0.033969 | 0.0033847 | 0 | 0.00011497 | 0.00011497 | 0 | 8.0147e-06 | 8.0147e-06 | 0 | 8.0147e-06
[79 empty] | WLDFR | HFTD - Distribution - Tier 3 - 5QU CoRE ¦ 4QU LoRE | Non-Red Flag Warning - Small Fires | 2044 | 0 | 0.095486 | 0.044306 | 0.0019228 | 0.049257 | 0.033969 | 0.0033847 | 0 | 0.00011497 | 0.00011497 | 0 | 8.0147e-06 | 8.0147e-06 | 0 | 8.0147e-06
[79 empty] | WLDFR | HFTD - Distribution - Tier 3 - 5QU CoRE ¦ 4QU LoRE | Non-Red Flag Warning - Small Fires | 2045 | 0 | 0.095486 | 0.044306 | 0.0019228 | 0.049257 | 0.033969 | 0.0033847 | 0 | 0.00011497 | 0.00011497 | 0 | 8.0147e-06 | 8.0147e-06 | 0 | 8.0147e-06
[79 empty] | WLDFR | HFTD - Distribution - Tier 3 - 5QU CoRE ¦ 4QU LoRE | Non-Red Flag Warning - Small Fires | 2046 | 0 | 0.095486 | 0.044306 | 0.0019228 | 0.049257 | 0.033969 | 0.0033847 | 0 | 0.00011497 | 0.00011497 | 0 | 8.4568e-06 | 8.4568e-06 | 0 | 8.4568e-06
[79 empty] | WLDFR | HFTD - Distribution - Tier 3 - 5QU CoRE ¦ 4QU LoRE | Non-Red Flag Warning - Small Fires | 2047 | 0 | 0.095486 | 0.044306 | 0.0019228 | 0.049257 | 0.033969 | 0.0033847 | 0 | 0.00011497 | 0.00011497 | 0 | 8.4568e-06 | 8.4568e-06 | 0 | 8.4568e-06
[79 empty] | WLDFR | HFTD - Distribution - Tier 3 - 5QU CoRE ¦ 4QU LoRE | Non-Red Flag Warning - Small Fires | 2048 | 0 | 0.10007 | 0.04626 | 0.0020076 | 0.051804 | 0.035726 | 0.0033847 | 0 | 0.00012092 | 0.00012092 | 0 | 8.4568e-06 | 8.4568e-06 | 0 | 8.4568e-06
[79 empty] | WLDFR | HFTD - Distribution - Tier 3 - 5QU CoRE ¦ 4QU LoRE | Non-Red Flag Warning - Small Fires | 2049 | 0 | 0.10007 | 0.04626 | 0.0020076 | 0.051804 | 0.035726 | 0.0033847 | 0 | 0.00012092 | 0.00012092 | 0 | 8.4568e-06 | 8.4568e-06 | 0 | 8.4568e-06
[79 empty] | WLDFR | HFTD - Distribution - Tier 3 - 5QU CoRE ¦ 4QU LoRE | Non-Red Flag Warning - Small Fires | 2050 | 0 | 0.10007 | 0.04626 | 0.0020076 | 0.051804 | 0.035726 | 0.0033847 | 0 | 0.00012092 | 0.00012092 | 0 | 8.4568e-06 | 8.4568e-06 | 0 | 8.4568e-06
[79 empty] | WLDFR | HFTD - Distribution - Tier 3 - 5QU CoRE ¦ 4QU LoRE | Non-Red Flag Warning - Small Fires | 2051 | 0 | 0.10007 | 0.04626 | 0.0020076 | 0.051804 | 0.035726 | 0.0033847 | 0 | 0.00012092 | 0.00012092 | 0 | 8.9596e-06 | 8.9596e-06 | 0 | 8.9596e-06
[79 empty] | WLDFR | HFTD - Distribution - Tier 3 - 5QU CoRE ¦ 4QU LoRE | Non-Red Flag Warning - Small Fires | 2052 | 0 | 0.10007 | 0.04626 | 0.0020076 | 0.051804 | 0.035726 | 0.0033847 | 0 | 0.00012092 | 0.00012092 | 0 | 8.9596e-06 | 8.9596e-06 | 0 | 8.9596e-06
[79 empty] | WLDFR | HFTD - Distribution - Tier 3 - 5QU CoRE ¦ 4QU LoRE | Non-Red Flag Warning - Small Fires | 2053 | 0 | 0.10489 | 0.048274 | 0.002095 | 0.054525 | 0.037602 | 0.0033847 | 0 | 0.00012727 | 0.00012727 | 0 | 8.9596e-06 | 8.9596e-06 | 0 | 8.9596e-06
[79 empty] | WLDFR | HFTD - Distribution - Tier 3 - 5QU CoRE ¦ 4QU LoRE | Non-Red Flag Warning - Small Fires | 2054 | 0 | 0.10489 | 0.048274 | 0.002095 | 0.054525 | 0.037602 | 0.0033847 | 0 | 0.00012727 | 0.00012727 | 0 | 8.9596e-06 | 8.9596e-06 | 0 | 8.9596e-06
[79 empty] | WLDFR | HFTD - Distribution - Tier 3 - 5QU CoRE ¦ 4QU LoRE | Non-Red Flag Warning - Small Fires | 2055 | 0 | 0.10489 | 0.048274 | 0.002095 | 0.054525 | 0.037602 | 0.0033847 | 0 | 0.00012727 | 0.00012727 | 0 | 8.9596e-06 | 8.9596e-06 | 0 | 8.9596e-06
[79 empty] | WLDFR | HFTD - Distribution - Tier 3 - 5QU CoRE ¦ 4QU LoRE | Red Flag Warning - Catastrophic Fires | 2026 | 0 | 14664.6376 | 233.2301 | 8896.516 | 5534.8915 | 3817.0051 | 1.3915e-06 | 0 | 0.0053114 | 0.0053114 | 0 | 9.5192e-06 | 9.5192e-06 | 0 | 9.5192e-06
[79 empty] | WLDFR | HFTD - Distribution - Tier 3 - 5QU CoRE ¦ 4QU LoRE | Red Flag Warning - Catastrophic Fires | 2027 | 0 | 14664.6376 | 233.2301 | 8896.516 | 5534.8915 | 3817.0051 | 1.3915e-06 | 0 | 0.0053114 | 0.0053114 | 0 | 9.5192e-06 | 9.5192e-06 | 0 | 9.5192e-06
[79 empty] | WLDFR | HFTD - Distribution - Tier 3 - 5QU CoRE ¦ 4QU LoRE | Red Flag Warning - Catastrophic Fires | 2028 | 0 | 15317.9909 | 247.273 | 9287.6491 | 5783.0689 | 3988.1546 | 1.3915e-06 | 0 | 0.0055495 | 0.0055495 | 0 | 9.5192e-06 | 9.5192e-06 | 0 | 9.5192e-06
[79 empty] | WLDFR | HFTD - Distribution - Tier 3 - 5QU CoRE ¦ 4QU LoRE | Red Flag Warning - Catastrophic Fires | 2029 | 0 | 15317.9909 | 247.273 | 9287.6491 | 5783.0689 | 3988.1546 | 1.3915e-06 | 0 | 0.0055495 | 0.0055495 | 0 | 9.5192e-06 | 9.5192e-06 | 0 | 9.5192e-06
[79 empty] | WLDFR | HFTD - Distribution - Tier 3 - 5QU CoRE ¦ 4QU LoRE | Red Flag Warning - Catastrophic Fires | 2030 | 0 | 15317.9909 | 247.273 | 9287.6491 | 5783.0689 | 3988.1546 | 1.3915e-06 | 0 | 0.0055495 | 0.0055495 | 0 | 9.5192e-06 | 9.5192e-06 | 0 | 9.5192e-06
[79 empty] | WLDFR | HFTD - Distribution - Tier 3 - 5QU CoRE ¦ 4QU LoRE | Red Flag Warning - Catastrophic Fires | 2031 | 0 | 15317.9909 | 247.273 | 9287.6491 | 5783.0689 | 3988.1546 | 1.3915e-06 | 0 | 0.0055495 | 0.0055495 | 0 | 1.0131e-05 | 1.0131e-05 | 0 | 1.0131e-05
[79 empty] | WLDFR | HFTD - Distribution - Tier 3 - 5QU CoRE ¦ 4QU LoRE | Red Flag Warning - Catastrophic Fires | 2032 | 0 | 15317.9909 | 247.273 | 9287.6491 | 5783.0689 | 3988.1546 | 1.3915e-06 | 0 | 0.0055495 | 0.0055495 | 0 | 1.0131e-05 | 1.0131e-05 | 0 | 1.0131e-05
[79 empty] | WLDFR | HFTD - Distribution - Tier 3 - 5QU CoRE ¦ 4QU LoRE | Red Flag Warning - Catastrophic Fires | 2033 | 0 | 16044.1264 | 263.1074 | 9721.74 | 6059.2791 | 4178.6364 | 1.3915e-06 | 0 | 0.0058146 | 0.0058146 | 0 | 1.0131e-05 | 1.0131e-05 | 0 | 1.0131e-05
[79 empty] | WLDFR | HFTD - Distribution - Tier 3 - 5QU CoRE ¦ 4QU LoRE | Red Flag Warning - Catastrophic Fires | 2034 | 0 | 16044.1264 | 263.1074 | 9721.74 | 6059.2791 | 4178.6364 | 1.3915e-06 | 0 | 0.0058146 | 0.0058146 | 0 | 1.0131e-05 | 1.0131e-05 | 0 | 1.0131e-05
[79 empty] | WLDFR | HFTD - Distribution - Tier 3 - 5QU CoRE ¦ 4QU LoRE | Red Flag Warning - Catastrophic Fires | 2035 | 0 | 16044.1264 | 263.1074 | 9721.74 | 6059.2791 | 4178.6364 | 1.3915e-06 | 0 | 0.0058146 | 0.0058146 | 0 | 1.0131e-05 | 1.0131e-05 | 0 | 1.0131e-05
[79 empty] | WLDFR | HFTD - Distribution - Tier 3 - 5QU CoRE ¦ 4QU LoRE | Red Flag Warning - Catastrophic Fires | 2036 | 0 | 16044.1264 | 263.1074 | 9721.74 | 6059.2791 | 4178.6364 | 1.3915e-06 | 0 | 0.0058146 | 0.0058146 | 0 | 1.0791e-05 | 1.0791e-05 | 0 | 1.0791e-05
[79 empty] | WLDFR | HFTD - Distribution - Tier 3 - 5QU CoRE ¦ 4QU LoRE | Red Flag Warning - Catastrophic Fires | 2037 | 0 | 16044.1264 | 263.1074 | 9721.74 | 6059.2791 | 4178.6364 | 1.3915e-06 | 0 | 0.0058146 | 0.0058146 | 0 | 1.0791e-05 | 1.0791e-05 | 0 | 1.0791e-05
[79 empty] | WLDFR | HFTD - Distribution - Tier 3 - 5QU CoRE ¦ 4QU LoRE | Red Flag Warning - Catastrophic Fires | 2038 | 0 | 16832.3912 | 280.5544 | 10192.2718 | 6359.5651 | 4385.7214 | 1.3915e-06 | 0 | 0.0061028 | 0.0061028 | 0 | 1.0791e-05 | 1.0791e-05 | 0 | 1.0791e-05
[79 empty] | WLDFR | HFTD - Distribution - Tier 3 - 5QU CoRE ¦ 4QU LoRE | Red Flag Warning - Catastrophic Fires | 2039 | 0 | 16832.3912 | 280.5544 | 10192.2718 | 6359.5651 | 4385.7214 | 1.3915e-06 | 0 | 0.0061028 | 0.0061028 | 0 | 1.0791e-05 | 1.0791e-05 | 0 | 1.0791e-05
[79 empty] | WLDFR | HFTD - Distribution - Tier 3 - 5QU CoRE ¦ 4QU LoRE | Red Flag Warning - Catastrophic Fires | 2040 | 0 | 16832.3912 | 280.5544 | 10192.2718 | 6359.5651 | 4385.7214 | 1.3915e-06 | 0 | 0.0061028 | 0.0061028 | 0 | 0 | 1.0791e-05 | 0 | 1.0791e-05
[79 empty] | WLDFR | HFTD - Distribution - Tier 3 - 5QU CoRE ¦ 4QU LoRE | Red Flag Warning - Catastrophic Fires | 2041 | 0 | 16832.3912 | 280.5544 | 10192.2718 | 6359.5651 | 4385.7214 | 1.3915e-06 | 0 | 0.0061028 | 0.0061028 | 0 | 2.8054e-06 | 0 | 0 | 0
[79 empty] | WLDFR | HFTD - Distribution - Tier 3 - 5QU CoRE ¦ 4QU LoRE | Red Flag Warning - Catastrophic Fires | 2042 | 0 | 16832.3912 | 280.5544 | 10192.2718 | 6359.5651 | 4385.7214 | 1.3915e-06 | 0 | 0.0061028 | 0.0061028 | 0 | 2.8957e-06 | 2.8957e-06 | 0 | 2.8957e-06
[79 empty] | WLDFR | HFTD - Distribution - Tier 3 - 5QU CoRE ¦ 4QU LoRE | Red Flag Warning - Catastrophic Fires | 2043 | 0 | 17672.0852 | 299.42 | 10692.7362 | 6679.929 | 4606.6527 | 1.3915e-06 | 0 | 0.0064102 | 0.0064102 | 0 | 2.8957e-06 | 2.8957e-06 | 0 | 2.8957e-06
[79 empty] | WLDFR | HFTD - Distribution - Tier 3 - 5QU CoRE ¦ 4QU LoRE | Red Flag Warning - Catastrophic Fires | 2044 | 0 | 17672.0852 | 299.42 | 10692.7362 | 6679.929 | 4606.6527 | 1.3915e-06 | 0 | 0.0064102 | 0.0064102 | 0 | 2.8957e-06 | 2.8957e-06 | 0 | 2.8957e-06
[79 empty] | WLDFR | HFTD - Distribution - Tier 3 - 5QU CoRE ¦ 4QU LoRE | Red Flag Warning - Catastrophic Fires | 2045 | 0 | 17672.0852 | 299.42 | 10692.7362 | 6679.929 | 4606.6527 | 1.3915e-06 | 0 | 0.0064102 | 0.0064102 | 0 | 2.8957e-06 | 2.8957e-06 | 0 | 2.8957e-06
[79 empty] | WLDFR | HFTD - Distribution - Tier 3 - 5QU CoRE ¦ 4QU LoRE | Red Flag Warning - Catastrophic Fires | 2046 | 0 | 17672.0852 | 299.42 | 10692.7362 | 6679.929 | 4606.6527 | 1.3915e-06 | 0 | 0.0064102 | 0.0064102 | 0 | 2.8957e-06 | 2.8957e-06 | 0 | 2.8957e-06
[79 empty] | WLDFR | HFTD - Distribution - Tier 3 - 5QU CoRE ¦ 4QU LoRE | Red Flag Warning - Catastrophic Fires | 2047 | 0 | 17672.0852 | 299.42 | 10692.7362 | 6679.929 | 4606.6527 | 1.3915e-06 | 0 | 0.0064102 | 0.0064102 | 0 | 3.0109e-06 | 3.0109e-06 | 0 | 3.0109e-06
[79 empty] | WLDFR | HFTD - Distribution - Tier 3 - 5QU CoRE ¦ 4QU LoRE | Red Flag Warning - Catastrophic Fires | 2048 | 0 | 18552.3348 | 319.4911 | 11216.5626 | 7016.281 | 4838.6098 | 1.3915e-06 | 0 | 0.006733 | 0.006733 | 0 | 3.0109e-06 | 3.0109e-06 | 0 | 3.0109e-06
[79 empty] | WLDFR | HFTD - Distribution - Tier 3 - 5QU CoRE ¦ 4QU LoRE | Red Flag Warning - Catastrophic Fires | 2049 | 0 | 18552.3348 | 319.4911 | 11216.5626 | 7016.281 | 4838.6098 | 1.3915e-06 | 0 | 0.006733 | 0.006733 | 0 | 3.0109e-06 | 3.0109e-06 | 0 | 3.0109e-06
[79 empty] | WLDFR | HFTD - Distribution - Tier 3 - 5QU CoRE ¦ 4QU LoRE | Red Flag Warning - Catastrophic Fires | 2050 | 0 | 18552.3348 | 319.4911 | 11216.5626 | 7016.281 | 4838.6098 | 1.3915e-06 | 0 | 0.006733 | 0.006733 | 0 | 3.0109e-06 | 3.0109e-06 | 0 | 3.0109e-06
[79 empty] | WLDFR | HFTD - Distribution - Tier 3 - 5QU CoRE ¦ 4QU LoRE | Red Flag Warning - Catastrophic Fires | 2051 | 0 | 18552.3348 | 319.4911 | 11216.5626 | 7016.281 | 4838.6098 | 1.3915e-06 | 0 | 0.006733 | 0.006733 | 0 | 3.0109e-06 | 3.0109e-06 | 0 | 3.0109e-06
[79 empty] | WLDFR | HFTD - Distribution - Tier 3 - 5QU CoRE ¦ 4QU LoRE | Red Flag Warning - Catastrophic Fires | 2052 | 0 | 18552.3348 | 319.4911 | 11216.5626 | 7016.281 | 4838.6098 | 1.3915e-06 | 0 | 0.006733 | 0.006733 | 0 | 3.1407e-06 | 3.1407e-06 | 0 | 3.1407e-06
[79 empty] | WLDFR | HFTD - Distribution - Tier 3 - 5QU CoRE ¦ 4QU LoRE | Red Flag Warning - Catastrophic Fires | 2053 | 0 | 19462.1283 | 340.5356 | 11757.1413 | 7364.4514 | 5078.7171 | 1.3915e-06 | 0 | 0.0070671 | 0.0070671 | 0 | 3.1407e-06 | 3.1407e-06 | 0 | 3.1407e-06
[79 empty] | WLDFR | HFTD - Distribution - Tier 3 - 5QU CoRE ¦ 4QU LoRE | Red Flag Warning - Catastrophic Fires | 2054 | 0 | 19462.1283 | 340.5356 | 11757.1413 | 7364.4514 | 5078.7171 | 1.3915e-06 | 0 | 0.0070671 | 0.0070671 | 0 | 3.1407e-06 | 3.1407e-06 | 0 | 3.1407e-06
[79 empty] | WLDFR | HFTD - Distribution - Tier 3 - 5QU CoRE ¦ 4QU LoRE | Red Flag Warning - Catastrophic Fires | 2055 | 0 | 19462.1283 | 340.5356 | 11757.1413 | 7364.4514 | 5078.7171 | 1.3915e-06 | 0 | 0.0070671 | 0.0070671 | 0 | 3.1407e-06 | 3.1407e-06 | 0 | 3.1407e-06
[79 empty] | WLDFR | HFTD - Distribution - Tier 3 - 5QU CoRE ¦ 4QU LoRE | Red Flag Warning - Large Fires | 2026 | 0 | 5.475 | 0.71896 | 3.0715 | 1.6846 | 1.1617 | 1.5071e-05 | 0 | 1.7508e-05 | 1.7508e-05 | 0 | 3.1407e-06 | 3.1407e-06 | 0 | 3.1407e-06
[79 empty] | WLDFR | HFTD - Distribution - Tier 3 - 5QU CoRE ¦ 4QU LoRE | Red Flag Warning - Large Fires | 2027 | 0 | 5.475 | 0.71896 | 3.0715 | 1.6846 | 1.1617 | 1.5071e-05 | 0 | 1.7508e-05 | 1.7508e-05 | 0 | 3.2838e-06 | 3.2838e-06 | 0 | 3.2838e-06
[79 empty] | WLDFR | HFTD - Distribution - Tier 3 - 5QU CoRE ¦ 4QU LoRE | Red Flag Warning - Large Fires | 2028 | 0 | 5.777 | 0.74734 | 3.238 | 1.7917 | 1.2356 | 1.5071e-05 | 0 | 1.8622e-05 | 1.8622e-05 | 0 | 3.2838e-06 | 3.2838e-06 | 0 | 3.2838e-06
[79 empty] | WLDFR | HFTD - Distribution - Tier 3 - 5QU CoRE ¦ 4QU LoRE | Red Flag Warning - Large Fires | 2029 | 0 | 5.777 | 0.74734 | 3.238 | 1.7917 | 1.2356 | 1.5071e-05 | 0 | 1.8622e-05 | 1.8622e-05 | 0 | 3.2838e-06 | 3.2838e-06 | 0 | 3.2838e-06
[79 empty] | WLDFR | HFTD - Distribution - Tier 3 - 5QU CoRE ¦ 4QU LoRE | Red Flag Warning - Large Fires | 2030 | 0 | 5.777 | 0.74734 | 3.238 | 1.7917 | 1.2356 | 1.5071e-05 | 0 | 1.8622e-05 | 1.8622e-05 | 0 | 3.2838e-06 | 3.2838e-06 | 0 | 3.2838e-06
[79 empty] | WLDFR | HFTD - Distribution - Tier 3 - 5QU CoRE ¦ 4QU LoRE | Red Flag Warning - Large Fires | 2031 | 0 | 5.777 | 0.74734 | 3.238 | 1.7917 | 1.2356 | 1.5071e-05 | 0 | 1.8622e-05 | 1.8622e-05 | 0 | 3.2838e-06 | 3.2838e-06 | 0 | 3.2838e-06
[79 empty] | WLDFR | HFTD - Distribution - Tier 3 - 5QU CoRE ¦ 4QU LoRE | Red Flag Warning - Large Fires | 2032 | 0 | 5.777 | 0.74734 | 3.238 | 1.7917 | 1.2356 | 1.5071e-05 | 0 | 1.8622e-05 | 1.8622e-05 | 0 | 3.4387e-06 | 3.4387e-06 | 0 | 3.4387e-06
[79 empty] | WLDFR | HFTD - Distribution - Tier 3 - 5QU CoRE ¦ 4QU LoRE | Red Flag Warning - Large Fires | 2033 | 0 | 6.1205 | 0.77885 | 3.4265 | 1.9151 | 1.3207 | 1.5071e-05 | 0 | 1.9905e-05 | 1.9905e-05 | 0 | 3.4387e-06 | 3.4387e-06 | 0 | 3.4387e-06
[79 empty] | WLDFR | HFTD - Distribution - Tier 3 - 5QU CoRE ¦ 4QU LoRE | Red Flag Warning - Large Fires | 2034 | 0 | 6.1205 | 0.77885 | 3.4265 | 1.9151 | 1.3207 | 1.5071e-05 | 0 | 1.9905e-05 | 1.9905e-05 | 0 | 3.4387e-06 | 3.4387e-06 | 0 | 3.4387e-06
[79 empty] | WLDFR | HFTD - Distribution - Tier 3 - 5QU CoRE ¦ 4QU LoRE | Red Flag Warning - Large Fires | 2035 | 0 | 6.1205 | 0.77885 | 3.4265 | 1.9151 | 1.3207 | 1.5071e-05 | 0 | 1.9905e-05 | 1.9905e-05 | 0 | 3.4387e-06 | 3.4387e-06 | 0 | 3.4387e-06
[79 empty] | WLDFR | HFTD - Distribution - Tier 3 - 5QU CoRE ¦ 4QU LoRE | Red Flag Warning - Large Fires | 2036 | 0 | 6.1205 | 0.77885 | 3.4265 | 1.9151 | 1.3207 | 1.5071e-05 | 0 | 1.9905e-05 | 1.9905e-05 | 0 | 3.4387e-06 | 3.4387e-06 | 0 | 3.4387e-06
[79 empty] | WLDFR | HFTD - Distribution - Tier 3 - 5QU CoRE ¦ 4QU LoRE | Red Flag Warning - Large Fires | 2037 | 0 | 6.1205 | 0.77885 | 3.4265 | 1.9151 | 1.3207 | 1.5071e-05 | 0 | 1.9905e-05 | 1.9905e-05 | 0 | 3.6038e-06 | 3.6038e-06 | 0 | 3.6038e-06
[79 empty] | WLDFR | HFTD - Distribution - Tier 3 - 5QU CoRE ¦ 4QU LoRE | Red Flag Warning - Large Fires | 2038 | 0 | 6.5028 | 0.81304 | 3.6355 | 2.0543 | 1.4167 | 1.5071e-05 | 0 | 2.135e-05 | 2.135e-05 | 0 | 3.6038e-06 | 3.6038e-06 | 0 | 3.6038e-06
[79 empty] | WLDFR | HFTD - Distribution - Tier 3 - 5QU CoRE ¦ 4QU LoRE | Red Flag Warning - Large Fires | 2039 | 0 | 6.5028 | 0.81304 | 3.6355 | 2.0543 | 1.4167 | 1.5071e-05 | 0 | 2.135e-05 | 2.135e-05 | 0 | 3.6038e-06 | 3.6038e-06 | 0 | 3.6038e-06
[79 empty] | WLDFR | HFTD - Distribution - Tier 3 - 5QU CoRE ¦ 4QU LoRE | Red Flag Warning - Large Fires | 2040 | 0 | 6.5028 | 0.81304 | 3.6355 | 2.0543 | 1.4167 | 1.5071e-05 | 0 | 2.135e-05 | 2.135e-05 | 0 | 3.6038e-06 | 3.6038e-06 | 0 | 3.6038e-06
[79 empty] | WLDFR | HFTD - Distribution - Tier 3 - 5QU CoRE ¦ 4QU LoRE | Red Flag Warning - Large Fires | 2041 | 0 | 6.5028 | 0.81304 | 3.6355 | 2.0543 | 1.4167 | 1.5071e-05 | 0 | 2.135e-05 | 2.135e-05 | 0 | 0 | 3.6038e-06 | 0 | 3.6038e-06
[79 empty] | WLDFR | HFTD - Distribution - Tier 3 - 5QU CoRE ¦ 4QU LoRE | Red Flag Warning - Large Fires | 2042 | 0 | 6.5028 | 0.81304 | 3.6355 | 2.0543 | 1.4167 | 1.5071e-05 | 0 | 2.135e-05 | 2.135e-05 | 0 | 2.5702e-05 | 0 | 0 | 0
[79 empty] | WLDFR | HFTD - Distribution - Tier 3 - 5QU CoRE ¦ 4QU LoRE | Red Flag Warning - Large Fires | 2043 | 0 | 6.9209 | 0.84944 | 3.8632 | 2.2083 | 1.5229 | 1.5071e-05 | 0 | 2.2952e-05 | 2.2952e-05 | 0 | 2.6644e-05 | 2.6644e-05 | 0 | 2.6644e-05
[79 empty] | WLDFR | HFTD - Distribution - Tier 3 - 5QU CoRE ¦ 4QU LoRE | Red Flag Warning - Large Fires | 2044 | 0 | 6.9209 | 0.84944 | 3.8632 | 2.2083 | 1.5229 | 1.5071e-05 | 0 | 2.2952e-05 | 2.2952e-05 | 0 | 2.6644e-05 | 2.6644e-05 | 0 | 2.6644e-05
[79 empty] | WLDFR | HFTD - Distribution - Tier 3 - 5QU CoRE ¦ 4QU LoRE | Red Flag Warning - Large Fires | 2045 | 0 | 6.9209 | 0.84944 | 3.8632 | 2.2083 | 1.5229 | 1.5071e-05 | 0 | 2.2952e-05 | 2.2952e-05 | 0 | 2.6644e-05 | 2.6644e-05 | 0 | 2.6644e-05
[79 empty] | WLDFR | HFTD - Distribution - Tier 3 - 5QU CoRE ¦ 4QU LoRE | Red Flag Warning - Large Fires | 2046 | 0 | 6.9209 | 0.84944 | 3.8632 | 2.2083 | 1.5229 | 1.5071e-05 | 0 | 2.2952e-05 | 2.2952e-05 | 0 | 2.6644e-05 | 2.6644e-05 | 0 | 2.6644e-05
[79 empty] | WLDFR | HFTD - Distribution - Tier 3 - 5QU CoRE ¦ 4QU LoRE | Red Flag Warning - Large Fires | 2047 | 0 | 6.9209 | 0.84944 | 3.8632 | 2.2083 | 1.5229 | 1.5071e-05 | 0 | 2.2952e-05 | 2.2952e-05 | 0 | 2.6644e-05 | 2.6644e-05 | 0 | 2.6644e-05
[79 empty] | WLDFR | HFTD - Distribution - Tier 3 - 5QU CoRE ¦ 4QU LoRE | Red Flag Warning - Large Fires | 2048 | 0 | 7.3713 | 0.88759 | 4.1075 | 2.3763 | 1.6388 | 1.5071e-05 | 0 | 2.4698e-05 | 2.4698e-05 | 0 | 2.7831e-05 | 2.7831e-05 | 0 | 2.7831e-05
[79 empty] | WLDFR | HFTD - Distribution - Tier 3 - 5QU CoRE ¦ 4QU LoRE | Red Flag Warning - Large Fires | 2049 | 0 | 7.3713 | 0.88759 | 4.1075 | 2.3763 | 1.6388 | 1.5071e-05 | 0 | 2.4698e-05 | 2.4698e-05 | 0 | 2.7831e-05 | 2.7831e-05 | 0 | 2.7831e-05
[79 empty] | WLDFR | HFTD - Distribution - Tier 3 - 5QU CoRE ¦ 4QU LoRE | Red Flag Warning - Large Fires | 2050 | 0 | 7.3713 | 0.88759 | 4.1075 | 2.3763 | 1.6388 | 1.5071e-05 | 0 | 2.4698e-05 | 2.4698e-05 | 0 | 2.7831e-05 | 2.7831e-05 | 0 | 2.7831e-05
[79 empty] | WLDFR | HFTD - Distribution - Tier 3 - 5QU CoRE ¦ 4QU LoRE | Red Flag Warning - Large Fires | 2051 | 0 | 7.3713 | 0.88759 | 4.1075 | 2.3763 | 1.6388 | 1.5071e-05 | 0 | 2.4698e-05 | 2.4698e-05 | 0 | 2.7831e-05 | 2.7831e-05 | 0 | 2.7831e-05
[79 empty] | WLDFR | HFTD - Distribution - Tier 3 - 5QU CoRE ¦ 4QU LoRE | Red Flag Warning - Large Fires | 2052 | 0 | 7.3713 | 0.88759 | 4.1075 | 2.3763 | 1.6388 | 1.5071e-05 | 0 | 2.4698e-05 | 2.4698e-05 | 0 | 2.7831e-05 | 2.7831e-05 | 0 | 2.7831e-05
[79 empty] | WLDFR | HFTD - Distribution - Tier 3 - 5QU CoRE ¦ 4QU LoRE | Red Flag Warning - Large Fires | 2053 | 0 | 7.8503 | 0.92702 | 4.3664 | 2.5569 | 1.7633 | 1.5071e-05 | 0 | 2.6574e-05 | 2.6574e-05 | 0 | 2.915e-05 | 2.915e-05 | 0 | 2.915e-05
[79 empty] | WLDFR | HFTD - Distribution - Tier 3 - 5QU CoRE ¦ 4QU LoRE | Red Flag Warning - Large Fires | 2054 | 0 | 7.8503 | 0.92702 | 4.3664 | 2.5569 | 1.7633 | 1.5071e-05 | 0 | 2.6574e-05 | 2.6574e-05 | 0 | 2.915e-05 | 2.915e-05 | 0 | 2.915e-05
[79 empty] | WLDFR | HFTD - Distribution - Tier 3 - 5QU CoRE ¦ 4QU LoRE | Red Flag Warning - Large Fires | 2055 | 0 | 7.8503 | 0.92702 | 4.3664 | 2.5569 | 1.7633 | 1.5071e-05 | 0 | 2.6574e-05 | 2.6574e-05 | 0 | 2.915e-05 | 2.915e-05 | 0 | 2.915e-05
[79 empty] | WLDFR | HFTD - Distribution - Tier 3 - 5QU CoRE ¦ 4QU LoRE | Red Flag Warning - Small Fires | 2026 | 0 | 0.080408 | 0.03759 | 0.0016314 | 0.041187 | 0.028403 | 0.00046454 | 0 | 1.3194e-05 | 1.3194e-05 | 0 | 2.915e-05 | 2.915e-05 | 0 | 2.915e-05
[79 empty] | WLDFR | HFTD - Distribution - Tier 3 - 5QU CoRE ¦ 4QU LoRE | Red Flag Warning - Small Fires | 2027 | 0 | 0.080408 | 0.03759 | 0.0016314 | 0.041187 | 0.028403 | 0.00046454 | 0 | 1.3194e-05 | 1.3194e-05 | 0 | 2.915e-05 | 2.915e-05 | 0 | 2.915e-05
[79 empty] | WLDFR | HFTD - Distribution - Tier 3 - 5QU CoRE ¦ 4QU LoRE | Red Flag Warning - Small Fires | 2028 | 0 | 0.083606 | 0.039055 | 0.001695 | 0.042856 | 0.029555 | 0.00046454 | 0 | 1.3729e-05 | 1.3729e-05 | 0 | 3.0582e-05 | 3.0582e-05 | 0 | 3.0582e-05
[79 empty] | WLDFR | HFTD - Distribution - Tier 3 - 5QU CoRE ¦ 4QU LoRE | Red Flag Warning - Small Fires | 2029 | 0 | 0.083606 | 0.039055 | 0.001695 | 0.042856 | 0.029555 | 0.00046454 | 0 | 1.3729e-05 | 1.3729e-05 | 0 | 3.0582e-05 | 3.0582e-05 | 0 | 3.0582e-05
[79 empty] | WLDFR | HFTD - Distribution - Tier 3 - 5QU CoRE ¦ 4QU LoRE | Red Flag Warning - Small Fires | 2030 | 0 | 0.083606 | 0.039055 | 0.001695 | 0.042856 | 0.029555 | 0.00046454 | 0 | 1.3729e-05 | 1.3729e-05 | 0 | 3.0582e-05 | 3.0582e-05 | 0 | 3.0582e-05
[79 empty] | WLDFR | HFTD - Distribution - Tier 3 - 5QU CoRE ¦ 4QU LoRE | Red Flag Warning - Small Fires | 2031 | 0 | 0.083606 | 0.039055 | 0.001695 | 0.042856 | 0.029555 | 0.00046454 | 0 | 1.3729e-05 | 1.3729e-05 | 0 | 3.0582e-05 | 3.0582e-05 | 0 | 3.0582e-05
[79 empty] | WLDFR | HFTD - Distribution - Tier 3 - 5QU CoRE ¦ 4QU LoRE | Red Flag Warning - Small Fires | 2032 | 0 | 0.083606 | 0.039055 | 0.001695 | 0.042856 | 0.029555 | 0.00046454 | 0 | 1.3729e-05 | 1.3729e-05 | 0 | 3.0582e-05 | 3.0582e-05 | 0 | 3.0582e-05
[79 empty] | WLDFR | HFTD - Distribution - Tier 3 - 5QU CoRE ¦ 4QU LoRE | Red Flag Warning - Small Fires | 2033 | 0 | 0.087211 | 0.040679 | 0.0017655 | 0.044766 | 0.030872 | 0.00046454 | 0 | 1.4341e-05 | 1.4341e-05 | 0 | 3.2108e-05 | 3.2108e-05 | 0 | 3.2108e-05
[79 empty] | WLDFR | HFTD - Distribution - Tier 3 - 5QU CoRE ¦ 4QU LoRE | Red Flag Warning - Small Fires | 2034 | 0 | 0.087211 | 0.040679 | 0.0017655 | 0.044766 | 0.030872 | 0.00046454 | 0 | 1.4341e-05 | 1.4341e-05 | 0 | 3.2108e-05 | 3.2108e-05 | 0 | 3.2108e-05
[79 empty] | WLDFR | HFTD - Distribution - Tier 3 - 5QU CoRE ¦ 4QU LoRE | Red Flag Warning - Small Fires | 2035 | 0 | 0.087211 | 0.040679 | 0.0017655 | 0.044766 | 0.030872 | 0.00046454 | 0 | 1.4341e-05 | 1.4341e-05 | 0 | 3.2108e-05 | 3.2108e-05 | 0 | 3.2108e-05
[79 empty] | WLDFR | HFTD - Distribution - Tier 3 - 5QU CoRE ¦ 4QU LoRE | Red Flag Warning - Small Fires | 2036 | 0 | 0.087211 | 0.040679 | 0.0017655 | 0.044766 | 0.030872 | 0.00046454 | 0 | 1.4341e-05 | 1.4341e-05 | 0 | 3.2108e-05 | 3.2108e-05 | 0 | 3.2108e-05
[79 empty] | WLDFR | HFTD - Distribution - Tier 3 - 5QU CoRE ¦ 4QU LoRE | Red Flag Warning - Small Fires | 2037 | 0 | 0.087211 | 0.040679 | 0.0017655 | 0.044766 | 0.030872 | 0.00046454 | 0 | 1.4341e-05 | 1.4341e-05 | 0 | 3.2108e-05 | 3.2108e-05 | 0 | 3.2108e-05
[79 empty] | WLDFR | HFTD - Distribution - Tier 3 - 5QU CoRE ¦ 4QU LoRE | Red Flag Warning - Small Fires | 2038 | 0 | 0.091184 | 0.042438 | 0.0018418 | 0.046905 | 0.032347 | 0.00046454 | 0 | 1.5026e-05 | 1.5026e-05 | 0 | 3.3707e-05 | 3.3707e-05 | 0 | 3.3707e-05
[79 empty] | WLDFR | HFTD - Distribution - Tier 3 - 5QU CoRE ¦ 4QU LoRE | Red Flag Warning - Small Fires | 2039 | 0 | 0.091184 | 0.042438 | 0.0018418 | 0.046905 | 0.032347 | 0.00046454 | 0 | 1.5026e-05 | 1.5026e-05 | 0 | 3.3707e-05 | 3.3707e-05 | 0 | 3.3707e-05
[79 empty] | WLDFR | HFTD - Distribution - Tier 3 - 5QU CoRE ¦ 4QU LoRE | Red Flag Warning - Small Fires | 2040 | 0 | 0.091184 | 0.042438 | 0.0018418 | 0.046905 | 0.032347 | 0.00046454 | 0 | 1.5026e-05 | 1.5026e-05 | 0 | 3.3707e-05 | 3.3707e-05 | 0 | 3.3707e-05
[79 empty] | WLDFR | HFTD - Distribution - Tier 3 - 5QU CoRE ¦ 4QU LoRE | Red Flag Warning - Small Fires | 2041 | 0 | 0.091184 | 0.042438 | 0.0018418 | 0.046905 | 0.032347 | 0.00046454 | 0 | 1.5026e-05 | 1.5026e-05 | 0 | 3.3707e-05 | 3.3707e-05 | 0 | 3.3707e-05
[79 empty] | WLDFR | HFTD - Distribution - Tier 3 - 5QU CoRE ¦ 4QU LoRE | Red Flag Warning - Small Fires | 2042 | 0 | 0.091184 | 0.042438 | 0.0018418 | 0.046905 | 0.032347 | 0.00046454 | 0 | 1.5026e-05 | 1.5026e-05 | 0 | 0 | 3.3707e-05 | 0 | 3.3707e-05
[79 empty] | WLDFR | HFTD - Distribution - Tier 3 - 5QU CoRE ¦ 4QU LoRE | Red Flag Warning - Small Fires | 2043 | 0 | 0.095486 | 0.044306 | 0.0019228 | 0.049257 | 0.033969 | 0.00046454 | 0 | 1.578e-05 | 1.578e-05 | 0 | 3.1566e-05 | 0 | 0 | 0
[79 empty] | WLDFR | HFTD - Distribution - Tier 3 - 5QU CoRE ¦ 4QU LoRE | Red Flag Warning - Small Fires | 2044 | 0 | 0.095486 | 0.044306 | 0.0019228 | 0.049257 | 0.033969 | 0.00046454 | 0 | 1.578e-05 | 1.578e-05 | 0 | 3.2719e-05 | 3.2719e-05 | 0 | 3.2719e-05
[79 empty] | WLDFR | HFTD - Distribution - Tier 3 - 5QU CoRE ¦ 4QU LoRE | Red Flag Warning - Small Fires | 2045 | 0 | 0.095486 | 0.044306 | 0.0019228 | 0.049257 | 0.033969 | 0.00046454 | 0 | 1.578e-05 | 1.578e-05 | 0 | 3.2719e-05 | 3.2719e-05 | 0 | 3.2719e-05
[79 empty] | WLDFR | HFTD - Distribution - Tier 3 - 5QU CoRE ¦ 4QU LoRE | Red Flag Warning - Small Fires | 2046 | 0 | 0.095486 | 0.044306 | 0.0019228 | 0.049257 | 0.033969 | 0.00046454 | 0 | 1.578e-05 | 1.578e-05 | 0 | 3.2719e-05 | 3.2719e-05 | 0 | 3.2719e-05
[79 empty] | WLDFR | HFTD - Distribution - Tier 3 - 5QU CoRE ¦ 4QU LoRE | Red Flag Warning - Small Fires | 2047 | 0 | 0.095486 | 0.044306 | 0.0019228 | 0.049257 | 0.033969 | 0.00046454 | 0 | 1.578e-05 | 1.578e-05 | 0 | 3.2719e-05 | 3.2719e-05 | 0 | 3.2719e-05
[79 empty] | WLDFR | HFTD - Distribution - Tier 3 - 5QU CoRE ¦ 4QU LoRE | Red Flag Warning - Small Fires | 2048 | 0 | 0.10007 | 0.04626 | 0.0020076 | 0.051804 | 0.035726 | 0.00046454 | 0 | 1.6596e-05 | 1.6596e-05 | 0 | 3.2719e-05 | 3.2719e-05 | 0 | 3.2719e-05
[79 empty] | WLDFR | HFTD - Distribution - Tier 3 - 5QU CoRE ¦ 4QU LoRE | Red Flag Warning - Small Fires | 2049 | 0 | 0.10007 | 0.04626 | 0.0020076 | 0.051804 | 0.035726 | 0.00046454 | 0 | 1.6596e-05 | 1.6596e-05 | 0 | 3.4171e-05 | 3.4171e-05 | 0 | 3.4171e-05
[79 empty] | WLDFR | HFTD - Distribution - Tier 3 - 5QU CoRE ¦ 4QU LoRE | Red Flag Warning - Small Fires | 2050 | 0 | 0.10007 | 0.04626 | 0.0020076 | 0.051804 | 0.035726 | 0.00046454 | 0 | 1.6596e-05 | 1.6596e-05 | 0 | 3.4171e-05 | 3.4171e-05 | 0 | 3.4171e-05
[79 empty] | WLDFR | HFTD - Distribution - Tier 3 - 5QU CoRE ¦ 4QU LoRE | Red Flag Warning - Small Fires | 2051 | 0 | 0.10007 | 0.04626 | 0.0020076 | 0.051804 | 0.035726 | 0.00046454 | 0 | 1.6596e-05 | 1.6596e-05 | 0 | 3.4171e-05 | 3.4171e-05 | 0 | 3.4171e-05
[79 empty] | WLDFR | HFTD - Distribution - Tier 3 - 5QU CoRE ¦ 4QU LoRE | Red Flag Warning - Small Fires | 2052 | 0 | 0.10007 | 0.04626 | 0.0020076 | 0.051804 | 0.035726 | 0.00046454 | 0 | 1.6596e-05 | 1.6596e-05 | 0 | 3.4171e-05 | 3.4171e-05 | 0 | 3.4171e-05
[79 empty] | WLDFR | HFTD - Distribution - Tier 3 - 5QU CoRE ¦ 4QU LoRE | Red Flag Warning - Small Fires | 2053 | 0 | 0.10489 | 0.048274 | 0.002095 | 0.054525 | 0.037602 | 0.00046454 | 0 | 1.7467e-05 | 1.7467e-05 | 0 | 3.4171e-05 | 3.4171e-05 | 0 | 3.4171e-05
[79 empty] | WLDFR | HFTD - Distribution - Tier 3 - 5QU CoRE ¦ 4QU LoRE | Red Flag Warning - Small Fires | 2054 | 0 | 0.10489 | 0.048274 | 0.002095 | 0.054525 | 0.037602 | 0.00046454 | 0 | 1.7467e-05 | 1.7467e-05 | 0 | 3.5784e-05 | 3.5784e-05 | 0 | 3.5784e-05
[79 empty] | WLDFR | HFTD - Distribution - Tier 3 - 5QU CoRE ¦ 4QU LoRE | Red Flag Warning - Small Fires | 2055 | 0 | 0.10489 | 0.048274 | 0.002095 | 0.054525 | 0.037602 | 0.00046454 | 0 | 1.7467e-05 | 1.7467e-05 | 0 | 3.5784e-05 | 3.5784e-05 | 0 | 3.5784e-05
[79 empty] | WLDFR | HFTD - Distribution - Tier 3 - 5QU CoRE ¦ 4QU LoRE | Seismic - Non-Red Flag Warning - Catastrophic Fires | 2026 | 0 | 21835.9781 | 428.6023 | 13939.561 | 7467.8148 | 5149.9993 | 7.4124e-10 | 0 | 3.8174e-06 | 3.8174e-06 | 0 | 3.5784e-05 | 3.5784e-05 | 0 | 3.5784e-05
[79 empty] | WLDFR | HFTD - Distribution - Tier 3 - 5QU CoRE ¦ 4QU LoRE | Seismic - Non-Red Flag Warning - Catastrophic Fires | 2027 | 0 | 21835.9781 | 428.6023 | 13939.561 | 7467.8148 | 5149.9993 | 7.4124e-10 | 0 | 3.8174e-06 | 3.8174e-06 | 0 | 3.5784e-05 | 3.5784e-05 | 0 | 3.5784e-05
[79 empty] | WLDFR | HFTD - Distribution - Tier 3 - 5QU CoRE ¦ 4QU LoRE | Seismic - Non-Red Flag Warning - Catastrophic Fires | 2028 | 0 | 22783.187 | 453.261 | 14531.3357 | 7798.5904 | 5378.1107 | 7.4124e-10 | 0 | 3.9865e-06 | 3.9865e-06 | 0 | 3.5784e-05 | 3.5784e-05 | 0 | 3.5784e-05
[79 empty] | WLDFR | HFTD - Distribution - Tier 3 - 5QU CoRE ¦ 4QU LoRE | Seismic - Non-Red Flag Warning - Catastrophic Fires | 2029 | 0 | 22783.187 | 453.261 | 14531.3357 | 7798.5904 | 5378.1107 | 7.4124e-10 | 0 | 3.9865e-06 | 3.9865e-06 | 0 | 3.7532e-05 | 3.7532e-05 | 0 | 3.7532e-05
[79 empty] | WLDFR | HFTD - Distribution - Tier 3 - 5QU CoRE ¦ 4QU LoRE | Seismic - Non-Red Flag Warning - Catastrophic Fires | 2030 | 0 | 22783.187 | 453.261 | 14531.3357 | 7798.5904 | 5378.1107 | 7.4124e-10 | 0 | 3.9865e-06 | 3.9865e-06 | 0 | 3.7532e-05 | 3.7532e-05 | 0 | 3.7532e-05
[79 empty] | WLDFR | HFTD - Distribution - Tier 3 - 5QU CoRE ¦ 4QU LoRE | Seismic - Non-Red Flag Warning - Catastrophic Fires | 2031 | 0 | 22783.187 | 453.261 | 14531.3357 | 7798.5904 | 5378.1107 | 7.4124e-10 | 0 | 3.9865e-06 | 3.9865e-06 | 0 | 3.7532e-05 | 3.7532e-05 | 0 | 3.7532e-05
[79 empty] | WLDFR | HFTD - Distribution - Tier 3 - 5QU CoRE ¦ 4QU LoRE | Seismic - Non-Red Flag Warning - Catastrophic Fires | 2032 | 0 | 22783.187 | 453.261 | 14531.3357 | 7798.5904 | 5378.1107 | 7.4124e-10 | 0 | 3.9865e-06 | 3.9865e-06 | 0 | 3.7532e-05 | 3.7532e-05 | 0 | 3.7532e-05
[79 empty] | WLDFR | HFTD - Distribution - Tier 3 - 5QU CoRE ¦ 4QU LoRE | Seismic - Non-Red Flag Warning - Catastrophic Fires | 2033 | 0 | 23835.2641 | 480.9649 | 15187.7294 | 8166.5698 | 5631.8789 | 7.4124e-10 | 0 | 4.1746e-06 | 4.1746e-06 | 0 | 3.7532e-05 | 3.7532e-05 | 0 | 3.7532e-05
[79 empty] | WLDFR | HFTD - Distribution - Tier 3 - 5QU CoRE ¦ 4QU LoRE | Seismic - Non-Red Flag Warning - Catastrophic Fires | 2034 | 0 | 23835.2641 | 480.9649 | 15187.7294 | 8166.5698 | 5631.8789 | 7.4124e-10 | 0 | 4.1746e-06 | 4.1746e-06 | 0 | 3.9394e-05 | 3.9394e-05 | 0 | 3.9394e-05
[79 empty] | WLDFR | HFTD - Distribution - Tier 3 - 5QU CoRE ¦ 4QU LoRE | Seismic - Non-Red Flag Warning - Catastrophic Fires | 2035 | 0 | 23835.2641 | 480.9649 | 15187.7294 | 8166.5698 | 5631.8789 | 7.4124e-10 | 0 | 4.1746e-06 | 4.1746e-06 | 0 | 3.9394e-05 | 3.9394e-05 | 0 | 3.9394e-05
[79 empty] | WLDFR | HFTD - Distribution - Tier 3 - 5QU CoRE ¦ 4QU LoRE | Seismic - Non-Red Flag Warning - Catastrophic Fires | 2036 | 0 | 23835.2641 | 480.9649 | 15187.7294 | 8166.5698 | 5631.8789 | 7.4124e-10 | 0 | 4.1746e-06 | 4.1746e-06 | 0 | 3.9394e-05 | 3.9394e-05 | 0 | 3.9394e-05
[79 empty] | WLDFR | HFTD - Distribution - Tier 3 - 5QU CoRE ¦ 4QU LoRE | Seismic - Non-Red Flag Warning - Catastrophic Fires | 2037 | 0 | 23835.2641 | 480.9649 | 15187.7294 | 8166.5698 | 5631.8789 | 7.4124e-10 | 0 | 4.1746e-06 | 4.1746e-06 | 0 | 3.9394e-05 | 3.9394e-05 | 0 | 3.9394e-05
[79 empty] | WLDFR | HFTD - Distribution - Tier 3 - 5QU CoRE ¦ 4QU LoRE | Seismic - Non-Red Flag Warning - Catastrophic Fires | 2038 | 0 | 24976.6418 | 511.3745 | 15898.8237 | 8566.4437 | 5907.6423 | 7.4124e-10 | 0 | 4.379e-06 | 4.379e-06 | 0 | 3.9394e-05 | 3.9394e-05 | 0 | 3.9394e-05
[79 empty] | WLDFR | HFTD - Distribution - Tier 3 - 5QU CoRE ¦ 4QU LoRE | Seismic - Non-Red Flag Warning - Catastrophic Fires | 2039 | 0 | 24976.6418 | 511.3745 | 15898.8237 | 8566.4437 | 5907.6423 | 7.4124e-10 | 0 | 4.379e-06 | 4.379e-06 | 0 | 4.1343e-05 | 4.1343e-05 | 0 | 4.1343e-05
[79 empty] | WLDFR | HFTD - Distribution - Tier 3 - 5QU CoRE ¦ 4QU LoRE | Seismic - Non-Red Flag Warning - Catastrophic Fires | 2040 | 0 | 24976.6418 | 511.3745 | 15898.8237 | 8566.4437 | 5907.6423 | 7.4124e-10 | 0 | 4.379e-06 | 4.379e-06 | 0 | 4.1343e-05 | 4.1343e-05 | 0 | 4.1343e-05
[79 empty] | WLDFR | HFTD - Distribution - Tier 3 - 5QU CoRE ¦ 4QU LoRE | Seismic - Non-Red Flag Warning - Catastrophic Fires | 2041 | 0 | 24976.6418 | 511.3745 | 15898.8237 | 8566.4437 | 5907.6423 | 7.4124e-10 | 0 | 4.379e-06 | 4.379e-06 | 0 | 4.1343e-05 | 4.1343e-05 | 0 | 4.1343e-05
[79 empty] | WLDFR | HFTD - Distribution - Tier 3 - 5QU CoRE ¦ 4QU LoRE | Seismic - Non-Red Flag Warning - Catastrophic Fires | 2042 | 0 | 24976.6418 | 511.3745 | 15898.8237 | 8566.4437 | 5907.6423 | 7.4124e-10 | 0 | 4.379e-06 | 4.379e-06 | 0 | 4.1343e-05 | 4.1343e-05 | 0 | 4.1343e-05
[79 empty] | WLDFR | HFTD - Distribution - Tier 3 - 5QU CoRE ¦ 4QU LoRE | Seismic - Non-Red Flag Warning - Catastrophic Fires | 2043 | 0 | 26191.7278 | 544.1291 | 16654.7414 | 8992.8573 | 6201.7082 | 7.4124e-10 | 0 | 4.5969e-06 | 4.5969e-06 | 0 | 0 | 4.1343e-05 | 0 | 4.1343e-05
[79 empty] | WLDFR | HFTD - Distribution - Tier 3 - 5QU CoRE ¦ 4QU LoRE | Seismic - Non-Red Flag Warning - Catastrophic Fires | 2044 | 0 | 26191.7278 | 544.1291 | 16654.7414 | 8992.8573 | 6201.7082 | 7.4124e-10 | 0 | 4.5969e-06 | 4.5969e-06 | 0 | 2.4286e-06 | 0 | 0 | 0
[79 empty] | WLDFR | HFTD - Distribution - Tier 3 - 5QU CoRE ¦ 4QU LoRE | Seismic - Non-Red Flag Warning - Catastrophic Fires | 2045 | 0 | 26191.7278 | 544.1291 | 16654.7414 | 8992.8573 | 6201.7082 | 7.4124e-10 | 0 | 4.5969e-06 | 4.5969e-06 | 0 | 2.5373e-06 | 2.5373e-06 | 0 | 2.5373e-06
[79 empty] | WLDFR | HFTD - Distribution - Tier 3 - 5QU CoRE ¦ 4QU LoRE | Seismic - Non-Red Flag Warning - Catastrophic Fires | 2046 | 0 | 26191.7278 | 544.1291 | 16654.7414 | 8992.8573 | 6201.7082 | 7.4124e-10 | 0 | 4.5969e-06 | 4.5969e-06 | 0 | 2.5373e-06 | 2.5373e-06 | 0 | 2.5373e-06
[79 empty] | WLDFR | HFTD - Distribution - Tier 3 - 5QU CoRE ¦ 4QU LoRE | Seismic - Non-Red Flag Warning - Catastrophic Fires | 2047 | 0 | 26191.7278 | 544.1291 | 16654.7414 | 8992.8573 | 6201.7082 | 7.4124e-10 | 0 | 4.5969e-06 | 4.5969e-06 | 0 | 2.5373e-06 | 2.5373e-06 | 0 | 2.5373e-06
[79 empty] | WLDFR | HFTD - Distribution - Tier 3 - 5QU CoRE ¦ 4QU LoRE | Seismic - Non-Red Flag Warning - Catastrophic Fires | 2048 | 0 | 27464.7227 | 578.8407 | 17445.538 | 9440.3441 | 6510.3067 | 7.4124e-10 | 0 | 4.8257e-06 | 4.8257e-06 | 0 | 2.5373e-06 | 2.5373e-06 | 0 | 2.5373e-06
[79 empty] | WLDFR | HFTD - Distribution - Tier 3 - 5QU CoRE ¦ 4QU LoRE | Seismic - Non-Red Flag Warning - Catastrophic Fires | 2049 | 0 | 27464.7227 | 578.8407 | 17445.538 | 9440.3441 | 6510.3067 | 7.4124e-10 | 0 | 4.8257e-06 | 4.8257e-06 | 0 | 2.5373e-06 | 2.5373e-06 | 0 | 2.5373e-06
[79 empty] | WLDFR | HFTD - Distribution - Tier 3 - 5QU CoRE ¦ 4QU LoRE | Seismic - Non-Red Flag Warning - Catastrophic Fires | 2050 | 0 | 27464.7227 | 578.8407 | 17445.538 | 9440.3441 | 6510.3067 | 7.4124e-10 | 0 | 4.8257e-06 | 4.8257e-06 | 0 | 2.6772e-06 | 2.6772e-06 | 0 | 2.6772e-06
[79 empty] | WLDFR | HFTD - Distribution - Tier 3 - 5QU CoRE ¦ 4QU LoRE | Seismic - Non-Red Flag Warning - Catastrophic Fires | 2051 | 0 | 27464.7227 | 578.8407 | 17445.538 | 9440.3441 | 6510.3067 | 7.4124e-10 | 0 | 4.8257e-06 | 4.8257e-06 | 0 | 2.6772e-06 | 2.6772e-06 | 0 | 2.6772e-06
[79 empty] | WLDFR | HFTD - Distribution - Tier 3 - 5QU CoRE ¦ 4QU LoRE | Seismic - Non-Red Flag Warning - Catastrophic Fires | 2052 | 0 | 27464.7227 | 578.8407 | 17445.538 | 9440.3441 | 6510.3067 | 7.4124e-10 | 0 | 4.8257e-06 | 4.8257e-06 | 0 | 2.6772e-06 | 2.6772e-06 | 0 | 2.6772e-06
[79 empty] | WLDFR | HFTD - Distribution - Tier 3 - 5QU CoRE ¦ 4QU LoRE | Seismic - Non-Red Flag Warning - Catastrophic Fires | 2053 | 0 | 28779.6694 | 615.0952 | 18261.2327 | 9903.3415 | 6829.6018 | 7.4124e-10 | 0 | 5.0624e-06 | 5.0624e-06 | 0 | 2.6772e-06 | 2.6772e-06 | 0 | 2.6772e-06
[79 empty] | WLDFR | HFTD - Distribution - Tier 3 - 5QU CoRE ¦ 4QU LoRE | Seismic - Non-Red Flag Warning - Catastrophic Fires | 2054 | 0 | 28779.6694 | 615.0952 | 18261.2327 | 9903.3415 | 6829.6018 | 7.4124e-10 | 0 | 5.0624e-06 | 5.0624e-06 | 0 | 2.6772e-06 | 2.6772e-06 | 0 | 2.6772e-06
[79 empty] | WLDFR | HFTD - Distribution - Tier 3 - 5QU CoRE ¦ 4QU LoRE | Seismic - Non-Red Flag Warning - Catastrophic Fires | 2055 | 0 | 28779.6694 | 615.0952 | 18261.2327 | 9903.3415 | 6829.6018 | 7.4124e-10 | 0 | 5.0624e-06 | 5.0624e-06 | 0 | 2.8364e-06 | 2.8364e-06 | 0 | 2.8364e-06
[79 empty] | WLDFR | HFTD - Distribution - Tier 3 - 5QU CoRE ¦ 4QU LoRE | Seismic - Red Flag Warning - Catastrophic Fires | 2026 | 0 | 21835.9781 | 428.6023 | 13939.561 | 7467.8148 | 5149.9993 | 3.1962e-08 | 0 | 0.0001646 | 0.0001646 | 0 | 2.8364e-06 | 2.8364e-06 | 0 | 2.8364e-06
[79 empty] | WLDFR | HFTD - Distribution - Tier 3 - 5QU CoRE ¦ 4QU LoRE | Seismic - Red Flag Warning - Catastrophic Fires | 2027 | 0 | 21835.9781 | 428.6023 | 13939.561 | 7467.8148 | 5149.9993 | 3.1962e-08 | 0 | 0.0001646 | 0.0001646 | 0 | 2.8364e-06 | 2.8364e-06 | 0 | 2.8364e-06
[79 empty] | WLDFR | HFTD - Distribution - Tier 3 - 5QU CoRE ¦ 4QU LoRE | Seismic - Red Flag Warning - Catastrophic Fires | 2028 | 0 | 22783.187 | 453.261 | 14531.3357 | 7798.5904 | 5378.1107 | 3.1962e-08 | 0 | 0.00017189 | 0.00017189 | 0 | 2.8364e-06 | 2.8364e-06 | 0 | 2.8364e-06
[79 empty] | WLDFR | HFTD - Distribution - Tier 3 - 5QU CoRE ¦ 4QU LoRE | Seismic - Red Flag Warning - Catastrophic Fires | 2029 | 0 | 22783.187 | 453.261 | 14531.3357 | 7798.5904 | 5378.1107 | 3.1962e-08 | 0 | 0.00017189 | 0.00017189 | 0 | 2.8364e-06 | 2.8364e-06 | 0 | 2.8364e-06
[79 empty] | WLDFR | HFTD - Distribution - Tier 3 - 5QU CoRE ¦ 4QU LoRE | Seismic - Red Flag Warning - Catastrophic Fires | 2030 | 0 | 22783.187 | 453.261 | 14531.3357 | 7798.5904 | 5378.1107 | 3.1962e-08 | 0 | 0.00017189 | 0.00017189 | 0 | 3.0136e-06 | 3.0136e-06 | 0 | 3.0136e-06
[79 empty] | WLDFR | HFTD - Distribution - Tier 3 - 5QU CoRE ¦ 4QU LoRE | Seismic - Red Flag Warning - Catastrophic Fires | 2031 | 0 | 22783.187 | 453.261 | 14531.3357 | 7798.5904 | 5378.1107 | 3.1962e-08 | 0 | 0.00017189 | 0.00017189 | 0 | 3.0136e-06 | 3.0136e-06 | 0 | 3.0136e-06
[79 empty] | WLDFR | HFTD - Distribution - Tier 3 - 5QU CoRE ¦ 4QU LoRE | Seismic - Red Flag Warning - Catastrophic Fires | 2032 | 0 | 22783.187 | 453.261 | 14531.3357 | 7798.5904 | 5378.1107 | 3.1962e-08 | 0 | 0.00017189 | 0.00017189 | 0 | 3.0136e-06 | 3.0136e-06 | 0 | 3.0136e-06
[79 empty] | WLDFR | HFTD - Distribution - Tier 3 - 5QU CoRE ¦ 4QU LoRE | Seismic - Red Flag Warning - Catastrophic Fires | 2033 | 0 | 23835.2641 | 480.9649 | 15187.7294 | 8166.5698 | 5631.8789 | 3.1962e-08 | 0 | 0.00018001 | 0.00018001 | 0 | 3.0136e-06 | 3.0136e-06 | 0 | 3.0136e-06
[79 empty] | WLDFR | HFTD - Distribution - Tier 3 - 5QU CoRE ¦ 4QU LoRE | Seismic - Red Flag Warning - Catastrophic Fires | 2034 | 0 | 23835.2641 | 480.9649 | 15187.7294 | 8166.5698 | 5631.8789 | 3.1962e-08 | 0 | 0.00018001 | 0.00018001 | 0 | 3.0136e-06 | 3.0136e-06 | 0 | 3.0136e-06
[79 empty] | WLDFR | HFTD - Distribution - Tier 3 - 5QU CoRE ¦ 4QU LoRE | Seismic - Red Flag Warning - Catastrophic Fires | 2035 | 0 | 23835.2641 | 480.9649 | 15187.7294 | 8166.5698 | 5631.8789 | 3.1962e-08 | 0 | 0.00018001 | 0.00018001 | 0 | 3.2074e-06 | 3.2074e-06 | 0 | 3.2074e-06
[79 empty] | WLDFR | HFTD - Distribution - Tier 3 - 5QU CoRE ¦ 4QU LoRE | Seismic - Red Flag Warning - Catastrophic Fires | 2036 | 0 | 23835.2641 | 480.9649 | 15187.7294 | 8166.5698 | 5631.8789 | 3.1962e-08 | 0 | 0.00018001 | 0.00018001 | 0 | 3.2074e-06 | 3.2074e-06 | 0 | 3.2074e-06
[79 empty] | WLDFR | HFTD - Distribution - Tier 3 - 5QU CoRE ¦ 4QU LoRE | Seismic - Red Flag Warning - Catastrophic Fires | 2037 | 0 | 23835.2641 | 480.9649 | 15187.7294 | 8166.5698 | 5631.8789 | 3.1962e-08 | 0 | 0.00018001 | 0.00018001 | 0 | 3.2074e-06 | 3.2074e-06 | 0 | 3.2074e-06
[79 empty] | WLDFR | HFTD - Distribution - Tier 3 - 5QU CoRE ¦ 4QU LoRE | Seismic - Red Flag Warning - Catastrophic Fires | 2038 | 0 | 24976.6418 | 511.3745 | 15898.8237 | 8566.4437 | 5907.6423 | 3.1962e-08 | 0 | 0.00018882 | 0.00018882 | 0 | 3.2074e-06 | 3.2074e-06 | 0 | 3.2074e-06
[79 empty] | WLDFR | HFTD - Distribution - Tier 3 - 5QU CoRE ¦ 4QU LoRE | Seismic - Red Flag Warning - Catastrophic Fires | 2039 | 0 | 24976.6418 | 511.3745 | 15898.8237 | 8566.4437 | 5907.6423 | 3.1962e-08 | 0 | 0.00018882 | 0.00018882 | 0 | 3.2074e-06 | 3.2074e-06 | 0 | 3.2074e-06
[79 empty] | WLDFR | HFTD - Distribution - Tier 3 - 5QU CoRE ¦ 4QU LoRE | Seismic - Red Flag Warning - Catastrophic Fires | 2040 | 0 | 24976.6418 | 511.3745 | 15898.8237 | 8566.4437 | 5907.6423 | 3.1962e-08 | 0 | 0.00018882 | 0.00018882 | 0 | 3.4161e-06 | 3.4161e-06 | 0 | 3.4161e-06
[79 empty] | WLDFR | HFTD - Distribution - Tier 3 - 5QU CoRE ¦ 4QU LoRE | Seismic - Red Flag Warning - Catastrophic Fires | 2041 | 0 | 24976.6418 | 511.3745 | 15898.8237 | 8566.4437 | 5907.6423 | 3.1962e-08 | 0 | 0.00018882 | 0.00018882 | 0 | 3.4161e-06 | 3.4161e-06 | 0 | 3.4161e-06
[79 empty] | WLDFR | HFTD - Distribution - Tier 3 - 5QU CoRE ¦ 4QU LoRE | Seismic - Red Flag Warning - Catastrophic Fires | 2042 | 0 | 24976.6418 | 511.3745 | 15898.8237 | 8566.4437 | 5907.6423 | 3.1962e-08 | 0 | 0.00018882 | 0.00018882 | 0 | 3.4161e-06 | 3.4161e-06 | 0 | 3.4161e-06
[79 empty] | WLDFR | HFTD - Distribution - Tier 3 - 5QU CoRE ¦ 4QU LoRE | Seismic - Red Flag Warning - Catastrophic Fires | 2043 | 0 | 26191.7278 | 544.1291 | 16654.7414 | 8992.8573 | 6201.7082 | 3.1962e-08 | 0 | 0.00019822 | 0.00019822 | 0 | 3.4161e-06 | 3.4161e-06 | 0 | 3.4161e-06
[79 empty] | WLDFR | HFTD - Distribution - Tier 3 - 5QU CoRE ¦ 4QU LoRE | Seismic - Red Flag Warning - Catastrophic Fires | 2044 | 0 | 26191.7278 | 544.1291 | 16654.7414 | 8992.8573 | 6201.7082 | 3.1962e-08 | 0 | 0.00019822 | 0.00019822 | 0 | 0 | 3.4161e-06 | 0 | 3.4161e-06
[79 empty] | WLDFR | HFTD - Distribution - Tier 3 - 5QU CoRE ¦ 4QU LoRE | Seismic - Red Flag Warning - Catastrophic Fires | 2045 | 0 | 26191.7278 | 544.1291 | 16654.7414 | 8992.8573 | 6201.7082 | 3.1962e-08 | 0 | 0.00019822 | 0.00019822 | 0 | 2.2355e-05 | 0 | 0 | 0
[79 empty] | WLDFR | HFTD - Distribution - Tier 3 - 5QU CoRE ¦ 4QU LoRE | Seismic - Red Flag Warning - Catastrophic Fires | 2046 | 0 | 26191.7278 | 544.1291 | 16654.7414 | 8992.8573 | 6201.7082 | 3.1962e-08 | 0 | 0.00019822 | 0.00019822 | 0 | 2.3074e-05 | 2.3074e-05 | 0 | 2.3074e-05
[79 empty] | WLDFR | HFTD - Distribution - Tier 3 - 5QU CoRE ¦ 4QU LoRE | Seismic - Red Flag Warning - Catastrophic Fires | 2047 | 0 | 26191.7278 | 544.1291 | 16654.7414 | 8992.8573 | 6201.7082 | 3.1962e-08 | 0 | 0.00019822 | 0.00019822 | 0 | 2.3074e-05 | 2.3074e-05 | 0 | 2.3074e-05
[79 empty] | WLDFR | HFTD - Distribution - Tier 3 - 5QU CoRE ¦ 4QU LoRE | Seismic - Red Flag Warning - Catastrophic Fires | 2048 | 0 | 27464.7227 | 578.8407 | 17445.538 | 9440.3441 | 6510.3067 | 3.1962e-08 | 0 | 0.00020808 | 0.00020808 | 0 | 2.3074e-05 | 2.3074e-05 | 0 | 2.3074e-05
[79 empty] | WLDFR | HFTD - Distribution - Tier 3 - 5QU CoRE ¦ 4QU LoRE | Seismic - Red Flag Warning - Catastrophic Fires | 2049 | 0 | 27464.7227 | 578.8407 | 17445.538 | 9440.3441 | 6510.3067 | 3.1962e-08 | 0 | 0.00020808 | 0.00020808 | 0 | 2.3074e-05 | 2.3074e-05 | 0 | 2.3074e-05
[79 empty] | WLDFR | HFTD - Distribution - Tier 3 - 5QU CoRE ¦ 4QU LoRE | Seismic - Red Flag Warning - Catastrophic Fires | 2050 | 0 | 27464.7227 | 578.8407 | 17445.538 | 9440.3441 | 6510.3067 | 3.1962e-08 | 0 | 0.00020808 | 0.00020808 | 0 | 2.3074e-05 | 2.3074e-05 | 0 | 2.3074e-05
[79 empty] | WLDFR | HFTD - Distribution - Tier 3 - 5QU CoRE ¦ 4QU LoRE | Seismic - Red Flag Warning - Catastrophic Fires | 2051 | 0 | 27464.7227 | 578.8407 | 17445.538 | 9440.3441 | 6510.3067 | 3.1962e-08 | 0 | 0.00020808 | 0.00020808 | 0 | 2.3992e-05 | 2.3992e-05 | 0 | 2.3992e-05
[79 empty] | WLDFR | HFTD - Distribution - Tier 3 - 5QU CoRE ¦ 4QU LoRE | Seismic - Red Flag Warning - Catastrophic Fires | 2052 | 0 | 27464.7227 | 578.8407 | 17445.538 | 9440.3441 | 6510.3067 | 3.1962e-08 | 0 | 0.00020808 | 0.00020808 | 0 | 2.3992e-05 | 2.3992e-05 | 0 | 2.3992e-05
[79 empty] | WLDFR | HFTD - Distribution - Tier 3 - 5QU CoRE ¦ 4QU LoRE | Seismic - Red Flag Warning - Catastrophic Fires | 2053 | 0 | 28779.6694 | 615.0952 | 18261.2327 | 9903.3415 | 6829.6018 | 3.1962e-08 | 0 | 0.00021829 | 0.00021829 | 0 | 2.3992e-05 | 2.3992e-05 | 0 | 2.3992e-05
[79 empty] | WLDFR | HFTD - Distribution - Tier 3 - 5QU CoRE ¦ 4QU LoRE | Seismic - Red Flag Warning - Catastrophic Fires | 2054 | 0 | 28779.6694 | 615.0952 | 18261.2327 | 9903.3415 | 6829.6018 | 3.1962e-08 | 0 | 0.00021829 | 0.00021829 | 0 | 2.3992e-05 | 2.3992e-05 | 0 | 2.3992e-05
[79 empty] | WLDFR | HFTD - Distribution - Tier 3 - 5QU CoRE ¦ 4QU LoRE | Seismic - Red Flag Warning - Catastrophic Fires | 2055 | 0 | 28779.6694 | 615.0952 | 18261.2327 | 9903.3415 | 6829.6018 | 3.1962e-08 | 0 | 0.00021829 | 0.00021829 | 0 | 2.3992e-05 | 2.3992e-05 | 0 | 2.3992e-05
[79 empty] | WLDFR | HFTD - Distribution - Tier 3 - 5QU CoRE ¦ 5QU LoRE | Non-Red Flag Warning - Catastrophic Fires | 2026 | 0 | 14664.6376 | 233.2301 | 8896.516 | 5534.8915 | 3817.0051 | 3.2547e-08 | 0 | 0.00012423 | 0.00012423 | 0 | 2.5026e-05 | 2.5026e-05 | 0 | 2.5026e-05
[79 empty] | WLDFR | HFTD - Distribution - Tier 3 - 5QU CoRE ¦ 5QU LoRE | Non-Red Flag Warning - Catastrophic Fires | 2027 | 0 | 14664.6376 | 233.2301 | 8896.516 | 5534.8915 | 3817.0051 | 3.2547e-08 | 0 | 0.00012423 | 0.00012423 | 0 | 2.5026e-05 | 2.5026e-05 | 0 | 2.5026e-05
[79 empty] | WLDFR | HFTD - Distribution - Tier 3 - 5QU CoRE ¦ 5QU LoRE | Non-Red Flag Warning - Catastrophic Fires | 2028 | 0 | 15317.9909 | 247.273 | 9287.6491 | 5783.0689 | 3988.1546 | 3.2547e-08 | 0 | 0.0001298 | 0.0001298 | 0 | 2.5026e-05 | 2.5026e-05 | 0 | 2.5026e-05
[79 empty] | WLDFR | HFTD - Distribution - Tier 3 - 5QU CoRE ¦ 5QU LoRE | Non-Red Flag Warning - Catastrophic Fires | 2029 | 0 | 15317.9909 | 247.273 | 9287.6491 | 5783.0689 | 3988.1546 | 3.2547e-08 | 0 | 0.0001298 | 0.0001298 | 0 | 2.5026e-05 | 2.5026e-05 | 0 | 2.5026e-05
[79 empty] | WLDFR | HFTD - Distribution - Tier 3 - 5QU CoRE ¦ 5QU LoRE | Non-Red Flag Warning - Catastrophic Fires | 2030 | 0 | 15317.9909 | 247.273 | 9287.6491 | 5783.0689 | 3988.1546 | 3.2547e-08 | 0 | 0.0001298 | 0.0001298 | 0 | 2.5026e-05 | 2.5026e-05 | 0 | 2.5026e-05
[79 empty] | WLDFR | HFTD - Distribution - Tier 3 - 5QU CoRE ¦ 5QU LoRE | Non-Red Flag Warning - Catastrophic Fires | 2031 | 0 | 15317.9909 | 247.273 | 9287.6491 | 5783.0689 | 3988.1546 | 3.2547e-08 | 0 | 0.0001298 | 0.0001298 | 0 | 2.6167e-05 | 2.6167e-05 | 0 | 2.6167e-05
[79 empty] | WLDFR | HFTD - Distribution - Tier 3 - 5QU CoRE ¦ 5QU LoRE | Non-Red Flag Warning - Catastrophic Fires | 2032 | 0 | 15317.9909 | 247.273 | 9287.6491 | 5783.0689 | 3988.1546 | 3.2547e-08 | 0 | 0.0001298 | 0.0001298 | 0 | 2.6167e-05 | 2.6167e-05 | 0 | 2.6167e-05
[79 empty] | WLDFR | HFTD - Distribution - Tier 3 - 5QU CoRE ¦ 5QU LoRE | Non-Red Flag Warning - Catastrophic Fires | 2033 | 0 | 16044.1264 | 263.1074 | 9721.74 | 6059.2791 | 4178.6364 | 3.2547e-08 | 0 | 0.000136 | 0.000136 | 0 | 2.6167e-05 | 2.6167e-05 | 0 | 2.6167e-05
[79 empty] | WLDFR | HFTD - Distribution - Tier 3 - 5QU CoRE ¦ 5QU LoRE | Non-Red Flag Warning - Catastrophic Fires | 2034 | 0 | 16044.1264 | 263.1074 | 9721.74 | 6059.2791 | 4178.6364 | 3.2547e-08 | 0 | 0.000136 | 0.000136 | 0 | 2.6167e-05 | 2.6167e-05 | 0 | 2.6167e-05
[79 empty] | WLDFR | HFTD - Distribution - Tier 3 - 5QU CoRE ¦ 5QU LoRE | Non-Red Flag Warning - Catastrophic Fires | 2035 | 0 | 16044.1264 | 263.1074 | 9721.74 | 6059.2791 | 4178.6364 | 3.2547e-08 | 0 | 0.000136 | 0.000136 | 0 | 2.6167e-05 | 2.6167e-05 | 0 | 2.6167e-05
[79 empty] | WLDFR | HFTD - Distribution - Tier 3 - 5QU CoRE ¦ 5QU LoRE | Non-Red Flag Warning - Catastrophic Fires | 2036 | 0 | 16044.1264 | 263.1074 | 9721.74 | 6059.2791 | 4178.6364 | 3.2547e-08 | 0 | 0.000136 | 0.000136 | 0 | 2.7401e-05 | 2.7401e-05 | 0 | 2.7401e-05
[79 empty] | WLDFR | HFTD - Distribution - Tier 3 - 5QU CoRE ¦ 5QU LoRE | Non-Red Flag Warning - Catastrophic Fires | 2037 | 0 | 16044.1264 | 263.1074 | 9721.74 | 6059.2791 | 4178.6364 | 3.2547e-08 | 0 | 0.000136 | 0.000136 | 0 | 2.7401e-05 | 2.7401e-05 | 0 | 2.7401e-05
[79 empty] | WLDFR | HFTD - Distribution - Tier 3 - 5QU CoRE ¦ 5QU LoRE | Non-Red Flag Warning - Catastrophic Fires | 2038 | 0 | 16832.3912 | 280.5544 | 10192.2718 | 6359.5651 | 4385.7214 | 3.2547e-08 | 0 | 0.00014274 | 0.00014274 | 0 | 2.7401e-05 | 2.7401e-05 | 0 | 2.7401e-05
[79 empty] | WLDFR | HFTD - Distribution - Tier 3 - 5QU CoRE ¦ 5QU LoRE | Non-Red Flag Warning - Catastrophic Fires | 2039 | 0 | 16832.3912 | 280.5544 | 10192.2718 | 6359.5651 | 4385.7214 | 3.2547e-08 | 0 | 0.00014274 | 0.00014274 | 0 | 2.7401e-05 | 2.7401e-05 | 0 | 2.7401e-05
[79 empty] | WLDFR | HFTD - Distribution - Tier 3 - 5QU CoRE ¦ 5QU LoRE | Non-Red Flag Warning - Catastrophic Fires | 2040 | 0 | 16832.3912 | 280.5544 | 10192.2718 | 6359.5651 | 4385.7214 | 3.2547e-08 | 0 | 0.00014274 | 0.00014274 | 0 | 2.7401e-05 | 2.7401e-05 | 0 | 2.7401e-05
[79 empty] | WLDFR | HFTD - Distribution - Tier 3 - 5QU CoRE ¦ 5QU LoRE | Non-Red Flag Warning - Catastrophic Fires | 2041 | 0 | 16832.3912 | 280.5544 | 10192.2718 | 6359.5651 | 4385.7214 | 3.2547e-08 | 0 | 0.00014274 | 0.00014274 | 0 | 2.8717e-05 | 2.8717e-05 | 0 | 2.8717e-05
[79 empty] | WLDFR | HFTD - Distribution - Tier 3 - 5QU CoRE ¦ 5QU LoRE | Non-Red Flag Warning - Catastrophic Fires | 2042 | 0 | 16832.3912 | 280.5544 | 10192.2718 | 6359.5651 | 4385.7214 | 3.2547e-08 | 0 | 0.00014274 | 0.00014274 | 0 | 2.8717e-05 | 2.8717e-05 | 0 | 2.8717e-05
[79 empty] | WLDFR | HFTD - Distribution - Tier 3 - 5QU CoRE ¦ 5QU LoRE | Non-Red Flag Warning - Catastrophic Fires | 2043 | 0 | 17672.0852 | 299.42 | 10692.7362 | 6679.929 | 4606.6527 | 3.2547e-08 | 0 | 0.00014993 | 0.00014993 | 0 | 2.8717e-05 | 2.8717e-05 | 0 | 2.8717e-05
[79 empty] | WLDFR | HFTD - Distribution - Tier 3 - 5QU CoRE ¦ 5QU LoRE | Non-Red Flag Warning - Catastrophic Fires | 2044 | 0 | 17672.0852 | 299.42 | 10692.7362 | 6679.929 | 4606.6527 | 3.2547e-08 | 0 | 0.00014993 | 0.00014993 | 0 | 2.8717e-05 | 2.8717e-05 | 0 | 2.8717e-05
[79 empty] | WLDFR | HFTD - Distribution - Tier 3 - 5QU CoRE ¦ 5QU LoRE | Non-Red Flag Warning - Catastrophic Fires | 2045 | 0 | 17672.0852 | 299.42 | 10692.7362 | 6679.929 | 4606.6527 | 3.2547e-08 | 0 | 0.00014993 | 0.00014993 | 0 | 0 | 2.8717e-05 | 0 | 2.8717e-05
[79 empty] | WLDFR | HFTD - Distribution - Tier 3 - 5QU CoRE ¦ 5QU LoRE | Non-Red Flag Warning - Catastrophic Fires | 2046 | 0 | 17672.0852 | 299.42 | 10692.7362 | 6679.929 | 4606.6527 | 3.2547e-08 | 0 | 0.00014993 | 0.00014993 | 0 | 0.0012632 | 0 | 0 | 0
[79 empty] | WLDFR | HFTD - Distribution - Tier 3 - 5QU CoRE ¦ 5QU LoRE | Non-Red Flag Warning - Catastrophic Fires | 2047 | 0 | 17672.0852 | 299.42 | 10692.7362 | 6679.929 | 4606.6527 | 3.2547e-08 | 0 | 0.00014993 | 0.00014993 | 0 | 0.0013095 | 0.0013095 | 0 | 0.0013095
[79 empty] | WLDFR | HFTD - Distribution - Tier 3 - 5QU CoRE ¦ 5QU LoRE | Non-Red Flag Warning - Catastrophic Fires | 2048 | 0 | 18552.3348 | 319.4911 | 11216.5626 | 7016.281 | 4838.6098 | 3.2547e-08 | 0 | 0.00015748 | 0.00015748 | 0 | 0.0013095 | 0.0013095 | 0 | 0.0013095
[79 empty] | WLDFR | HFTD - Distribution - Tier 3 - 5QU CoRE ¦ 5QU LoRE | Non-Red Flag Warning - Catastrophic Fires | 2049 | 0 | 18552.3348 | 319.4911 | 11216.5626 | 7016.281 | 4838.6098 | 3.2547e-08 | 0 | 0.00015748 | 0.00015748 | 0 | 0.0013095 | 0.0013095 | 0 | 0.0013095
[79 empty] | WLDFR | HFTD - Distribution - Tier 3 - 5QU CoRE ¦ 5QU LoRE | Non-Red Flag Warning - Catastrophic Fires | 2050 | 0 | 18552.3348 | 319.4911 | 11216.5626 | 7016.281 | 4838.6098 | 3.2547e-08 | 0 | 0.00015748 | 0.00015748 | 0 | 0.0013095 | 0.0013095 | 0 | 0.0013095
[79 empty] | WLDFR | HFTD - Distribution - Tier 3 - 5QU CoRE ¦ 5QU LoRE | Non-Red Flag Warning - Catastrophic Fires | 2051 | 0 | 18552.3348 | 319.4911 | 11216.5626 | 7016.281 | 4838.6098 | 3.2547e-08 | 0 | 0.00015748 | 0.00015748 | 0 | 0.0013095 | 0.0013095 | 0 | 0.0013095
[79 empty] | WLDFR | HFTD - Distribution - Tier 3 - 5QU CoRE ¦ 5QU LoRE | Non-Red Flag Warning - Catastrophic Fires | 2052 | 0 | 18552.3348 | 319.4911 | 11216.5626 | 7016.281 | 4838.6098 | 3.2547e-08 | 0 | 0.00015748 | 0.00015748 | 0 | 0.0013678 | 0.0013678 | 0 | 0.0013678
[79 empty] | WLDFR | HFTD - Distribution - Tier 3 - 5QU CoRE ¦ 5QU LoRE | Non-Red Flag Warning - Catastrophic Fires | 2053 | 0 | 19462.1283 | 340.5356 | 11757.1413 | 7364.4514 | 5078.7171 | 3.2547e-08 | 0 | 0.0001653 | 0.0001653 | 0 | 0.0013678 | 0.0013678 | 0 | 0.0013678
[79 empty] | WLDFR | HFTD - Distribution - Tier 3 - 5QU CoRE ¦ 5QU LoRE | Non-Red Flag Warning - Catastrophic Fires | 2054 | 0 | 19462.1283 | 340.5356 | 11757.1413 | 7364.4514 | 5078.7171 | 3.2547e-08 | 0 | 0.0001653 | 0.0001653 | 0 | 0.0013678 | 0.0013678 | 0 | 0.0013678
[79 empty] | WLDFR | HFTD - Distribution - Tier 3 - 5QU CoRE ¦ 5QU LoRE | Non-Red Flag Warning - Catastrophic Fires | 2055 | 0 | 19462.1283 | 340.5356 | 11757.1413 | 7364.4514 | 5078.7171 | 3.2547e-08 | 0 | 0.0001653 | 0.0001653 | 0 | 0.0013678 | 0.0013678 | 0 | 0.0013678
[79 empty] | WLDFR | HFTD - Distribution - Tier 3 - 5QU CoRE ¦ 5QU LoRE | Non-Red Flag Warning - Large Fires | 2026 | 0 | 5.475 | 0.71896 | 3.0715 | 1.6846 | 1.1617 | 5.0764e-06 | 0 | 5.8974e-06 | 5.8974e-06 | 0 | 0.0013678 | 0.0013678 | 0 | 0.0013678
[79 empty] | WLDFR | HFTD - Distribution - Tier 3 - 5QU CoRE ¦ 5QU LoRE | Non-Red Flag Warning - Large Fires | 2027 | 0 | 5.475 | 0.71896 | 3.0715 | 1.6846 | 1.1617 | 5.0764e-06 | 0 | 5.8974e-06 | 5.8974e-06 | 0 | 0.0014326 | 0.0014326 | 0 | 0.0014326
[79 empty] | WLDFR | HFTD - Distribution - Tier 3 - 5QU CoRE ¦ 5QU LoRE | Non-Red Flag Warning - Large Fires | 2028 | 0 | 5.777 | 0.74734 | 3.238 | 1.7917 | 1.2356 | 5.0764e-06 | 0 | 6.2725e-06 | 6.2725e-06 | 0 | 0.0014326 | 0.0014326 | 0 | 0.0014326
[79 empty] | WLDFR | HFTD - Distribution - Tier 3 - 5QU CoRE ¦ 5QU LoRE | Non-Red Flag Warning - Large Fires | 2029 | 0 | 5.777 | 0.74734 | 3.238 | 1.7917 | 1.2356 | 5.0764e-06 | 0 | 6.2725e-06 | 6.2725e-06 | 0 | 0.0014326 | 0.0014326 | 0 | 0.0014326
[79 empty] | WLDFR | HFTD - Distribution - Tier 3 - 5QU CoRE ¦ 5QU LoRE | Non-Red Flag Warning - Large Fires | 2030 | 0 | 5.777 | 0.74734 | 3.238 | 1.7917 | 1.2356 | 5.0764e-06 | 0 | 6.2725e-06 | 6.2725e-06 | 0 | 0.0014326 | 0.0014326 | 0 | 0.0014326
[79 empty] | WLDFR | HFTD - Distribution - Tier 3 - 5QU CoRE ¦ 5QU LoRE | Non-Red Flag Warning - Large Fires | 2031 | 0 | 5.777 | 0.74734 | 3.238 | 1.7917 | 1.2356 | 5.0764e-06 | 0 | 6.2725e-06 | 6.2725e-06 | 0 | 0.0014326 | 0.0014326 | 0 | 0.0014326
[79 empty] | WLDFR | HFTD - Distribution - Tier 3 - 5QU CoRE ¦ 5QU LoRE | Non-Red Flag Warning - Large Fires | 2032 | 0 | 5.777 | 0.74734 | 3.238 | 1.7917 | 1.2356 | 5.0764e-06 | 0 | 6.2725e-06 | 6.2725e-06 | 0 | 0.001503 | 0.001503 | 0 | 0.001503
[79 empty] | WLDFR | HFTD - Distribution - Tier 3 - 5QU CoRE ¦ 5QU LoRE | Non-Red Flag Warning - Large Fires | 2033 | 0 | 6.1205 | 0.77885 | 3.4265 | 1.9151 | 1.3207 | 5.0764e-06 | 0 | 6.7045e-06 | 6.7045e-06 | 0 | 0.001503 | 0.001503 | 0 | 0.001503
[79 empty] | WLDFR | HFTD - Distribution - Tier 3 - 5QU CoRE ¦ 5QU LoRE | Non-Red Flag Warning - Large Fires | 2034 | 0 | 6.1205 | 0.77885 | 3.4265 | 1.9151 | 1.3207 | 5.0764e-06 | 0 | 6.7045e-06 | 6.7045e-06 | 0 | 0.001503 | 0.001503 | 0 | 0.001503
[79 empty] | WLDFR | HFTD - Distribution - Tier 3 - 5QU CoRE ¦ 5QU LoRE | Non-Red Flag Warning - Large Fires | 2035 | 0 | 6.1205 | 0.77885 | 3.4265 | 1.9151 | 1.3207 | 5.0764e-06 | 0 | 6.7045e-06 | 6.7045e-06 | 0 | 0.001503 | 0.001503 | 0 | 0.001503
[79 empty] | WLDFR | HFTD - Distribution - Tier 3 - 5QU CoRE ¦ 5QU LoRE | Non-Red Flag Warning - Large Fires | 2036 | 0 | 6.1205 | 0.77885 | 3.4265 | 1.9151 | 1.3207 | 5.0764e-06 | 0 | 6.7045e-06 | 6.7045e-06 | 0 | 0.001503 | 0.001503 | 0 | 0.001503
[79 empty] | WLDFR | HFTD - Distribution - Tier 3 - 5QU CoRE ¦ 5QU LoRE | Non-Red Flag Warning - Large Fires | 2037 | 0 | 6.1205 | 0.77885 | 3.4265 | 1.9151 | 1.3207 | 5.0764e-06 | 0 | 6.7045e-06 | 6.7045e-06 | 0 | 0.001578 | 0.001578 | 0 | 0.001578
[79 empty] | WLDFR | HFTD - Distribution - Tier 3 - 5QU CoRE ¦ 5QU LoRE | Non-Red Flag Warning - Large Fires | 2038 | 0 | 6.5028 | 0.81304 | 3.6355 | 2.0543 | 1.4167 | 5.0764e-06 | 0 | 7.1916e-06 | 7.1916e-06 | 0 | 0.001578 | 0.001578 | 0 | 0.001578
[79 empty] | WLDFR | HFTD - Distribution - Tier 3 - 5QU CoRE ¦ 5QU LoRE | Non-Red Flag Warning - Large Fires | 2039 | 0 | 6.5028 | 0.81304 | 3.6355 | 2.0543 | 1.4167 | 5.0764e-06 | 0 | 7.1916e-06 | 7.1916e-06 | 0 | 0.001578 | 0.001578 | 0 | 0.001578
[79 empty] | WLDFR | HFTD - Distribution - Tier 3 - 5QU CoRE ¦ 5QU LoRE | Non-Red Flag Warning - Large Fires | 2040 | 0 | 6.5028 | 0.81304 | 3.6355 | 2.0543 | 1.4167 | 5.0764e-06 | 0 | 7.1916e-06 | 7.1916e-06 | 0 | 0.001578 | 0.001578 | 0 | 0.001578
[79 empty] | WLDFR | HFTD - Distribution - Tier 3 - 5QU CoRE ¦ 5QU LoRE | Non-Red Flag Warning - Large Fires | 2041 | 0 | 6.5028 | 0.81304 | 3.6355 | 2.0543 | 1.4167 | 5.0764e-06 | 0 | 7.1916e-06 | 7.1916e-06 | 0 | 0.001578 | 0.001578 | 0 | 0.001578
[79 empty] | WLDFR | HFTD - Distribution - Tier 3 - 5QU CoRE ¦ 5QU LoRE | Non-Red Flag Warning - Large Fires | 2042 | 0 | 6.5028 | 0.81304 | 3.6355 | 2.0543 | 1.4167 | 5.0764e-06 | 0 | 7.1916e-06 | 7.1916e-06 | 0 | 0.0016566 | 0.0016566 | 0 | 0.0016566
[79 empty] | WLDFR | HFTD - Distribution - Tier 3 - 5QU CoRE ¦ 5QU LoRE | Non-Red Flag Warning - Large Fires | 2043 | 0 | 6.9209 | 0.84944 | 3.8632 | 2.2083 | 1.5229 | 5.0764e-06 | 0 | 7.7309e-06 | 7.7309e-06 | 0 | 0.0016566 | 0.0016566 | 0 | 0.0016566
[79 empty] | WLDFR | HFTD - Distribution - Tier 3 - 5QU CoRE ¦ 5QU LoRE | Non-Red Flag Warning - Large Fires | 2044 | 0 | 6.9209 | 0.84944 | 3.8632 | 2.2083 | 1.5229 | 5.0764e-06 | 0 | 7.7309e-06 | 7.7309e-06 | 0 | 0.0016566 | 0.0016566 | 0 | 0.0016566
[79 empty] | WLDFR | HFTD - Distribution - Tier 3 - 5QU CoRE ¦ 5QU LoRE | Non-Red Flag Warning - Large Fires | 2045 | 0 | 6.9209 | 0.84944 | 3.8632 | 2.2083 | 1.5229 | 5.0764e-06 | 0 | 7.7309e-06 | 7.7309e-06 | 0 | 0.0016566 | 0.0016566 | 0 | 0.0016566
[79 empty] | WLDFR | HFTD - Distribution - Tier 3 - 5QU CoRE ¦ 5QU LoRE | Non-Red Flag Warning - Large Fires | 2046 | 0 | 6.9209 | 0.84944 | 3.8632 | 2.2083 | 1.5229 | 5.0764e-06 | 0 | 7.7309e-06 | 7.7309e-06 | 0 | 0 | 0.0016566 | 0 | 0.0016566
[79 empty] | WLDFR | HFTD - Distribution - Tier 3 - 5QU CoRE ¦ 5QU LoRE | Non-Red Flag Warning - Large Fires | 2047 | 0 | 6.9209 | 0.84944 | 3.8632 | 2.2083 | 1.5229 | 5.0764e-06 | 0 | 7.7309e-06 | 7.7309e-06 | 0 | 0.00012837 | 0 | 0 | 0
[79 empty] | WLDFR | HFTD - Distribution - Tier 3 - 5QU CoRE ¦ 5QU LoRE | Non-Red Flag Warning - Large Fires | 2048 | 0 | 7.3713 | 0.88759 | 4.1075 | 2.3763 | 1.6388 | 5.0764e-06 | 0 | 8.319e-06 | 8.319e-06 | 0 | 0.00013306 | 0.00013306 | 0 | 0.00013306
[79 empty] | WLDFR | HFTD - Distribution - Tier 3 - 5QU CoRE ¦ 5QU LoRE | Non-Red Flag Warning - Large Fires | 2049 | 0 | 7.3713 | 0.88759 | 4.1075 | 2.3763 | 1.6388 | 5.0764e-06 | 0 | 8.319e-06 | 8.319e-06 | 0 | 0.00013306 | 0.00013306 | 0 | 0.00013306
[79 empty] | WLDFR | HFTD - Distribution - Tier 3 - 5QU CoRE ¦ 5QU LoRE | Non-Red Flag Warning - Large Fires | 2050 | 0 | 7.3713 | 0.88759 | 4.1075 | 2.3763 | 1.6388 | 5.0764e-06 | 0 | 8.319e-06 | 8.319e-06 | 0 | 0.00013306 | 0.00013306 | 0 | 0.00013306
[79 empty] | WLDFR | HFTD - Distribution - Tier 3 - 5QU CoRE ¦ 5QU LoRE | Non-Red Flag Warning - Large Fires | 2051 | 0 | 7.3713 | 0.88759 | 4.1075 | 2.3763 | 1.6388 | 5.0764e-06 | 0 | 8.319e-06 | 8.319e-06 | 0 | 0.00013306 | 0.00013306 | 0 | 0.00013306
[79 empty] | WLDFR | HFTD - Distribution - Tier 3 - 5QU CoRE ¦ 5QU LoRE | Non-Red Flag Warning - Large Fires | 2052 | 0 | 7.3713 | 0.88759 | 4.1075 | 2.3763 | 1.6388 | 5.0764e-06 | 0 | 8.319e-06 | 8.319e-06 | 0 | 0.00013306 | 0.00013306 | 0 | 0.00013306
[79 empty] | WLDFR | HFTD - Distribution - Tier 3 - 5QU CoRE ¦ 5QU LoRE | Non-Red Flag Warning - Large Fires | 2053 | 0 | 7.8503 | 0.92702 | 4.3664 | 2.5569 | 1.7633 | 5.0764e-06 | 0 | 8.9511e-06 | 8.9511e-06 | 0 | 0.00013897 | 0.00013897 | 0 | 0.00013897
[79 empty] | WLDFR | HFTD - Distribution - Tier 3 - 5QU CoRE ¦ 5QU LoRE | Non-Red Flag Warning - Large Fires | 2054 | 0 | 7.8503 | 0.92702 | 4.3664 | 2.5569 | 1.7633 | 5.0764e-06 | 0 | 8.9511e-06 | 8.9511e-06 | 0 | 0.00013897 | 0.00013897 | 0 | 0.00013897
[79 empty] | WLDFR | HFTD - Distribution - Tier 3 - 5QU CoRE ¦ 5QU LoRE | Non-Red Flag Warning - Large Fires | 2055 | 0 | 7.8503 | 0.92702 | 4.3664 | 2.5569 | 1.7633 | 5.0764e-06 | 0 | 8.9511e-06 | 8.9511e-06 | 0 | 0.00013897 | 0.00013897 | 0 | 0.00013897
[79 empty] | WLDFR | HFTD - Distribution - Tier 3 - 5QU CoRE ¦ 5QU LoRE | Non-Red Flag Warning - Small Fires | 2026 | 0 | 0.080408 | 0.03759 | 0.0016314 | 0.041187 | 0.028403 | 0.0022082 | 0 | 6.272e-05 | 6.272e-05 | 0 | 0.00013897 | 0.00013897 | 0 | 0.00013897
[79 empty] | WLDFR | HFTD - Distribution - Tier 3 - 5QU CoRE ¦ 5QU LoRE | Non-Red Flag Warning - Small Fires | 2027 | 0 | 0.080408 | 0.03759 | 0.0016314 | 0.041187 | 0.028403 | 0.0022082 | 0 | 6.272e-05 | 6.272e-05 | 0 | 0.00013897 | 0.00013897 | 0 | 0.00013897
[79 empty] | WLDFR | HFTD - Distribution - Tier 3 - 5QU CoRE ¦ 5QU LoRE | Non-Red Flag Warning - Small Fires | 2028 | 0 | 0.083606 | 0.039055 | 0.001695 | 0.042856 | 0.029555 | 0.0022082 | 0 | 6.5263e-05 | 6.5263e-05 | 0 | 0.00014553 | 0.00014553 | 0 | 0.00014553
[79 empty] | WLDFR | HFTD - Distribution - Tier 3 - 5QU CoRE ¦ 5QU LoRE | Non-Red Flag Warning - Small Fires | 2029 | 0 | 0.083606 | 0.039055 | 0.001695 | 0.042856 | 0.029555 | 0.0022082 | 0 | 6.5263e-05 | 6.5263e-05 | 0 | 0.00014553 | 0.00014553 | 0 | 0.00014553
[79 empty] | WLDFR | HFTD - Distribution - Tier 3 - 5QU CoRE ¦ 5QU LoRE | Non-Red Flag Warning - Small Fires | 2030 | 0 | 0.083606 | 0.039055 | 0.001695 | 0.042856 | 0.029555 | 0.0022082 | 0 | 6.5263e-05 | 6.5263e-05 | 0 | 0.00014553 | 0.00014553 | 0 | 0.00014553
[79 empty] | WLDFR | HFTD - Distribution - Tier 3 - 5QU CoRE ¦ 5QU LoRE | Non-Red Flag Warning - Small Fires | 2031 | 0 | 0.083606 | 0.039055 | 0.001695 | 0.042856 | 0.029555 | 0.0022082 | 0 | 6.5263e-05 | 6.5263e-05 | 0 | 0.00014553 | 0.00014553 | 0 | 0.00014553
[79 empty] | WLDFR | HFTD - Distribution - Tier 3 - 5QU CoRE ¦ 5QU LoRE | Non-Red Flag Warning - Small Fires | 2032 | 0 | 0.083606 | 0.039055 | 0.001695 | 0.042856 | 0.029555 | 0.0022082 | 0 | 6.5263e-05 | 6.5263e-05 | 0 | 0.00014553 | 0.00014553 | 0 | 0.00014553
[79 empty] | WLDFR | HFTD - Distribution - Tier 3 - 5QU CoRE ¦ 5QU LoRE | Non-Red Flag Warning - Small Fires | 2033 | 0 | 0.087211 | 0.040679 | 0.0017655 | 0.044766 | 0.030872 | 0.0022082 | 0 | 6.8172e-05 | 6.8172e-05 | 0 | 0.00015264 | 0.00015264 | 0 | 0.00015264
[79 empty] | WLDFR | HFTD - Distribution - Tier 3 - 5QU CoRE ¦ 5QU LoRE | Non-Red Flag Warning - Small Fires | 2034 | 0 | 0.087211 | 0.040679 | 0.0017655 | 0.044766 | 0.030872 | 0.0022082 | 0 | 6.8172e-05 | 6.8172e-05 | 0 | 0.00015264 | 0.00015264 | 0 | 0.00015264
[79 empty] | WLDFR | HFTD - Distribution - Tier 3 - 5QU CoRE ¦ 5QU LoRE | Non-Red Flag Warning - Small Fires | 2035 | 0 | 0.087211 | 0.040679 | 0.0017655 | 0.044766 | 0.030872 | 0.0022082 | 0 | 6.8172e-05 | 6.8172e-05 | 0 | 0.00015264 | 0.00015264 | 0 | 0.00015264
[79 empty] | WLDFR | HFTD - Distribution - Tier 3 - 5QU CoRE ¦ 5QU LoRE | Non-Red Flag Warning - Small Fires | 2036 | 0 | 0.087211 | 0.040679 | 0.0017655 | 0.044766 | 0.030872 | 0.0022082 | 0 | 6.8172e-05 | 6.8172e-05 | 0 | 0.00015264 | 0.00015264 | 0 | 0.00015264
[79 empty] | WLDFR | HFTD - Distribution - Tier 3 - 5QU CoRE ¦ 5QU LoRE | Non-Red Flag Warning - Small Fires | 2037 | 0 | 0.087211 | 0.040679 | 0.0017655 | 0.044766 | 0.030872 | 0.0022082 | 0 | 6.8172e-05 | 6.8172e-05 | 0 | 0.00015264 | 0.00015264 | 0 | 0.00015264
[79 empty] | WLDFR | HFTD - Distribution - Tier 3 - 5QU CoRE ¦ 5QU LoRE | Non-Red Flag Warning - Small Fires | 2038 | 0 | 0.091184 | 0.042438 | 0.0018418 | 0.046905 | 0.032347 | 0.0022082 | 0 | 7.1428e-05 | 7.1428e-05 | 0 | 0.00016021 | 0.00016021 | 0 | 0.00016021
[79 empty] | WLDFR | HFTD - Distribution - Tier 3 - 5QU CoRE ¦ 5QU LoRE | Non-Red Flag Warning - Small Fires | 2039 | 0 | 0.091184 | 0.042438 | 0.0018418 | 0.046905 | 0.032347 | 0.0022082 | 0 | 7.1428e-05 | 7.1428e-05 | 0 | 0.00016021 | 0.00016021 | 0 | 0.00016021
[79 empty] | WLDFR | HFTD - Distribution - Tier 3 - 5QU CoRE ¦ 5QU LoRE | Non-Red Flag Warning - Small Fires | 2040 | 0 | 0.091184 | 0.042438 | 0.0018418 | 0.046905 | 0.032347 | 0.0022082 | 0 | 7.1428e-05 | 7.1428e-05 | 0 | 0.00016021 | 0.00016021 | 0 | 0.00016021
[79 empty] | WLDFR | HFTD - Distribution - Tier 3 - 5QU CoRE ¦ 5QU LoRE | Non-Red Flag Warning - Small Fires | 2041 | 0 | 0.091184 | 0.042438 | 0.0018418 | 0.046905 | 0.032347 | 0.0022082 | 0 | 7.1428e-05 | 7.1428e-05 | 0 | 0.00016021 | 0.00016021 | 0 | 0.00016021
[79 empty] | WLDFR | HFTD - Distribution - Tier 3 - 5QU CoRE ¦ 5QU LoRE | Non-Red Flag Warning - Small Fires | 2042 | 0 | 0.091184 | 0.042438 | 0.0018418 | 0.046905 | 0.032347 | 0.0022082 | 0 | 7.1428e-05 | 7.1428e-05 | 0 | 0.00016021 | 0.00016021 | 0 | 0.00016021
[79 empty] | WLDFR | HFTD - Distribution - Tier 3 - 5QU CoRE ¦ 5QU LoRE | Non-Red Flag Warning - Small Fires | 2043 | 0 | 0.095486 | 0.044306 | 0.0019228 | 0.049257 | 0.033969 | 0.0022082 | 0 | 7.501e-05 | 7.501e-05 | 0 | 0.00016814 | 0.00016814 | 0 | 0.00016814
[79 empty] | WLDFR | HFTD - Distribution - Tier 3 - 5QU CoRE ¦ 5QU LoRE | Non-Red Flag Warning - Small Fires | 2044 | 0 | 0.095486 | 0.044306 | 0.0019228 | 0.049257 | 0.033969 | 0.0022082 | 0 | 7.501e-05 | 7.501e-05 | 0 | 0.00016814 | 0.00016814 | 0 | 0.00016814
[79 empty] | WLDFR | HFTD - Distribution - Tier 3 - 5QU CoRE ¦ 5QU LoRE | Non-Red Flag Warning - Small Fires | 2045 | 0 | 0.095486 | 0.044306 | 0.0019228 | 0.049257 | 0.033969 | 0.0022082 | 0 | 7.501e-05 | 7.501e-05 | 0 | 0.00016814 | 0.00016814 | 0 | 0.00016814
[79 empty] | WLDFR | HFTD - Distribution - Tier 3 - 5QU CoRE ¦ 5QU LoRE | Non-Red Flag Warning - Small Fires | 2046 | 0 | 0.095486 | 0.044306 | 0.0019228 | 0.049257 | 0.033969 | 0.0022082 | 0 | 7.501e-05 | 7.501e-05 | 0 | 0.00016814 | 0.00016814 | 0 | 0.00016814
[79 empty] | WLDFR | HFTD - Distribution - Tier 3 - 5QU CoRE ¦ 5QU LoRE | Non-Red Flag Warning - Small Fires | 2047 | 0 | 0.095486 | 0.044306 | 0.0019228 | 0.049257 | 0.033969 | 0.0022082 | 0 | 7.501e-05 | 7.501e-05 | 0 | 0 | 0.00016814 | 0 | 0.00016814
[79 empty] | WLDFR | HFTD - Distribution - Tier 3 - 5QU CoRE ¦ 5QU LoRE | Non-Red Flag Warning - Small Fires | 2048 | 0 | 0.10007 | 0.04626 | 0.0020076 | 0.051804 | 0.035726 | 0.0022082 | 0 | 7.8889e-05 | 7.8889e-05 | 0 | 5.7933e-06 | 0 | 0 | 0
[79 empty] | WLDFR | HFTD - Distribution - Tier 3 - 5QU CoRE ¦ 5QU LoRE | Non-Red Flag Warning - Small Fires | 2049 | 0 | 0.10007 | 0.04626 | 0.0020076 | 0.051804 | 0.035726 | 0.0022082 | 0 | 7.8889e-05 | 7.8889e-05 | 0 | 6.0525e-06 | 6.0525e-06 | 0 | 6.0525e-06
[79 empty] | WLDFR | HFTD - Distribution - Tier 3 - 5QU CoRE ¦ 5QU LoRE | Non-Red Flag Warning - Small Fires | 2050 | 0 | 0.10007 | 0.04626 | 0.0020076 | 0.051804 | 0.035726 | 0.0022082 | 0 | 7.8889e-05 | 7.8889e-05 | 0 | 6.0525e-06 | 6.0525e-06 | 0 | 6.0525e-06
[79 empty] | WLDFR | HFTD - Distribution - Tier 3 - 5QU CoRE ¦ 5QU LoRE | Non-Red Flag Warning - Small Fires | 2051 | 0 | 0.10007 | 0.04626 | 0.0020076 | 0.051804 | 0.035726 | 0.0022082 | 0 | 7.8889e-05 | 7.8889e-05 | 0 | 6.0525e-06 | 6.0525e-06 | 0 | 6.0525e-06
[79 empty] | WLDFR | HFTD - Distribution - Tier 3 - 5QU CoRE ¦ 5QU LoRE | Non-Red Flag Warning - Small Fires | 2052 | 0 | 0.10007 | 0.04626 | 0.0020076 | 0.051804 | 0.035726 | 0.0022082 | 0 | 7.8889e-05 | 7.8889e-05 | 0 | 6.0525e-06 | 6.0525e-06 | 0 | 6.0525e-06
[79 empty] | WLDFR | HFTD - Distribution - Tier 3 - 5QU CoRE ¦ 5QU LoRE | Non-Red Flag Warning - Small Fires | 2053 | 0 | 0.10489 | 0.048274 | 0.002095 | 0.054525 | 0.037602 | 0.0022082 | 0 | 8.3033e-05 | 8.3033e-05 | 0 | 6.0525e-06 | 6.0525e-06 | 0 | 6.0525e-06
[79 empty] | WLDFR | HFTD - Distribution - Tier 3 - 5QU CoRE ¦ 5QU LoRE | Non-Red Flag Warning - Small Fires | 2054 | 0 | 0.10489 | 0.048274 | 0.002095 | 0.054525 | 0.037602 | 0.0022082 | 0 | 8.3033e-05 | 8.3033e-05 | 0 | 6.3863e-06 | 6.3863e-06 | 0 | 6.3863e-06
[79 empty] | WLDFR | HFTD - Distribution - Tier 3 - 5QU CoRE ¦ 5QU LoRE | Non-Red Flag Warning - Small Fires | 2055 | 0 | 0.10489 | 0.048274 | 0.002095 | 0.054525 | 0.037602 | 0.0022082 | 0 | 8.3033e-05 | 8.3033e-05 | 0 | 6.3863e-06 | 6.3863e-06 | 0 | 6.3863e-06
[79 empty] | WLDFR | HFTD - Distribution - Tier 3 - 5QU CoRE ¦ 5QU LoRE | Red Flag Warning - Catastrophic Fires | 2026 | 0 | 14664.6376 | 233.2301 | 8896.516 | 5534.8915 | 3817.0051 | 7.9666e-07 | 0 | 0.0030409 | 0.0030409 | 0 | 6.3863e-06 | 6.3863e-06 | 0 | 6.3863e-06
[79 empty] | WLDFR | HFTD - Distribution - Tier 3 - 5QU CoRE ¦ 5QU LoRE | Red Flag Warning - Catastrophic Fires | 2027 | 0 | 14664.6376 | 233.2301 | 8896.516 | 5534.8915 | 3817.0051 | 7.9666e-07 | 0 | 0.0030409 | 0.0030409 | 0 | 6.3863e-06 | 6.3863e-06 | 0 | 6.3863e-06
[79 empty] | WLDFR | HFTD - Distribution - Tier 3 - 5QU CoRE ¦ 5QU LoRE | Red Flag Warning - Catastrophic Fires | 2028 | 0 | 15317.9909 | 247.273 | 9287.6491 | 5783.0689 | 3988.1546 | 7.9666e-07 | 0 | 0.0031772 | 0.0031772 | 0 | 6.3863e-06 | 6.3863e-06 | 0 | 6.3863e-06
[79 empty] | WLDFR | HFTD - Distribution - Tier 3 - 5QU CoRE ¦ 5QU LoRE | Red Flag Warning - Catastrophic Fires | 2029 | 0 | 15317.9909 | 247.273 | 9287.6491 | 5783.0689 | 3988.1546 | 7.9666e-07 | 0 | 0.0031772 | 0.0031772 | 0 | 6.7661e-06 | 6.7661e-06 | 0 | 6.7661e-06
[79 empty] | WLDFR | HFTD - Distribution - Tier 3 - 5QU CoRE ¦ 5QU LoRE | Red Flag Warning - Catastrophic Fires | 2030 | 0 | 15317.9909 | 247.273 | 9287.6491 | 5783.0689 | 3988.1546 | 7.9666e-07 | 0 | 0.0031772 | 0.0031772 | 0 | 6.7661e-06 | 6.7661e-06 | 0 | 6.7661e-06
[79 empty] | WLDFR | HFTD - Distribution - Tier 3 - 5QU CoRE ¦ 5QU LoRE | Red Flag Warning - Catastrophic Fires | 2031 | 0 | 15317.9909 | 247.273 | 9287.6491 | 5783.0689 | 3988.1546 | 7.9666e-07 | 0 | 0.0031772 | 0.0031772 | 0 | 6.7661e-06 | 6.7661e-06 | 0 | 6.7661e-06
[79 empty] | WLDFR | HFTD - Distribution - Tier 3 - 5QU CoRE ¦ 5QU LoRE | Red Flag Warning - Catastrophic Fires | 2032 | 0 | 15317.9909 | 247.273 | 9287.6491 | 5783.0689 | 3988.1546 | 7.9666e-07 | 0 | 0.0031772 | 0.0031772 | 0 | 6.7661e-06 | 6.7661e-06 | 0 | 6.7661e-06
[79 empty] | WLDFR | HFTD - Distribution - Tier 3 - 5QU CoRE ¦ 5QU LoRE | Red Flag Warning - Catastrophic Fires | 2033 | 0 | 16044.1264 | 263.1074 | 9721.74 | 6059.2791 | 4178.6364 | 7.9666e-07 | 0 | 0.003329 | 0.003329 | 0 | 6.7661e-06 | 6.7661e-06 | 0 | 6.7661e-06
[79 empty] | WLDFR | HFTD - Distribution - Tier 3 - 5QU CoRE ¦ 5QU LoRE | Red Flag Warning - Catastrophic Fires | 2034 | 0 | 16044.1264 | 263.1074 | 9721.74 | 6059.2791 | 4178.6364 | 7.9666e-07 | 0 | 0.003329 | 0.003329 | 0 | 7.1887e-06 | 7.1887e-06 | 0 | 7.1887e-06
[79 empty] | WLDFR | HFTD - Distribution - Tier 3 - 5QU CoRE ¦ 5QU LoRE | Red Flag Warning - Catastrophic Fires | 2035 | 0 | 16044.1264 | 263.1074 | 9721.74 | 6059.2791 | 4178.6364 | 7.9666e-07 | 0 | 0.003329 | 0.003329 | 0 | 7.1887e-06 | 7.1887e-06 | 0 | 7.1887e-06
[79 empty] | WLDFR | HFTD - Distribution - Tier 3 - 5QU CoRE ¦ 5QU LoRE | Red Flag Warning - Catastrophic Fires | 2036 | 0 | 16044.1264 | 263.1074 | 9721.74 | 6059.2791 | 4178.6364 | 7.9666e-07 | 0 | 0.003329 | 0.003329 | 0 | 7.1887e-06 | 7.1887e-06 | 0 | 7.1887e-06
[79 empty] | WLDFR | HFTD - Distribution - Tier 3 - 5QU CoRE ¦ 5QU LoRE | Red Flag Warning - Catastrophic Fires | 2037 | 0 | 16044.1264 | 263.1074 | 9721.74 | 6059.2791 | 4178.6364 | 7.9666e-07 | 0 | 0.003329 | 0.003329 | 0 | 7.1887e-06 | 7.1887e-06 | 0 | 7.1887e-06
[79 empty] | WLDFR | HFTD - Distribution - Tier 3 - 5QU CoRE ¦ 5QU LoRE | Red Flag Warning - Catastrophic Fires | 2038 | 0 | 16832.3912 | 280.5544 | 10192.2718 | 6359.5651 | 4385.7214 | 7.9666e-07 | 0 | 0.0034939 | 0.0034939 | 0 | 7.1887e-06 | 7.1887e-06 | 0 | 7.1887e-06
[79 empty] | WLDFR | HFTD - Distribution - Tier 3 - 5QU CoRE ¦ 5QU LoRE | Red Flag Warning - Catastrophic Fires | 2039 | 0 | 16832.3912 | 280.5544 | 10192.2718 | 6359.5651 | 4385.7214 | 7.9666e-07 | 0 | 0.0034939 | 0.0034939 | 0 | 7.6509e-06 | 7.6509e-06 | 0 | 7.6509e-06
[79 empty] | WLDFR | HFTD - Distribution - Tier 3 - 5QU CoRE ¦ 5QU LoRE | Red Flag Warning - Catastrophic Fires | 2040 | 0 | 16832.3912 | 280.5544 | 10192.2718 | 6359.5651 | 4385.7214 | 7.9666e-07 | 0 | 0.0034939 | 0.0034939 | 0 | 7.6509e-06 | 7.6509e-06 | 0 | 7.6509e-06
[79 empty] | WLDFR | HFTD - Distribution - Tier 3 - 5QU CoRE ¦ 5QU LoRE | Red Flag Warning - Catastrophic Fires | 2041 | 0 | 16832.3912 | 280.5544 | 10192.2718 | 6359.5651 | 4385.7214 | 7.9666e-07 | 0 | 0.0034939 | 0.0034939 | 0 | 7.6509e-06 | 7.6509e-06 | 0 | 7.6509e-06
[79 empty] | WLDFR | HFTD - Distribution - Tier 3 - 5QU CoRE ¦ 5QU LoRE | Red Flag Warning - Catastrophic Fires | 2042 | 0 | 16832.3912 | 280.5544 | 10192.2718 | 6359.5651 | 4385.7214 | 7.9666e-07 | 0 | 0.0034939 | 0.0034939 | 0 | 7.6509e-06 | 7.6509e-06 | 0 | 7.6509e-06
[79 empty] | WLDFR | HFTD - Distribution - Tier 3 - 5QU CoRE ¦ 5QU LoRE | Red Flag Warning - Catastrophic Fires | 2043 | 0 | 17672.0852 | 299.42 | 10692.7362 | 6679.929 | 4606.6527 | 7.9666e-07 | 0 | 0.00367 | 0.00367 | 0 | 7.6509e-06 | 7.6509e-06 | 0 | 7.6509e-06
[79 empty] | WLDFR | HFTD - Distribution - Tier 3 - 5QU CoRE ¦ 5QU LoRE | Red Flag Warning - Catastrophic Fires | 2044 | 0 | 17672.0852 | 299.42 | 10692.7362 | 6679.929 | 4606.6527 | 7.9666e-07 | 0 | 0.00367 | 0.00367 | 0 | 8.1488e-06 | 8.1488e-06 | 0 | 8.1488e-06
[79 empty] | WLDFR | HFTD - Distribution - Tier 3 - 5QU CoRE ¦ 5QU LoRE | Red Flag Warning - Catastrophic Fires | 2045 | 0 | 17672.0852 | 299.42 | 10692.7362 | 6679.929 | 4606.6527 | 7.9666e-07 | 0 | 0.00367 | 0.00367 | 0 | 8.1488e-06 | 8.1488e-06 | 0 | 8.1488e-06
[79 empty] | WLDFR | HFTD - Distribution - Tier 3 - 5QU CoRE ¦ 5QU LoRE | Red Flag Warning - Catastrophic Fires | 2046 | 0 | 17672.0852 | 299.42 | 10692.7362 | 6679.929 | 4606.6527 | 7.9666e-07 | 0 | 0.00367 | 0.00367 | 0 | 8.1488e-06 | 8.1488e-06 | 0 | 8.1488e-06
[79 empty] | WLDFR | HFTD - Distribution - Tier 3 - 5QU CoRE ¦ 5QU LoRE | Red Flag Warning - Catastrophic Fires | 2047 | 0 | 17672.0852 | 299.42 | 10692.7362 | 6679.929 | 4606.6527 | 7.9666e-07 | 0 | 0.00367 | 0.00367 | 0 | 8.1488e-06 | 8.1488e-06 | 0 | 8.1488e-06
[79 empty] | WLDFR | HFTD - Distribution - Tier 3 - 5QU CoRE ¦ 5QU LoRE | Red Flag Warning - Catastrophic Fires | 2048 | 0 | 18552.3348 | 319.4911 | 11216.5626 | 7016.281 | 4838.6098 | 7.9666e-07 | 0 | 0.0038547 | 0.0038547 | 0 | 0 | 8.1488e-06 | 0 | 8.1488e-06
[79 empty] | WLDFR | HFTD - Distribution - Tier 3 - 5QU CoRE ¦ 5QU LoRE | Red Flag Warning - Catastrophic Fires | 2049 | 0 | 18552.3348 | 319.4911 | 11216.5626 | 7016.281 | 4838.6098 | 7.9666e-07 | 0 | 0.0038547 | 0.0038547 | 0 | 2.1405e-06 | 0 | 0 | 0
[79 empty] | WLDFR | HFTD - Distribution - Tier 3 - 5QU CoRE ¦ 5QU LoRE | Red Flag Warning - Catastrophic Fires | 2050 | 0 | 18552.3348 | 319.4911 | 11216.5626 | 7016.281 | 4838.6098 | 7.9666e-07 | 0 | 0.0038547 | 0.0038547 | 0 | 2.2094e-06 | 2.2094e-06 | 0 | 2.2094e-06
[79 empty] | WLDFR | HFTD - Distribution - Tier 3 - 5QU CoRE ¦ 5QU LoRE | Red Flag Warning - Catastrophic Fires | 2051 | 0 | 18552.3348 | 319.4911 | 11216.5626 | 7016.281 | 4838.6098 | 7.9666e-07 | 0 | 0.0038547 | 0.0038547 | 0 | 2.2094e-06 | 2.2094e-06 | 0 | 2.2094e-06
[79 empty] | WLDFR | HFTD - Distribution - Tier 3 - 5QU CoRE ¦ 5QU LoRE | Red Flag Warning - Catastrophic Fires | 2052 | 0 | 18552.3348 | 319.4911 | 11216.5626 | 7016.281 | 4838.6098 | 7.9666e-07 | 0 | 0.0038547 | 0.0038547 | 0 | 2.2094e-06 | 2.2094e-06 | 0 | 2.2094e-06
[79 empty] | WLDFR | HFTD - Distribution - Tier 3 - 5QU CoRE ¦ 5QU LoRE | Red Flag Warning - Catastrophic Fires | 2053 | 0 | 19462.1283 | 340.5356 | 11757.1413 | 7364.4514 | 5078.7171 | 7.9666e-07 | 0 | 0.004046 | 0.004046 | 0 | 2.2094e-06 | 2.2094e-06 | 0 | 2.2094e-06
[79 empty] | WLDFR | HFTD - Distribution - Tier 3 - 5QU CoRE ¦ 5QU LoRE | Red Flag Warning - Catastrophic Fires | 2054 | 0 | 19462.1283 | 340.5356 | 11757.1413 | 7364.4514 | 5078.7171 | 7.9666e-07 | 0 | 0.004046 | 0.004046 | 0 | 2.2094e-06 | 2.2094e-06 | 0 | 2.2094e-06
[79 empty] | WLDFR | HFTD - Distribution - Tier 3 - 5QU CoRE ¦ 5QU LoRE | Red Flag Warning - Catastrophic Fires | 2055 | 0 | 19462.1283 | 340.5356 | 11757.1413 | 7364.4514 | 5078.7171 | 7.9666e-07 | 0 | 0.004046 | 0.004046 | 0 | 2.2973e-06 | 2.2973e-06 | 0 | 2.2973e-06
[79 empty] | WLDFR | HFTD - Distribution - Tier 3 - 5QU CoRE ¦ 5QU LoRE | Red Flag Warning - Large Fires | 2026 | 0 | 5.475 | 0.71896 | 3.0715 | 1.6846 | 1.1617 | 1.174e-05 | 0 | 1.3639e-05 | 1.3639e-05 | 0 | 2.2973e-06 | 2.2973e-06 | 0 | 2.2973e-06
[79 empty] | WLDFR | HFTD - Distribution - Tier 3 - 5QU CoRE ¦ 5QU LoRE | Red Flag Warning - Large Fires | 2027 | 0 | 5.475 | 0.71896 | 3.0715 | 1.6846 | 1.1617 | 1.174e-05 | 0 | 1.3639e-05 | 1.3639e-05 | 0 | 2.2973e-06 | 2.2973e-06 | 0 | 2.2973e-06
[79 empty] | WLDFR | HFTD - Distribution - Tier 3 - 5QU CoRE ¦ 5QU LoRE | Red Flag Warning - Large Fires | 2028 | 0 | 5.777 | 0.74734 | 3.238 | 1.7917 | 1.2356 | 1.174e-05 | 0 | 1.4506e-05 | 1.4506e-05 | 0 | 2.2973e-06 | 2.2973e-06 | 0 | 2.2973e-06
[79 empty] | WLDFR | HFTD - Distribution - Tier 3 - 5QU CoRE ¦ 5QU LoRE | Red Flag Warning - Large Fires | 2029 | 0 | 5.777 | 0.74734 | 3.238 | 1.7917 | 1.2356 | 1.174e-05 | 0 | 1.4506e-05 | 1.4506e-05 | 0 | 2.2973e-06 | 2.2973e-06 | 0 | 2.2973e-06
[79 empty] | WLDFR | HFTD - Distribution - Tier 3 - 5QU CoRE ¦ 5QU LoRE | Red Flag Warning - Large Fires | 2030 | 0 | 5.777 | 0.74734 | 3.238 | 1.7917 | 1.2356 | 1.174e-05 | 0 | 1.4506e-05 | 1.4506e-05 | 0 | 2.3964e-06 | 2.3964e-06 | 0 | 2.3964e-06
[79 empty] | WLDFR | HFTD - Distribution - Tier 3 - 5QU CoRE ¦ 5QU LoRE | Red Flag Warning - Large Fires | 2031 | 0 | 5.777 | 0.74734 | 3.238 | 1.7917 | 1.2356 | 1.174e-05 | 0 | 1.4506e-05 | 1.4506e-05 | 0 | 2.3964e-06 | 2.3964e-06 | 0 | 2.3964e-06
[79 empty] | WLDFR | HFTD - Distribution - Tier 3 - 5QU CoRE ¦ 5QU LoRE | Red Flag Warning - Large Fires | 2032 | 0 | 5.777 | 0.74734 | 3.238 | 1.7917 | 1.2356 | 1.174e-05 | 0 | 1.4506e-05 | 1.4506e-05 | 0 | 2.3964e-06 | 2.3964e-06 | 0 | 2.3964e-06
[79 empty] | WLDFR | HFTD - Distribution - Tier 3 - 5QU CoRE ¦ 5QU LoRE | Red Flag Warning - Large Fires | 2033 | 0 | 6.1205 | 0.77885 | 3.4265 | 1.9151 | 1.3207 | 1.174e-05 | 0 | 1.5505e-05 | 1.5505e-05 | 0 | 2.3964e-06 | 2.3964e-06 | 0 | 2.3964e-06
[79 empty] | WLDFR | HFTD - Distribution - Tier 3 - 5QU CoRE ¦ 5QU LoRE | Red Flag Warning - Large Fires | 2034 | 0 | 6.1205 | 0.77885 | 3.4265 | 1.9151 | 1.3207 | 1.174e-05 | 0 | 1.5505e-05 | 1.5505e-05 | 0 | 2.3964e-06 | 2.3964e-06 | 0 | 2.3964e-06
[79 empty] | WLDFR | HFTD - Distribution - Tier 3 - 5QU CoRE ¦ 5QU LoRE | Red Flag Warning - Large Fires | 2035 | 0 | 6.1205 | 0.77885 | 3.4265 | 1.9151 | 1.3207 | 1.174e-05 | 0 | 1.5505e-05 | 1.5505e-05 | 0 | 2.5055e-06 | 2.5055e-06 | 0 | 2.5055e-06
[79 empty] | WLDFR | HFTD - Distribution - Tier 3 - 5QU CoRE ¦ 5QU LoRE | Red Flag Warning - Large Fires | 2036 | 0 | 6.1205 | 0.77885 | 3.4265 | 1.9151 | 1.3207 | 1.174e-05 | 0 | 1.5505e-05 | 1.5505e-05 | 0 | 2.5055e-06 | 2.5055e-06 | 0 | 2.5055e-06
[79 empty] | WLDFR | HFTD - Distribution - Tier 3 - 5QU CoRE ¦ 5QU LoRE | Red Flag Warning - Large Fires | 2037 | 0 | 6.1205 | 0.77885 | 3.4265 | 1.9151 | 1.3207 | 1.174e-05 | 0 | 1.5505e-05 | 1.5505e-05 | 0 | 2.5055e-06 | 2.5055e-06 | 0 | 2.5055e-06
[79 empty] | WLDFR | HFTD - Distribution - Tier 3 - 5QU CoRE ¦ 5QU LoRE | Red Flag Warning - Large Fires | 2038 | 0 | 6.5028 | 0.81304 | 3.6355 | 2.0543 | 1.4167 | 1.174e-05 | 0 | 1.6632e-05 | 1.6632e-05 | 0 | 2.5055e-06 | 2.5055e-06 | 0 | 2.5055e-06
[79 empty] | WLDFR | HFTD - Distribution - Tier 3 - 5QU CoRE ¦ 5QU LoRE | Red Flag Warning - Large Fires | 2039 | 0 | 6.5028 | 0.81304 | 3.6355 | 2.0543 | 1.4167 | 1.174e-05 | 0 | 1.6632e-05 | 1.6632e-05 | 0 | 2.5055e-06 | 2.5055e-06 | 0 | 2.5055e-06
[79 empty] | WLDFR | HFTD - Distribution - Tier 3 - 5QU CoRE ¦ 5QU LoRE | Red Flag Warning - Large Fires | 2040 | 0 | 6.5028 | 0.81304 | 3.6355 | 2.0543 | 1.4167 | 1.174e-05 | 0 | 1.6632e-05 | 1.6632e-05 | 0 | 2.6237e-06 | 2.6237e-06 | 0 | 2.6237e-06
[79 empty] | WLDFR | HFTD - Distribution - Tier 3 - 5QU CoRE ¦ 5QU LoRE | Red Flag Warning - Large Fires | 2041 | 0 | 6.5028 | 0.81304 | 3.6355 | 2.0543 | 1.4167 | 1.174e-05 | 0 | 1.6632e-05 | 1.6632e-05 | 0 | 2.6237e-06 | 2.6237e-06 | 0 | 2.6237e-06
[79 empty] | WLDFR | HFTD - Distribution - Tier 3 - 5QU CoRE ¦ 5QU LoRE | Red Flag Warning - Large Fires | 2042 | 0 | 6.5028 | 0.81304 | 3.6355 | 2.0543 | 1.4167 | 1.174e-05 | 0 | 1.6632e-05 | 1.6632e-05 | 0 | 2.6237e-06 | 2.6237e-06 | 0 | 2.6237e-06
[79 empty] | WLDFR | HFTD - Distribution - Tier 3 - 5QU CoRE ¦ 5QU LoRE | Red Flag Warning - Large Fires | 2043 | 0 | 6.9209 | 0.84944 | 3.8632 | 2.2083 | 1.5229 | 1.174e-05 | 0 | 1.7879e-05 | 1.7879e-05 | 0 | 2.6237e-06 | 2.6237e-06 | 0 | 2.6237e-06
[79 empty] | WLDFR | HFTD - Distribution - Tier 3 - 5QU CoRE ¦ 5QU LoRE | Red Flag Warning - Large Fires | 2044 | 0 | 6.9209 | 0.84944 | 3.8632 | 2.2083 | 1.5229 | 1.174e-05 | 0 | 1.7879e-05 | 1.7879e-05 | 0 | 2.6237e-06 | 2.6237e-06 | 0 | 2.6237e-06
[79 empty] | WLDFR | HFTD - Distribution - Tier 3 - 5QU CoRE ¦ 5QU LoRE | Red Flag Warning - Large Fires | 2045 | 0 | 6.9209 | 0.84944 | 3.8632 | 2.2083 | 1.5229 | 1.174e-05 | 0 | 1.7879e-05 | 1.7879e-05 | 0 | 2.7497e-06 | 2.7497e-06 | 0 | 2.7497e-06
[79 empty] | WLDFR | HFTD - Distribution - Tier 3 - 5QU CoRE ¦ 5QU LoRE | Red Flag Warning - Large Fires | 2046 | 0 | 6.9209 | 0.84944 | 3.8632 | 2.2083 | 1.5229 | 1.174e-05 | 0 | 1.7879e-05 | 1.7879e-05 | 0 | 2.7497e-06 | 2.7497e-06 | 0 | 2.7497e-06
[79 empty] | WLDFR | HFTD - Distribution - Tier 3 - 5QU CoRE ¦ 5QU LoRE | Red Flag Warning - Large Fires | 2047 | 0 | 6.9209 | 0.84944 | 3.8632 | 2.2083 | 1.5229 | 1.174e-05 | 0 | 1.7879e-05 | 1.7879e-05 | 0 | 2.7497e-06 | 2.7497e-06 | 0 | 2.7497e-06
[79 empty] | WLDFR | HFTD - Distribution - Tier 3 - 5QU CoRE ¦ 5QU LoRE | Red Flag Warning - Large Fires | 2048 | 0 | 7.3713 | 0.88759 | 4.1075 | 2.3763 | 1.6388 | 1.174e-05 | 0 | 1.9239e-05 | 1.9239e-05 | 0 | 2.7497e-06 | 2.7497e-06 | 0 | 2.7497e-06
[79 empty] | WLDFR | HFTD - Distribution - Tier 3 - 5QU CoRE ¦ 5QU LoRE | Red Flag Warning - Large Fires | 2049 | 0 | 7.3713 | 0.88759 | 4.1075 | 2.3763 | 1.6388 | 1.174e-05 | 0 | 1.9239e-05 | 1.9239e-05 | 0 | 0 | 2.7497e-06 | 0 | 2.7497e-06
[79 empty] | WLDFR | HFTD - Distribution - Tier 3 - 5QU CoRE ¦ 5QU LoRE | Red Flag Warning - Large Fires | 2050 | 0 | 7.3713 | 0.88759 | 4.1075 | 2.3763 | 1.6388 | 1.174e-05 | 0 | 1.9239e-05 | 1.9239e-05 | 0 | 2.476e-05 | 0 | 0 | 0
[79 empty] | WLDFR | HFTD - Distribution - Tier 3 - 5QU CoRE ¦ 5QU LoRE | Red Flag Warning - Large Fires | 2051 | 0 | 7.3713 | 0.88759 | 4.1075 | 2.3763 | 1.6388 | 1.174e-05 | 0 | 1.9239e-05 | 1.9239e-05 | 0 | 2.5668e-05 | 2.5668e-05 | 0 | 2.5668e-05
[79 empty] | WLDFR | HFTD - Distribution - Tier 3 - 5QU CoRE ¦ 5QU LoRE | Red Flag Warning - Large Fires | 2052 | 0 | 7.3713 | 0.88759 | 4.1075 | 2.3763 | 1.6388 | 1.174e-05 | 0 | 1.9239e-05 | 1.9239e-05 | 0 | 2.5668e-05 | 2.5668e-05 | 0 | 2.5668e-05
[79 empty] | WLDFR | HFTD - Distribution - Tier 3 - 5QU CoRE ¦ 5QU LoRE | Red Flag Warning - Large Fires | 2053 | 0 | 7.8503 | 0.92702 | 4.3664 | 2.5569 | 1.7633 | 1.174e-05 | 0 | 2.0701e-05 | 2.0701e-05 | 0 | 2.5668e-05 | 2.5668e-05 | 0 | 2.5668e-05
[79 empty] | WLDFR | HFTD - Distribution - Tier 3 - 5QU CoRE ¦ 5QU LoRE | Red Flag Warning - Large Fires | 2054 | 0 | 7.8503 | 0.92702 | 4.3664 | 2.5569 | 1.7633 | 1.174e-05 | 0 | 2.0701e-05 | 2.0701e-05 | 0 | 2.5668e-05 | 2.5668e-05 | 0 | 2.5668e-05
[79 empty] | WLDFR | HFTD - Distribution - Tier 3 - 5QU CoRE ¦ 5QU LoRE | Red Flag Warning - Large Fires | 2055 | 0 | 7.8503 | 0.92702 | 4.3664 | 2.5569 | 1.7633 | 1.174e-05 | 0 | 2.0701e-05 | 2.0701e-05 | 0 | 2.5668e-05 | 2.5668e-05 | 0 | 2.5668e-05
[79 empty] | WLDFR | HFTD - Distribution - Tier 3 - 5QU CoRE ¦ 5QU LoRE | Red Flag Warning - Small Fires | 2026 | 0 | 0.080408 | 0.03759 | 0.0016314 | 0.041187 | 0.028403 | 0.00031315 | 0 | 8.8944e-06 | 8.8944e-06 | 0 | 2.6812e-05 | 2.6812e-05 | 0 | 2.6812e-05
[79 empty] | WLDFR | HFTD - Distribution - Tier 3 - 5QU CoRE ¦ 5QU LoRE | Red Flag Warning - Small Fires | 2027 | 0 | 0.080408 | 0.03759 | 0.0016314 | 0.041187 | 0.028403 | 0.00031315 | 0 | 8.8944e-06 | 8.8944e-06 | 0 | 2.6812e-05 | 2.6812e-05 | 0 | 2.6812e-05
[79 empty] | WLDFR | HFTD - Distribution - Tier 3 - 5QU CoRE ¦ 5QU LoRE | Red Flag Warning - Small Fires | 2028 | 0 | 0.083606 | 0.039055 | 0.001695 | 0.042856 | 0.029555 | 0.00031315 | 0 | 9.255e-06 | 9.255e-06 | 0 | 2.6812e-05 | 2.6812e-05 | 0 | 2.6812e-05
[79 empty] | WLDFR | HFTD - Distribution - Tier 3 - 5QU CoRE ¦ 5QU LoRE | Red Flag Warning - Small Fires | 2029 | 0 | 0.083606 | 0.039055 | 0.001695 | 0.042856 | 0.029555 | 0.00031315 | 0 | 9.255e-06 | 9.255e-06 | 0 | 2.6812e-05 | 2.6812e-05 | 0 | 2.6812e-05
[79 empty] | WLDFR | HFTD - Distribution - Tier 3 - 5QU CoRE ¦ 5QU LoRE | Red Flag Warning - Small Fires | 2030 | 0 | 0.083606 | 0.039055 | 0.001695 | 0.042856 | 0.029555 | 0.00031315 | 0 | 9.255e-06 | 9.255e-06 | 0 | 2.6812e-05 | 2.6812e-05 | 0 | 2.6812e-05
[79 empty] | WLDFR | HFTD - Distribution - Tier 3 - 5QU CoRE ¦ 5QU LoRE | Red Flag Warning - Small Fires | 2031 | 0 | 0.083606 | 0.039055 | 0.001695 | 0.042856 | 0.029555 | 0.00031315 | 0 | 9.255e-06 | 9.255e-06 | 0 | 2.8083e-05 | 2.8083e-05 | 0 | 2.8083e-05
[79 empty] | WLDFR | HFTD - Distribution - Tier 3 - 5QU CoRE ¦ 5QU LoRE | Red Flag Warning - Small Fires | 2032 | 0 | 0.083606 | 0.039055 | 0.001695 | 0.042856 | 0.029555 | 0.00031315 | 0 | 9.255e-06 | 9.255e-06 | 0 | 2.8083e-05 | 2.8083e-05 | 0 | 2.8083e-05
[79 empty] | WLDFR | HFTD - Distribution - Tier 3 - 5QU CoRE ¦ 5QU LoRE | Red Flag Warning - Small Fires | 2033 | 0 | 0.087211 | 0.040679 | 0.0017655 | 0.044766 | 0.030872 | 0.00031315 | 0 | 9.6675e-06 | 9.6675e-06 | 0 | 2.8083e-05 | 2.8083e-05 | 0 | 2.8083e-05
[79 empty] | WLDFR | HFTD - Distribution - Tier 3 - 5QU CoRE ¦ 5QU LoRE | Red Flag Warning - Small Fires | 2034 | 0 | 0.087211 | 0.040679 | 0.0017655 | 0.044766 | 0.030872 | 0.00031315 | 0 | 9.6675e-06 | 9.6675e-06 | 0 | 2.8083e-05 | 2.8083e-05 | 0 | 2.8083e-05
[79 empty] | WLDFR | HFTD - Distribution - Tier 3 - 5QU CoRE ¦ 5QU LoRE | Red Flag Warning - Small Fires | 2035 | 0 | 0.087211 | 0.040679 | 0.0017655 | 0.044766 | 0.030872 | 0.00031315 | 0 | 9.6675e-06 | 9.6675e-06 | 0 | 2.8083e-05 | 2.8083e-05 | 0 | 2.8083e-05
[79 empty] | WLDFR | HFTD - Distribution - Tier 3 - 5QU CoRE ¦ 5QU LoRE | Red Flag Warning - Small Fires | 2036 | 0 | 0.087211 | 0.040679 | 0.0017655 | 0.044766 | 0.030872 | 0.00031315 | 0 | 9.6675e-06 | 9.6675e-06 | 0 | 2.9462e-05 | 2.9462e-05 | 0 | 2.9462e-05
[79 empty] | WLDFR | HFTD - Distribution - Tier 3 - 5QU CoRE ¦ 5QU LoRE | Red Flag Warning - Small Fires | 2037 | 0 | 0.087211 | 0.040679 | 0.0017655 | 0.044766 | 0.030872 | 0.00031315 | 0 | 9.6675e-06 | 9.6675e-06 | 0 | 2.9462e-05 | 2.9462e-05 | 0 | 2.9462e-05
[79 empty] | WLDFR | HFTD - Distribution - Tier 3 - 5QU CoRE ¦ 5QU LoRE | Red Flag Warning - Small Fires | 2038 | 0 | 0.091184 | 0.042438 | 0.0018418 | 0.046905 | 0.032347 | 0.00031315 | 0 | 1.0129e-05 | 1.0129e-05 | 0 | 2.9462e-05 | 2.9462e-05 | 0 | 2.9462e-05
[79 empty] | WLDFR | HFTD - Distribution - Tier 3 - 5QU CoRE ¦ 5QU LoRE | Red Flag Warning - Small Fires | 2039 | 0 | 0.091184 | 0.042438 | 0.0018418 | 0.046905 | 0.032347 | 0.00031315 | 0 | 1.0129e-05 | 1.0129e-05 | 0 | 2.9462e-05 | 2.9462e-05 | 0 | 2.9462e-05
[79 empty] | WLDFR | HFTD - Distribution - Tier 3 - 5QU CoRE ¦ 5QU LoRE | Red Flag Warning - Small Fires | 2040 | 0 | 0.091184 | 0.042438 | 0.0018418 | 0.046905 | 0.032347 | 0.00031315 | 0 | 1.0129e-05 | 1.0129e-05 | 0 | 2.9462e-05 | 2.9462e-05 | 0 | 2.9462e-05
[79 empty] | WLDFR | HFTD - Distribution - Tier 3 - 5QU CoRE ¦ 5QU LoRE | Red Flag Warning - Small Fires | 2041 | 0 | 0.091184 | 0.042438 | 0.0018418 | 0.046905 | 0.032347 | 0.00031315 | 0 | 1.0129e-05 | 1.0129e-05 | 0 | 3.0932e-05 | 3.0932e-05 | 0 | 3.0932e-05
[79 empty] | WLDFR | HFTD - Distribution - Tier 3 - 5QU CoRE ¦ 5QU LoRE | Red Flag Warning - Small Fires | 2042 | 0 | 0.091184 | 0.042438 | 0.0018418 | 0.046905 | 0.032347 | 0.00031315 | 0 | 1.0129e-05 | 1.0129e-05 | 0 | 3.0932e-05 | 3.0932e-05 | 0 | 3.0932e-05
[79 empty] | WLDFR | HFTD - Distribution - Tier 3 - 5QU CoRE ¦ 5QU LoRE | Red Flag Warning - Small Fires | 2043 | 0 | 0.095486 | 0.044306 | 0.0019228 | 0.049257 | 0.033969 | 0.00031315 | 0 | 1.0637e-05 | 1.0637e-05 | 0 | 3.0932e-05 | 3.0932e-05 | 0 | 3.0932e-05
[79 empty] | WLDFR | HFTD - Distribution - Tier 3 - 5QU CoRE ¦ 5QU LoRE | Red Flag Warning - Small Fires | 2044 | 0 | 0.095486 | 0.044306 | 0.0019228 | 0.049257 | 0.033969 | 0.00031315 | 0 | 1.0637e-05 | 1.0637e-05 | 0 | 3.0932e-05 | 3.0932e-05 | 0 | 3.0932e-05
[79 empty] | WLDFR | HFTD - Distribution - Tier 3 - 5QU CoRE ¦ 5QU LoRE | Red Flag Warning - Small Fires | 2045 | 0 | 0.095486 | 0.044306 | 0.0019228 | 0.049257 | 0.033969 | 0.00031315 | 0 | 1.0637e-05 | 1.0637e-05 | 0 | 3.0932e-05 | 3.0932e-05 | 0 | 3.0932e-05
[79 empty] | WLDFR | HFTD - Distribution - Tier 3 - 5QU CoRE ¦ 5QU LoRE | Red Flag Warning - Small Fires | 2046 | 0 | 0.095486 | 0.044306 | 0.0019228 | 0.049257 | 0.033969 | 0.00031315 | 0 | 1.0637e-05 | 1.0637e-05 | 0 | 3.2473e-05 | 3.2473e-05 | 0 | 3.2473e-05
[79 empty] | WLDFR | HFTD - Distribution - Tier 3 - 5QU CoRE ¦ 5QU LoRE | Red Flag Warning - Small Fires | 2047 | 0 | 0.095486 | 0.044306 | 0.0019228 | 0.049257 | 0.033969 | 0.00031315 | 0 | 1.0637e-05 | 1.0637e-05 | 0 | 3.2473e-05 | 3.2473e-05 | 0 | 3.2473e-05
[79 empty] | WLDFR | HFTD - Distribution - Tier 3 - 5QU CoRE ¦ 5QU LoRE | Red Flag Warning - Small Fires | 2048 | 0 | 0.10007 | 0.04626 | 0.0020076 | 0.051804 | 0.035726 | 0.00031315 | 0 | 1.1187e-05 | 1.1187e-05 | 0 | 3.2473e-05 | 3.2473e-05 | 0 | 3.2473e-05
[79 empty] | WLDFR | HFTD - Distribution - Tier 3 - 5QU CoRE ¦ 5QU LoRE | Red Flag Warning - Small Fires | 2049 | 0 | 0.10007 | 0.04626 | 0.0020076 | 0.051804 | 0.035726 | 0.00031315 | 0 | 1.1187e-05 | 1.1187e-05 | 0 | 3.2473e-05 | 3.2473e-05 | 0 | 3.2473e-05
[79 empty] | WLDFR | HFTD - Distribution - Tier 3 - 5QU CoRE ¦ 5QU LoRE | Red Flag Warning - Small Fires | 2050 | 0 | 0.10007 | 0.04626 | 0.0020076 | 0.051804 | 0.035726 | 0.00031315 | 0 | 1.1187e-05 | 1.1187e-05 | 0 | 0 | 3.2473e-05 | 0 | 3.2473e-05
[79 empty] | WLDFR | HFTD - Distribution - Tier 3 - 5QU CoRE ¦ 5QU LoRE | Red Flag Warning - Small Fires | 2051 | 0 | 0.10007 | 0.04626 | 0.0020076 | 0.051804 | 0.035726 | 0.00031315 | 0 | 1.1187e-05 | 1.1187e-05 | 0 | 3.5509e-05 | 0 | 0 | 0
[79 empty] | WLDFR | HFTD - Distribution - Tier 3 - 5QU CoRE ¦ 5QU LoRE | Red Flag Warning - Small Fires | 2052 | 0 | 0.10007 | 0.04626 | 0.0020076 | 0.051804 | 0.035726 | 0.00031315 | 0 | 1.1187e-05 | 1.1187e-05 | 0 | 3.6807e-05 | 3.6807e-05 | 0 | 3.6807e-05
[79 empty] | WLDFR | HFTD - Distribution - Tier 3 - 5QU CoRE ¦ 5QU LoRE | Red Flag Warning - Small Fires | 2053 | 0 | 0.10489 | 0.048274 | 0.002095 | 0.054525 | 0.037602 | 0.00031315 | 0 | 1.1775e-05 | 1.1775e-05 | 0 | 3.6807e-05 | 3.6807e-05 | 0 | 3.6807e-05
[79 empty] | WLDFR | HFTD - Distribution - Tier 3 - 5QU CoRE ¦ 5QU LoRE | Red Flag Warning - Small Fires | 2054 | 0 | 0.10489 | 0.048274 | 0.002095 | 0.054525 | 0.037602 | 0.00031315 | 0 | 1.1775e-05 | 1.1775e-05 | 0 | 3.6807e-05 | 3.6807e-05 | 0 | 3.6807e-05
[79 empty] | WLDFR | HFTD - Distribution - Tier 3 - 5QU CoRE ¦ 5QU LoRE | Red Flag Warning - Small Fires | 2055 | 0 | 0.10489 | 0.048274 | 0.002095 | 0.054525 | 0.037602 | 0.00031315 | 0 | 1.1775e-05 | 1.1775e-05 | 0 | 3.6807e-05 | 3.6807e-05 | 0 | 3.6807e-05
[79 empty] | WLDFR | HFTD - Distribution - Tier 3 - 5QU CoRE ¦ 5QU LoRE | Seismic - Non-Red Flag Warning - Catastrophic Fires | 2026 | 0 | 21835.9781 | 428.6023 | 13939.561 | 7467.8148 | 5149.9993 | 5.1761e-10 | 0 | 2.6657e-06 | 2.6657e-06 | 0 | 3.6807e-05 | 3.6807e-05 | 0 | 3.6807e-05
[79 empty] | WLDFR | HFTD - Distribution - Tier 3 - 5QU CoRE ¦ 5QU LoRE | Seismic - Non-Red Flag Warning - Catastrophic Fires | 2027 | 0 | 21835.9781 | 428.6023 | 13939.561 | 7467.8148 | 5149.9993 | 5.1761e-10 | 0 | 2.6657e-06 | 2.6657e-06 | 0 | 3.844e-05 | 3.844e-05 | 0 | 3.844e-05
[79 empty] | WLDFR | HFTD - Distribution - Tier 3 - 5QU CoRE ¦ 5QU LoRE | Seismic - Non-Red Flag Warning - Catastrophic Fires | 2028 | 0 | 22783.187 | 453.261 | 14531.3357 | 7798.5904 | 5378.1107 | 5.1761e-10 | 0 | 2.7838e-06 | 2.7838e-06 | 0 | 3.844e-05 | 3.844e-05 | 0 | 3.844e-05
[79 empty] | WLDFR | HFTD - Distribution - Tier 3 - 5QU CoRE ¦ 5QU LoRE | Seismic - Non-Red Flag Warning - Catastrophic Fires | 2029 | 0 | 22783.187 | 453.261 | 14531.3357 | 7798.5904 | 5378.1107 | 5.1761e-10 | 0 | 2.7838e-06 | 2.7838e-06 | 0 | 3.844e-05 | 3.844e-05 | 0 | 3.844e-05
[79 empty] | WLDFR | HFTD - Distribution - Tier 3 - 5QU CoRE ¦ 5QU LoRE | Seismic - Non-Red Flag Warning - Catastrophic Fires | 2030 | 0 | 22783.187 | 453.261 | 14531.3357 | 7798.5904 | 5378.1107 | 5.1761e-10 | 0 | 2.7838e-06 | 2.7838e-06 | 0 | 3.844e-05 | 3.844e-05 | 0 | 3.844e-05
[79 empty] | WLDFR | HFTD - Distribution - Tier 3 - 5QU CoRE ¦ 5QU LoRE | Seismic - Non-Red Flag Warning - Catastrophic Fires | 2031 | 0 | 22783.187 | 453.261 | 14531.3357 | 7798.5904 | 5378.1107 | 5.1761e-10 | 0 | 2.7838e-06 | 2.7838e-06 | 0 | 3.844e-05 | 3.844e-05 | 0 | 3.844e-05
[79 empty] | WLDFR | HFTD - Distribution - Tier 3 - 5QU CoRE ¦ 5QU LoRE | Seismic - Non-Red Flag Warning - Catastrophic Fires | 2032 | 0 | 22783.187 | 453.261 | 14531.3357 | 7798.5904 | 5378.1107 | 5.1761e-10 | 0 | 2.7838e-06 | 2.7838e-06 | 0 | 4.0254e-05 | 4.0254e-05 | 0 | 4.0254e-05
[79 empty] | WLDFR | HFTD - Distribution - Tier 3 - 5QU CoRE ¦ 5QU LoRE | Seismic - Non-Red Flag Warning - Catastrophic Fires | 2033 | 0 | 23835.2641 | 480.9649 | 15187.7294 | 8166.5698 | 5631.8789 | 5.1761e-10 | 0 | 2.9151e-06 | 2.9151e-06 | 0 | 4.0254e-05 | 4.0254e-05 | 0 | 4.0254e-05
[79 empty] | WLDFR | HFTD - Distribution - Tier 3 - 5QU CoRE ¦ 5QU LoRE | Seismic - Non-Red Flag Warning - Catastrophic Fires | 2034 | 0 | 23835.2641 | 480.9649 | 15187.7294 | 8166.5698 | 5631.8789 | 5.1761e-10 | 0 | 2.9151e-06 | 2.9151e-06 | 0 | 4.0254e-05 | 4.0254e-05 | 0 | 4.0254e-05
[79 empty] | WLDFR | HFTD - Distribution - Tier 3 - 5QU CoRE ¦ 5QU LoRE | Seismic - Non-Red Flag Warning - Catastrophic Fires | 2035 | 0 | 23835.2641 | 480.9649 | 15187.7294 | 8166.5698 | 5631.8789 | 5.1761e-10 | 0 | 2.9151e-06 | 2.9151e-06 | 0 | 4.0254e-05 | 4.0254e-05 | 0 | 4.0254e-05
[79 empty] | WLDFR | HFTD - Distribution - Tier 3 - 5QU CoRE ¦ 5QU LoRE | Seismic - Non-Red Flag Warning - Catastrophic Fires | 2036 | 0 | 23835.2641 | 480.9649 | 15187.7294 | 8166.5698 | 5631.8789 | 5.1761e-10 | 0 | 2.9151e-06 | 2.9151e-06 | 0 | 4.0254e-05 | 4.0254e-05 | 0 | 4.0254e-05
[79 empty] | WLDFR | HFTD - Distribution - Tier 3 - 5QU CoRE ¦ 5QU LoRE | Seismic - Non-Red Flag Warning - Catastrophic Fires | 2037 | 0 | 23835.2641 | 480.9649 | 15187.7294 | 8166.5698 | 5631.8789 | 5.1761e-10 | 0 | 2.9151e-06 | 2.9151e-06 | 0 | 4.2221e-05 | 4.2221e-05 | 0 | 4.2221e-05
[79 empty] | WLDFR | HFTD - Distribution - Tier 3 - 5QU CoRE ¦ 5QU LoRE | Seismic - Non-Red Flag Warning - Catastrophic Fires | 2038 | 0 | 24976.6418 | 511.3745 | 15898.8237 | 8566.4437 | 5907.6423 | 5.1761e-10 | 0 | 3.0579e-06 | 3.0579e-06 | 0 | 4.2221e-05 | 4.2221e-05 | 0 | 4.2221e-05
[79 empty] | WLDFR | HFTD - Distribution - Tier 3 - 5QU CoRE ¦ 5QU LoRE | Seismic - Non-Red Flag Warning - Catastrophic Fires | 2039 | 0 | 24976.6418 | 511.3745 | 15898.8237 | 8566.4437 | 5907.6423 | 5.1761e-10 | 0 | 3.0579e-06 | 3.0579e-06 | 0 | 4.2221e-05 | 4.2221e-05 | 0 | 4.2221e-05
[79 empty] | WLDFR | HFTD - Distribution - Tier 3 - 5QU CoRE ¦ 5QU LoRE | Seismic - Non-Red Flag Warning - Catastrophic Fires | 2040 | 0 | 24976.6418 | 511.3745 | 15898.8237 | 8566.4437 | 5907.6423 | 5.1761e-10 | 0 | 3.0579e-06 | 3.0579e-06 | 0 | 4.2221e-05 | 4.2221e-05 | 0 | 4.2221e-05
[79 empty] | WLDFR | HFTD - Distribution - Tier 3 - 5QU CoRE ¦ 5QU LoRE | Seismic - Non-Red Flag Warning - Catastrophic Fires | 2041 | 0 | 24976.6418 | 511.3745 | 15898.8237 | 8566.4437 | 5907.6423 | 5.1761e-10 | 0 | 3.0579e-06 | 3.0579e-06 | 0 | 4.2221e-05 | 4.2221e-05 | 0 | 4.2221e-05
[79 empty] | WLDFR | HFTD - Distribution - Tier 3 - 5QU CoRE ¦ 5QU LoRE | Seismic - Non-Red Flag Warning - Catastrophic Fires | 2042 | 0 | 24976.6418 | 511.3745 | 15898.8237 | 8566.4437 | 5907.6423 | 5.1761e-10 | 0 | 3.0579e-06 | 3.0579e-06 | 0 | 4.4315e-05 | 4.4315e-05 | 0 | 4.4315e-05
[79 empty] | WLDFR | HFTD - Distribution - Tier 3 - 5QU CoRE ¦ 5QU LoRE | Seismic - Non-Red Flag Warning - Catastrophic Fires | 2043 | 0 | 26191.7278 | 544.1291 | 16654.7414 | 8992.8573 | 6201.7082 | 5.1761e-10 | 0 | 3.2101e-06 | 3.2101e-06 | 0 | 4.4315e-05 | 4.4315e-05 | 0 | 4.4315e-05
[79 empty] | WLDFR | HFTD - Distribution - Tier 3 - 5QU CoRE ¦ 5QU LoRE | Seismic - Non-Red Flag Warning - Catastrophic Fires | 2044 | 0 | 26191.7278 | 544.1291 | 16654.7414 | 8992.8573 | 6201.7082 | 5.1761e-10 | 0 | 3.2101e-06 | 3.2101e-06 | 0 | 4.4315e-05 | 4.4315e-05 | 0 | 4.4315e-05
[79 empty] | WLDFR | HFTD - Distribution - Tier 3 - 5QU CoRE ¦ 5QU LoRE | Seismic - Non-Red Flag Warning - Catastrophic Fires | 2045 | 0 | 26191.7278 | 544.1291 | 16654.7414 | 8992.8573 | 6201.7082 | 5.1761e-10 | 0 | 3.2101e-06 | 3.2101e-06 | 0 | 4.4315e-05 | 4.4315e-05 | 0 | 4.4315e-05
[79 empty] | WLDFR | HFTD - Distribution - Tier 3 - 5QU CoRE ¦ 5QU LoRE | Seismic - Non-Red Flag Warning - Catastrophic Fires | 2046 | 0 | 26191.7278 | 544.1291 | 16654.7414 | 8992.8573 | 6201.7082 | 5.1761e-10 | 0 | 3.2101e-06 | 3.2101e-06 | 0 | 4.4315e-05 | 4.4315e-05 | 0 | 4.4315e-05
[79 empty] | WLDFR | HFTD - Distribution - Tier 3 - 5QU CoRE ¦ 5QU LoRE | Seismic - Non-Red Flag Warning - Catastrophic Fires | 2047 | 0 | 26191.7278 | 544.1291 | 16654.7414 | 8992.8573 | 6201.7082 | 5.1761e-10 | 0 | 3.2101e-06 | 3.2101e-06 | 0 | 4.6508e-05 | 4.6508e-05 | 0 | 4.6508e-05
[79 empty] | WLDFR | HFTD - Distribution - Tier 3 - 5QU CoRE ¦ 5QU LoRE | Seismic - Non-Red Flag Warning - Catastrophic Fires | 2048 | 0 | 27464.7227 | 578.8407 | 17445.538 | 9440.3441 | 6510.3067 | 5.1761e-10 | 0 | 3.3698e-06 | 3.3698e-06 | 0 | 4.6508e-05 | 4.6508e-05 | 0 | 4.6508e-05
[79 empty] | WLDFR | HFTD - Distribution - Tier 3 - 5QU CoRE ¦ 5QU LoRE | Seismic - Non-Red Flag Warning - Catastrophic Fires | 2049 | 0 | 27464.7227 | 578.8407 | 17445.538 | 9440.3441 | 6510.3067 | 5.1761e-10 | 0 | 3.3698e-06 | 3.3698e-06 | 0 | 4.6508e-05 | 4.6508e-05 | 0 | 4.6508e-05
[79 empty] | WLDFR | HFTD - Distribution - Tier 3 - 5QU CoRE ¦ 5QU LoRE | Seismic - Non-Red Flag Warning - Catastrophic Fires | 2050 | 0 | 27464.7227 | 578.8407 | 17445.538 | 9440.3441 | 6510.3067 | 5.1761e-10 | 0 | 3.3698e-06 | 3.3698e-06 | 0 | 4.6508e-05 | 4.6508e-05 | 0 | 4.6508e-05
[79 empty] | WLDFR | HFTD - Distribution - Tier 3 - 5QU CoRE ¦ 5QU LoRE | Seismic - Non-Red Flag Warning - Catastrophic Fires | 2051 | 0 | 27464.7227 | 578.8407 | 17445.538 | 9440.3441 | 6510.3067 | 5.1761e-10 | 0 | 3.3698e-06 | 3.3698e-06 | 0 | 0 | 4.6508e-05 | 0 | 4.6508e-05
[79 empty] | WLDFR | HFTD - Distribution - Tier 3 - 5QU CoRE ¦ 5QU LoRE | Seismic - Non-Red Flag Warning - Catastrophic Fires | 2052 | 0 | 27464.7227 | 578.8407 | 17445.538 | 9440.3441 | 6510.3067 | 5.1761e-10 | 0 | 3.3698e-06 | 3.3698e-06 | 0 | 1.9322e-06 | 0 | 0 | 0
[79 empty] | WLDFR | HFTD - Distribution - Tier 3 - 5QU CoRE ¦ 5QU LoRE | Seismic - Non-Red Flag Warning - Catastrophic Fires | 2053 | 0 | 28779.6694 | 615.0952 | 18261.2327 | 9903.3415 | 6829.6018 | 5.1761e-10 | 0 | 3.5351e-06 | 3.5351e-06 | 0 | 2.0186e-06 | 2.0186e-06 | 0 | 2.0186e-06
[79 empty] | WLDFR | HFTD - Distribution - Tier 3 - 5QU CoRE ¦ 5QU LoRE | Seismic - Non-Red Flag Warning - Catastrophic Fires | 2054 | 0 | 28779.6694 | 615.0952 | 18261.2327 | 9903.3415 | 6829.6018 | 5.1761e-10 | 0 | 3.5351e-06 | 3.5351e-06 | 0 | 2.0186e-06 | 2.0186e-06 | 0 | 2.0186e-06
[79 empty] | WLDFR | HFTD - Distribution - Tier 3 - 5QU CoRE ¦ 5QU LoRE | Seismic - Non-Red Flag Warning - Catastrophic Fires | 2055 | 0 | 28779.6694 | 615.0952 | 18261.2327 | 9903.3415 | 6829.6018 | 5.1761e-10 | 0 | 3.5351e-06 | 3.5351e-06 | 0 | 2.0186e-06 | 2.0186e-06 | 0 | 2.0186e-06
[79 empty] | WLDFR | HFTD - Distribution - Tier 3 - 5QU CoRE ¦ 5QU LoRE | Seismic - Red Flag Warning - Catastrophic Fires | 2026 | 0 | 21835.9781 | 428.6023 | 13939.561 | 7467.8148 | 5149.9993 | 2.2319e-08 | 0 | 0.00011494 | 0.00011494 | 0 | 2.0186e-06 | 2.0186e-06 | 0 | 2.0186e-06
[79 empty] | WLDFR | HFTD - Distribution - Tier 3 - 5QU CoRE ¦ 5QU LoRE | Seismic - Red Flag Warning - Catastrophic Fires | 2027 | 0 | 21835.9781 | 428.6023 | 13939.561 | 7467.8148 | 5149.9993 | 2.2319e-08 | 0 | 0.00011494 | 0.00011494 | 0 | 2.0186e-06 | 2.0186e-06 | 0 | 2.0186e-06
[79 empty] | WLDFR | HFTD - Distribution - Tier 3 - 5QU CoRE ¦ 5QU LoRE | Seismic - Red Flag Warning - Catastrophic Fires | 2028 | 0 | 22783.187 | 453.261 | 14531.3357 | 7798.5904 | 5378.1107 | 2.2319e-08 | 0 | 0.00012004 | 0.00012004 | 0 | 2.13e-06 | 2.13e-06 | 0 | 2.13e-06
[79 empty] | WLDFR | HFTD - Distribution - Tier 3 - 5QU CoRE ¦ 5QU LoRE | Seismic - Red Flag Warning - Catastrophic Fires | 2029 | 0 | 22783.187 | 453.261 | 14531.3357 | 7798.5904 | 5378.1107 | 2.2319e-08 | 0 | 0.00012004 | 0.00012004 | 0 | 2.13e-06 | 2.13e-06 | 0 | 2.13e-06
[79 empty] | WLDFR | HFTD - Distribution - Tier 3 - 5QU CoRE ¦ 5QU LoRE | Seismic - Red Flag Warning - Catastrophic Fires | 2030 | 0 | 22783.187 | 453.261 | 14531.3357 | 7798.5904 | 5378.1107 | 2.2319e-08 | 0 | 0.00012004 | 0.00012004 | 0 | 2.13e-06 | 2.13e-06 | 0 | 2.13e-06
[79 empty] | WLDFR | HFTD - Distribution - Tier 3 - 5QU CoRE ¦ 5QU LoRE | Seismic - Red Flag Warning - Catastrophic Fires | 2031 | 0 | 22783.187 | 453.261 | 14531.3357 | 7798.5904 | 5378.1107 | 2.2319e-08 | 0 | 0.00012004 | 0.00012004 | 0 | 2.13e-06 | 2.13e-06 | 0 | 2.13e-06
[79 empty] | WLDFR | HFTD - Distribution - Tier 3 - 5QU CoRE ¦ 5QU LoRE | Seismic - Red Flag Warning - Catastrophic Fires | 2032 | 0 | 22783.187 | 453.261 | 14531.3357 | 7798.5904 | 5378.1107 | 2.2319e-08 | 0 | 0.00012004 | 0.00012004 | 0 | 2.13e-06 | 2.13e-06 | 0 | 2.13e-06
[79 empty] | WLDFR | HFTD - Distribution - Tier 3 - 5QU CoRE ¦ 5QU LoRE | Seismic - Red Flag Warning - Catastrophic Fires | 2033 | 0 | 23835.2641 | 480.9649 | 15187.7294 | 8166.5698 | 5631.8789 | 2.2319e-08 | 0 | 0.0001257 | 0.0001257 | 0 | 2.2566e-06 | 2.2566e-06 | 0 | 2.2566e-06
[79 empty] | WLDFR | HFTD - Distribution - Tier 3 - 5QU CoRE ¦ 5QU LoRE | Seismic - Red Flag Warning - Catastrophic Fires | 2034 | 0 | 23835.2641 | 480.9649 | 15187.7294 | 8166.5698 | 5631.8789 | 2.2319e-08 | 0 | 0.0001257 | 0.0001257 | 0 | 2.2566e-06 | 2.2566e-06 | 0 | 2.2566e-06
[79 empty] | WLDFR | HFTD - Distribution - Tier 3 - 5QU CoRE ¦ 5QU LoRE | Seismic - Red Flag Warning - Catastrophic Fires | 2035 | 0 | 23835.2641 | 480.9649 | 15187.7294 | 8166.5698 | 5631.8789 | 2.2319e-08 | 0 | 0.0001257 | 0.0001257 | 0 | 2.2566e-06 | 2.2566e-06 | 0 | 2.2566e-06
[79 empty] | WLDFR | HFTD - Distribution - Tier 3 - 5QU CoRE ¦ 5QU LoRE | Seismic - Red Flag Warning - Catastrophic Fires | 2036 | 0 | 23835.2641 | 480.9649 | 15187.7294 | 8166.5698 | 5631.8789 | 2.2319e-08 | 0 | 0.0001257 | 0.0001257 | 0 | 2.2566e-06 | 2.2566e-06 | 0 | 2.2566e-06
[79 empty] | WLDFR | HFTD - Distribution - Tier 3 - 5QU CoRE ¦ 5QU LoRE | Seismic - Red Flag Warning - Catastrophic Fires | 2037 | 0 | 23835.2641 | 480.9649 | 15187.7294 | 8166.5698 | 5631.8789 | 2.2319e-08 | 0 | 0.0001257 | 0.0001257 | 0 | 2.2566e-06 | 2.2566e-06 | 0 | 2.2566e-06
[79 empty] | WLDFR | HFTD - Distribution - Tier 3 - 5QU CoRE ¦ 5QU LoRE | Seismic - Red Flag Warning - Catastrophic Fires | 2038 | 0 | 24976.6418 | 511.3745 | 15898.8237 | 8566.4437 | 5907.6423 | 2.2319e-08 | 0 | 0.00013185 | 0.00013185 | 0 | 2.3975e-06 | 2.3975e-06 | 0 | 2.3975e-06
[79 empty] | WLDFR | HFTD - Distribution - Tier 3 - 5QU CoRE ¦ 5QU LoRE | Seismic - Red Flag Warning - Catastrophic Fires | 2039 | 0 | 24976.6418 | 511.3745 | 15898.8237 | 8566.4437 | 5907.6423 | 2.2319e-08 | 0 | 0.00013185 | 0.00013185 | 0 | 2.3975e-06 | 2.3975e-06 | 0 | 2.3975e-06
[79 empty] | WLDFR | HFTD - Distribution - Tier 3 - 5QU CoRE ¦ 5QU LoRE | Seismic - Red Flag Warning - Catastrophic Fires | 2040 | 0 | 24976.6418 | 511.3745 | 15898.8237 | 8566.4437 | 5907.6423 | 2.2319e-08 | 0 | 0.00013185 | 0.00013185 | 0 | 2.3975e-06 | 2.3975e-06 | 0 | 2.3975e-06
[79 empty] | WLDFR | HFTD - Distribution - Tier 3 - 5QU CoRE ¦ 5QU LoRE | Seismic - Red Flag Warning - Catastrophic Fires | 2041 | 0 | 24976.6418 | 511.3745 | 15898.8237 | 8566.4437 | 5907.6423 | 2.2319e-08 | 0 | 0.00013185 | 0.00013185 | 0 | 2.3975e-06 | 2.3975e-06 | 0 | 2.3975e-06
[79 empty] | WLDFR | HFTD - Distribution - Tier 3 - 5QU CoRE ¦ 5QU LoRE | Seismic - Red Flag Warning - Catastrophic Fires | 2042 | 0 | 24976.6418 | 511.3745 | 15898.8237 | 8566.4437 | 5907.6423 | 2.2319e-08 | 0 | 0.00013185 | 0.00013185 | 0 | 2.3975e-06 | 2.3975e-06 | 0 | 2.3975e-06
[79 empty] | WLDFR | HFTD - Distribution - Tier 3 - 5QU CoRE ¦ 5QU LoRE | Seismic - Red Flag Warning - Catastrophic Fires | 2043 | 0 | 26191.7278 | 544.1291 | 16654.7414 | 8992.8573 | 6201.7082 | 2.2319e-08 | 0 | 0.00013842 | 0.00013842 | 0 | 2.5517e-06 | 2.5517e-06 | 0 | 2.5517e-06
[79 empty] | WLDFR | HFTD - Distribution - Tier 3 - 5QU CoRE ¦ 5QU LoRE | Seismic - Red Flag Warning - Catastrophic Fires | 2044 | 0 | 26191.7278 | 544.1291 | 16654.7414 | 8992.8573 | 6201.7082 | 2.2319e-08 | 0 | 0.00013842 | 0.00013842 | 0 | 2.5517e-06 | 2.5517e-06 | 0 | 2.5517e-06
[79 empty] | WLDFR | HFTD - Distribution - Tier 3 - 5QU CoRE ¦ 5QU LoRE | Seismic - Red Flag Warning - Catastrophic Fires | 2045 | 0 | 26191.7278 | 544.1291 | 16654.7414 | 8992.8573 | 6201.7082 | 2.2319e-08 | 0 | 0.00013842 | 0.00013842 | 0 | 2.5517e-06 | 2.5517e-06 | 0 | 2.5517e-06
[79 empty] | WLDFR | HFTD - Distribution - Tier 3 - 5QU CoRE ¦ 5QU LoRE | Seismic - Red Flag Warning - Catastrophic Fires | 2046 | 0 | 26191.7278 | 544.1291 | 16654.7414 | 8992.8573 | 6201.7082 | 2.2319e-08 | 0 | 0.00013842 | 0.00013842 | 0 | 2.5517e-06 | 2.5517e-06 | 0 | 2.5517e-06
[79 empty] | WLDFR | HFTD - Distribution - Tier 3 - 5QU CoRE ¦ 5QU LoRE | Seismic - Red Flag Warning - Catastrophic Fires | 2047 | 0 | 26191.7278 | 544.1291 | 16654.7414 | 8992.8573 | 6201.7082 | 2.2319e-08 | 0 | 0.00013842 | 0.00013842 | 0 | 2.5517e-06 | 2.5517e-06 | 0 | 2.5517e-06
[79 empty] | WLDFR | HFTD - Distribution - Tier 3 - 5QU CoRE ¦ 5QU LoRE | Seismic - Red Flag Warning - Catastrophic Fires | 2048 | 0 | 27464.7227 | 578.8407 | 17445.538 | 9440.3441 | 6510.3067 | 2.2319e-08 | 0 | 0.00014531 | 0.00014531 | 0 | 2.7178e-06 | 2.7178e-06 | 0 | 2.7178e-06
[79 empty] | WLDFR | HFTD - Distribution - Tier 3 - 5QU CoRE ¦ 5QU LoRE | Seismic - Red Flag Warning - Catastrophic Fires | 2049 | 0 | 27464.7227 | 578.8407 | 17445.538 | 9440.3441 | 6510.3067 | 2.2319e-08 | 0 | 0.00014531 | 0.00014531 | 0 | 2.7178e-06 | 2.7178e-06 | 0 | 2.7178e-06
[79 empty] | WLDFR | HFTD - Distribution - Tier 3 - 5QU CoRE ¦ 5QU LoRE | Seismic - Red Flag Warning - Catastrophic Fires | 2050 | 0 | 27464.7227 | 578.8407 | 17445.538 | 9440.3441 | 6510.3067 | 2.2319e-08 | 0 | 0.00014531 | 0.00014531 | 0 | 2.7178e-06 | 2.7178e-06 | 0 | 2.7178e-06
[79 empty] | WLDFR | HFTD - Distribution - Tier 3 - 5QU CoRE ¦ 5QU LoRE | Seismic - Red Flag Warning - Catastrophic Fires | 2051 | 0 | 27464.7227 | 578.8407 | 17445.538 | 9440.3441 | 6510.3067 | 2.2319e-08 | 0 | 0.00014531 | 0.00014531 | 0 | 2.7178e-06 | 2.7178e-06 | 0 | 2.7178e-06
[79 empty] | WLDFR | HFTD - Distribution - Tier 3 - 5QU CoRE ¦ 5QU LoRE | Seismic - Red Flag Warning - Catastrophic Fires | 2052 | 0 | 27464.7227 | 578.8407 | 17445.538 | 9440.3441 | 6510.3067 | 2.2319e-08 | 0 | 0.00014531 | 0.00014531 | 0 | 0 | 2.7178e-06 | 0 | 2.7178e-06
[79 empty] | WLDFR | HFTD - Distribution - Tier 3 - 5QU CoRE ¦ 5QU LoRE | Seismic - Red Flag Warning - Catastrophic Fires | 2053 | 0 | 28779.6694 | 615.0952 | 18261.2327 | 9903.3415 | 6829.6018 | 2.2319e-08 | 0 | 0.00015243 | 0.00015243 | 0 | 1.7297e-05 | 0 | 0 | 0
[79 empty] | WLDFR | HFTD - Distribution - Tier 3 - 5QU CoRE ¦ 5QU LoRE | Seismic - Red Flag Warning - Catastrophic Fires | 2054 | 0 | 28779.6694 | 615.0952 | 18261.2327 | 9903.3415 | 6829.6018 | 2.2319e-08 | 0 | 0.00015243 | 0.00015243 | 0 | 1.7854e-05 | 1.7854e-05 | 0 | 1.7854e-05
[79 empty] | WLDFR | HFTD - Distribution - Tier 3 - 5QU CoRE ¦ 5QU LoRE | Seismic - Red Flag Warning - Catastrophic Fires | 2055 | 0 | 28779.6694 | 615.0952 | 18261.2327 | 9903.3415 | 6829.6018 | 2.2319e-08 | 0 | 0.00015243 | 0.00015243 | 0 | 1.7854e-05 | 1.7854e-05 | 0 | 1.7854e-05
[79 empty] | WLDFR | HFTD - Distribution - Zone 1 - 1QU CoRE ¦ 5QU LoRE | Seismic - Non-Red Flag Warning - Catastrophic Fires | 2026 | 0 | 21835.9781 | 428.6023 | 13939.561 | 7467.8148 | 4643.4753 | 2.4674e-09 | 0 | 1.1457e-05 | 1.1457e-05 | 0 | 1.7854e-05 | 1.7854e-05 | 0 | 1.7854e-05
[79 empty] | WLDFR | HFTD - Distribution - Zone 1 - 1QU CoRE ¦ 5QU LoRE | Seismic - Non-Red Flag Warning - Catastrophic Fires | 2027 | 0 | 21835.9781 | 428.6023 | 13939.561 | 7467.8148 | 4643.4753 | 2.4674e-09 | 0 | 1.1457e-05 | 1.1457e-05 | 0 | 1.7854e-05 | 1.7854e-05 | 0 | 1.7854e-05
[79 empty] | WLDFR | HFTD - Distribution - Zone 1 - 1QU CoRE ¦ 5QU LoRE | Seismic - Non-Red Flag Warning - Catastrophic Fires | 2028 | 0 | 22783.187 | 453.261 | 14531.3357 | 7798.5904 | 4849.151 | 2.4674e-09 | 0 | 1.1965e-05 | 1.1965e-05 | 0 | 1.7854e-05 | 1.7854e-05 | 0 | 1.7854e-05
[79 empty] | WLDFR | HFTD - Distribution - Zone 1 - 1QU CoRE ¦ 5QU LoRE | Seismic - Non-Red Flag Warning - Catastrophic Fires | 2029 | 0 | 22783.187 | 453.261 | 14531.3357 | 7798.5904 | 4849.151 | 2.4674e-09 | 0 | 1.1965e-05 | 1.1965e-05 | 0 | 1.8564e-05 | 1.8564e-05 | 0 | 1.8564e-05
[79 empty] | WLDFR | HFTD - Distribution - Zone 1 - 1QU CoRE ¦ 5QU LoRE | Seismic - Non-Red Flag Warning - Catastrophic Fires | 2030 | 0 | 22783.187 | 453.261 | 14531.3357 | 7798.5904 | 4849.151 | 2.4674e-09 | 0 | 1.1965e-05 | 1.1965e-05 | 0 | 1.8564e-05 | 1.8564e-05 | 0 | 1.8564e-05
[79 empty] | WLDFR | HFTD - Distribution - Zone 1 - 1QU CoRE ¦ 5QU LoRE | Seismic - Non-Red Flag Warning - Catastrophic Fires | 2031 | 0 | 22783.187 | 453.261 | 14531.3357 | 7798.5904 | 4849.151 | 2.4674e-09 | 0 | 1.1965e-05 | 1.1965e-05 | 0 | 1.8564e-05 | 1.8564e-05 | 0 | 1.8564e-05
[79 empty] | WLDFR | HFTD - Distribution - Zone 1 - 1QU CoRE ¦ 5QU LoRE | Seismic - Non-Red Flag Warning - Catastrophic Fires | 2032 | 0 | 22783.187 | 453.261 | 14531.3357 | 7798.5904 | 4849.151 | 2.4674e-09 | 0 | 1.1965e-05 | 1.1965e-05 | 0 | 1.8564e-05 | 1.8564e-05 | 0 | 1.8564e-05
[79 empty] | WLDFR | HFTD - Distribution - Zone 1 - 1QU CoRE ¦ 5QU LoRE | Seismic - Non-Red Flag Warning - Catastrophic Fires | 2033 | 0 | 23835.2641 | 480.9649 | 15187.7294 | 8166.5698 | 5077.96 | 2.4674e-09 | 0 | 1.2529e-05 | 1.2529e-05 | 0 | 1.8564e-05 | 1.8564e-05 | 0 | 1.8564e-05
[79 empty] | WLDFR | HFTD - Distribution - Zone 1 - 1QU CoRE ¦ 5QU LoRE | Seismic - Non-Red Flag Warning - Catastrophic Fires | 2034 | 0 | 23835.2641 | 480.9649 | 15187.7294 | 8166.5698 | 5077.96 | 2.4674e-09 | 0 | 1.2529e-05 | 1.2529e-05 | 0 | 1.9364e-05 | 1.9364e-05 | 0 | 1.9364e-05
[79 empty] | WLDFR | HFTD - Distribution - Zone 1 - 1QU CoRE ¦ 5QU LoRE | Seismic - Non-Red Flag Warning - Catastrophic Fires | 2035 | 0 | 23835.2641 | 480.9649 | 15187.7294 | 8166.5698 | 5077.96 | 2.4674e-09 | 0 | 1.2529e-05 | 1.2529e-05 | 0 | 1.9364e-05 | 1.9364e-05 | 0 | 1.9364e-05
[79 empty] | WLDFR | HFTD - Distribution - Zone 1 - 1QU CoRE ¦ 5QU LoRE | Seismic - Non-Red Flag Warning - Catastrophic Fires | 2036 | 0 | 23835.2641 | 480.9649 | 15187.7294 | 8166.5698 | 5077.96 | 2.4674e-09 | 0 | 1.2529e-05 | 1.2529e-05 | 0 | 1.9364e-05 | 1.9364e-05 | 0 | 1.9364e-05
[79 empty] | WLDFR | HFTD - Distribution - Zone 1 - 1QU CoRE ¦ 5QU LoRE | Seismic - Non-Red Flag Warning - Catastrophic Fires | 2037 | 0 | 23835.2641 | 480.9649 | 15187.7294 | 8166.5698 | 5077.96 | 2.4674e-09 | 0 | 1.2529e-05 | 1.2529e-05 | 0 | 1.9364e-05 | 1.9364e-05 | 0 | 1.9364e-05
[79 empty] | WLDFR | HFTD - Distribution - Zone 1 - 1QU CoRE ¦ 5QU LoRE | Seismic - Non-Red Flag Warning - Catastrophic Fires | 2038 | 0 | 24976.6418 | 511.3745 | 15898.8237 | 8566.4437 | 5326.601 | 2.4674e-09 | 0 | 1.3143e-05 | 1.3143e-05 | 0 | 1.9364e-05 | 1.9364e-05 | 0 | 1.9364e-05
[79 empty] | WLDFR | HFTD - Distribution - Zone 1 - 1QU CoRE ¦ 5QU LoRE | Seismic - Non-Red Flag Warning - Catastrophic Fires | 2039 | 0 | 24976.6418 | 511.3745 | 15898.8237 | 8566.4437 | 5326.601 | 2.4674e-09 | 0 | 1.3143e-05 | 1.3143e-05 | 0 | 2.0247e-05 | 2.0247e-05 | 0 | 2.0247e-05
[79 empty] | WLDFR | HFTD - Distribution - Zone 1 - 1QU CoRE ¦ 5QU LoRE | Seismic - Non-Red Flag Warning - Catastrophic Fires | 2040 | 0 | 24976.6418 | 511.3745 | 15898.8237 | 8566.4437 | 5326.601 | 2.4674e-09 | 0 | 1.3143e-05 | 1.3143e-05 | 0 | 2.0247e-05 | 2.0247e-05 | 0 | 2.0247e-05
[79 empty] | WLDFR | HFTD - Distribution - Zone 1 - 1QU CoRE ¦ 5QU LoRE | Seismic - Non-Red Flag Warning - Catastrophic Fires | 2041 | 0 | 24976.6418 | 511.3745 | 15898.8237 | 8566.4437 | 5326.601 | 2.4674e-09 | 0 | 1.3143e-05 | 1.3143e-05 | 0 | 2.0247e-05 | 2.0247e-05 | 0 | 2.0247e-05
[79 empty] | WLDFR | HFTD - Distribution - Zone 1 - 1QU CoRE ¦ 5QU LoRE | Seismic - Non-Red Flag Warning - Catastrophic Fires | 2042 | 0 | 24976.6418 | 511.3745 | 15898.8237 | 8566.4437 | 5326.601 | 2.4674e-09 | 0 | 1.3143e-05 | 1.3143e-05 | 0 | 2.0247e-05 | 2.0247e-05 | 0 | 2.0247e-05
[79 empty] | WLDFR | HFTD - Distribution - Zone 1 - 1QU CoRE ¦ 5QU LoRE | Seismic - Non-Red Flag Warning - Catastrophic Fires | 2043 | 0 | 26191.7278 | 544.1291 | 16654.7414 | 8992.8573 | 5591.7443 | 2.4674e-09 | 0 | 1.3797e-05 | 1.3797e-05 | 0 | 2.0247e-05 | 2.0247e-05 | 0 | 2.0247e-05
[79 empty] | WLDFR | HFTD - Distribution - Zone 1 - 1QU CoRE ¦ 5QU LoRE | Seismic - Non-Red Flag Warning - Catastrophic Fires | 2044 | 0 | 26191.7278 | 544.1291 | 16654.7414 | 8992.8573 | 5591.7443 | 2.4674e-09 | 0 | 1.3797e-05 | 1.3797e-05 | 0 | 2.1202e-05 | 2.1202e-05 | 0 | 2.1202e-05
[79 empty] | WLDFR | HFTD - Distribution - Zone 1 - 1QU CoRE ¦ 5QU LoRE | Seismic - Non-Red Flag Warning - Catastrophic Fires | 2045 | 0 | 26191.7278 | 544.1291 | 16654.7414 | 8992.8573 | 5591.7443 | 2.4674e-09 | 0 | 1.3797e-05 | 1.3797e-05 | 0 | 2.1202e-05 | 2.1202e-05 | 0 | 2.1202e-05
[79 empty] | WLDFR | HFTD - Distribution - Zone 1 - 1QU CoRE ¦ 5QU LoRE | Seismic - Non-Red Flag Warning - Catastrophic Fires | 2046 | 0 | 26191.7278 | 544.1291 | 16654.7414 | 8992.8573 | 5591.7443 | 2.4674e-09 | 0 | 1.3797e-05 | 1.3797e-05 | 0 | 2.1202e-05 | 2.1202e-05 | 0 | 2.1202e-05
[79 empty] | WLDFR | HFTD - Distribution - Zone 1 - 1QU CoRE ¦ 5QU LoRE | Seismic - Non-Red Flag Warning - Catastrophic Fires | 2047 | 0 | 26191.7278 | 544.1291 | 16654.7414 | 8992.8573 | 5591.7443 | 2.4674e-09 | 0 | 1.3797e-05 | 1.3797e-05 | 0 | 2.1202e-05 | 2.1202e-05 | 0 | 2.1202e-05
[79 empty] | WLDFR | HFTD - Distribution - Zone 1 - 1QU CoRE ¦ 5QU LoRE | Seismic - Non-Red Flag Warning - Catastrophic Fires | 2048 | 0 | 27464.7227 | 578.8407 | 17445.538 | 9440.3441 | 5869.9909 | 2.4674e-09 | 0 | 1.4484e-05 | 1.4484e-05 | 0 | 2.1202e-05 | 2.1202e-05 | 0 | 2.1202e-05
[79 empty] | WLDFR | HFTD - Distribution - Zone 1 - 1QU CoRE ¦ 5QU LoRE | Seismic - Non-Red Flag Warning - Catastrophic Fires | 2049 | 0 | 27464.7227 | 578.8407 | 17445.538 | 9440.3441 | 5869.9909 | 2.4674e-09 | 0 | 1.4484e-05 | 1.4484e-05 | 0 | 2.222e-05 | 2.222e-05 | 0 | 2.222e-05
[79 empty] | WLDFR | HFTD - Distribution - Zone 1 - 1QU CoRE ¦ 5QU LoRE | Seismic - Non-Red Flag Warning - Catastrophic Fires | 2050 | 0 | 27464.7227 | 578.8407 | 17445.538 | 9440.3441 | 5869.9909 | 2.4674e-09 | 0 | 1.4484e-05 | 1.4484e-05 | 0 | 2.222e-05 | 2.222e-05 | 0 | 2.222e-05
[79 empty] | WLDFR | HFTD - Distribution - Zone 1 - 1QU CoRE ¦ 5QU LoRE | Seismic - Non-Red Flag Warning - Catastrophic Fires | 2051 | 0 | 27464.7227 | 578.8407 | 17445.538 | 9440.3441 | 5869.9909 | 2.4674e-09 | 0 | 1.4484e-05 | 1.4484e-05 | 0 | 2.222e-05 | 2.222e-05 | 0 | 2.222e-05
[79 empty] | WLDFR | HFTD - Distribution - Zone 1 - 1QU CoRE ¦ 5QU LoRE | Seismic - Non-Red Flag Warning - Catastrophic Fires | 2052 | 0 | 27464.7227 | 578.8407 | 17445.538 | 9440.3441 | 5869.9909 | 2.4674e-09 | 0 | 1.4484e-05 | 1.4484e-05 | 0 | 2.222e-05 | 2.222e-05 | 0 | 2.222e-05
[79 empty] | WLDFR | HFTD - Distribution - Zone 1 - 1QU CoRE ¦ 5QU LoRE | Seismic - Non-Red Flag Warning - Catastrophic Fires | 2053 | 0 | 28779.6694 | 615.0952 | 18261.2327 | 9903.3415 | 6157.8819 | 2.4674e-09 | 0 | 1.5194e-05 | 1.5194e-05 | 0 | 0 | 2.222e-05 | 0 | 2.222e-05
[79 empty] | WLDFR | HFTD - Distribution - Zone 1 - 1QU CoRE ¦ 5QU LoRE | Seismic - Non-Red Flag Warning - Catastrophic Fires | 2054 | 0 | 28779.6694 | 615.0952 | 18261.2327 | 9903.3415 | 6157.8819 | 2.4674e-09 | 0 | 1.5194e-05 | 1.5194e-05 | 0 | 0.0015291 | 0 | 0 | 0
[79 empty] | WLDFR | HFTD - Distribution - Zone 1 - 1QU CoRE ¦ 5QU LoRE | Seismic - Non-Red Flag Warning - Catastrophic Fires | 2055 | 0 | 28779.6694 | 615.0952 | 18261.2327 | 9903.3415 | 6157.8819 | 2.4674e-09 | 0 | 1.5194e-05 | 1.5194e-05 | 0 | 0.0015852 | 0.0015852 | 0 | 0.0015852
[79 empty] | WLDFR | HFTD - Distribution - Zone 1 - 1QU CoRE ¦ 5QU LoRE | Seismic - Red Flag Warning - Catastrophic Fires | 2026 | 0 | 21835.9781 | 428.6023 | 13939.561 | 7467.8148 | 4643.4753 | 1.0639e-07 | 0 | 0.00049404 | 0.00049404 | 0 | 0.0015852 | 0.0015852 | 0 | 0.0015852
[79 empty] | WLDFR | HFTD - Distribution - Zone 1 - 1QU CoRE ¦ 5QU LoRE | Seismic - Red Flag Warning - Catastrophic Fires | 2027 | 0 | 21835.9781 | 428.6023 | 13939.561 | 7467.8148 | 4643.4753 | 1.0639e-07 | 0 | 0.00049404 | 0.00049404 | 0 | 0.0015852 | 0.0015852 | 0 | 0.0015852
[79 empty] | WLDFR | HFTD - Distribution - Zone 1 - 1QU CoRE ¦ 5QU LoRE | Seismic - Red Flag Warning - Catastrophic Fires | 2028 | 0 | 22783.187 | 453.261 | 14531.3357 | 7798.5904 | 4849.151 | 1.0639e-07 | 0 | 0.00051592 | 0.00051592 | 0 | 0.0015852 | 0.0015852 | 0 | 0.0015852
[79 empty] | WLDFR | HFTD - Distribution - Zone 1 - 1QU CoRE ¦ 5QU LoRE | Seismic - Red Flag Warning - Catastrophic Fires | 2029 | 0 | 22783.187 | 453.261 | 14531.3357 | 7798.5904 | 4849.151 | 1.0639e-07 | 0 | 0.00051592 | 0.00051592 | 0 | 0.0015852 | 0.0015852 | 0 | 0.0015852
[79 empty] | WLDFR | HFTD - Distribution - Zone 1 - 1QU CoRE ¦ 5QU LoRE | Seismic - Red Flag Warning - Catastrophic Fires | 2030 | 0 | 22783.187 | 453.261 | 14531.3357 | 7798.5904 | 4849.151 | 1.0639e-07 | 0 | 0.00051592 | 0.00051592 | 0 | 0.0016558 | 0.0016558 | 0 | 0.0016558
[79 empty] | WLDFR | HFTD - Distribution - Zone 1 - 1QU CoRE ¦ 5QU LoRE | Seismic - Red Flag Warning - Catastrophic Fires | 2031 | 0 | 22783.187 | 453.261 | 14531.3357 | 7798.5904 | 4849.151 | 1.0639e-07 | 0 | 0.00051592 | 0.00051592 | 0 | 0.0016558 | 0.0016558 | 0 | 0.0016558
[79 empty] | WLDFR | HFTD - Distribution - Zone 1 - 1QU CoRE ¦ 5QU LoRE | Seismic - Red Flag Warning - Catastrophic Fires | 2032 | 0 | 22783.187 | 453.261 | 14531.3357 | 7798.5904 | 4849.151 | 1.0639e-07 | 0 | 0.00051592 | 0.00051592 | 0 | 0.0016558 | 0.0016558 | 0 | 0.0016558
[79 empty] | WLDFR | HFTD - Distribution - Zone 1 - 1QU CoRE ¦ 5QU LoRE | Seismic - Red Flag Warning - Catastrophic Fires | 2033 | 0 | 23835.2641 | 480.9649 | 15187.7294 | 8166.5698 | 5077.96 | 1.0639e-07 | 0 | 0.00054026 | 0.00054026 | 0 | 0.0016558 | 0.0016558 | 0 | 0.0016558
[79 empty] | WLDFR | HFTD - Distribution - Zone 1 - 1QU CoRE ¦ 5QU LoRE | Seismic - Red Flag Warning - Catastrophic Fires | 2034 | 0 | 23835.2641 | 480.9649 | 15187.7294 | 8166.5698 | 5077.96 | 1.0639e-07 | 0 | 0.00054026 | 0.00054026 | 0 | 0.0016558 | 0.0016558 | 0 | 0.0016558
[79 empty] | WLDFR | HFTD - Distribution - Zone 1 - 1QU CoRE ¦ 5QU LoRE | Seismic - Red Flag Warning - Catastrophic Fires | 2035 | 0 | 23835.2641 | 480.9649 | 15187.7294 | 8166.5698 | 5077.96 | 1.0639e-07 | 0 | 0.00054026 | 0.00054026 | 0 | 0.0017343 | 0.0017343 | 0 | 0.0017343
[79 empty] | WLDFR | HFTD - Distribution - Zone 1 - 1QU CoRE ¦ 5QU LoRE | Seismic - Red Flag Warning - Catastrophic Fires | 2036 | 0 | 23835.2641 | 480.9649 | 15187.7294 | 8166.5698 | 5077.96 | 1.0639e-07 | 0 | 0.00054026 | 0.00054026 | 0 | 0.0017343 | 0.0017343 | 0 | 0.0017343
[79 empty] | WLDFR | HFTD - Distribution - Zone 1 - 1QU CoRE ¦ 5QU LoRE | Seismic - Red Flag Warning - Catastrophic Fires | 2037 | 0 | 23835.2641 | 480.9649 | 15187.7294 | 8166.5698 | 5077.96 | 1.0639e-07 | 0 | 0.00054026 | 0.00054026 | 0 | 0.0017343 | 0.0017343 | 0 | 0.0017343
[79 empty] | WLDFR | HFTD - Distribution - Zone 1 - 1QU CoRE ¦ 5QU LoRE | Seismic - Red Flag Warning - Catastrophic Fires | 2038 | 0 | 24976.6418 | 511.3745 | 15898.8237 | 8566.4437 | 5326.601 | 1.0639e-07 | 0 | 0.00056672 | 0.00056672 | 0 | 0.0017343 | 0.0017343 | 0 | 0.0017343
[79 empty] | WLDFR | HFTD - Distribution - Zone 1 - 1QU CoRE ¦ 5QU LoRE | Seismic - Red Flag Warning - Catastrophic Fires | 2039 | 0 | 24976.6418 | 511.3745 | 15898.8237 | 8566.4437 | 5326.601 | 1.0639e-07 | 0 | 0.00056672 | 0.00056672 | 0 | 0.0017343 | 0.0017343 | 0 | 0.0017343
[79 empty] | WLDFR | HFTD - Distribution - Zone 1 - 1QU CoRE ¦ 5QU LoRE | Seismic - Red Flag Warning - Catastrophic Fires | 2040 | 0 | 24976.6418 | 511.3745 | 15898.8237 | 8566.4437 | 5326.601 | 1.0639e-07 | 0 | 0.00056672 | 0.00056672 | 0 | 0.0018195 | 0.0018195 | 0 | 0.0018195
[79 empty] | WLDFR | HFTD - Distribution - Zone 1 - 1QU CoRE ¦ 5QU LoRE | Seismic - Red Flag Warning - Catastrophic Fires | 2041 | 0 | 24976.6418 | 511.3745 | 15898.8237 | 8566.4437 | 5326.601 | 1.0639e-07 | 0 | 0.00056672 | 0.00056672 | 0 | 0.0018195 | 0.0018195 | 0 | 0.0018195
[79 empty] | WLDFR | HFTD - Distribution - Zone 1 - 1QU CoRE ¦ 5QU LoRE | Seismic - Red Flag Warning - Catastrophic Fires | 2042 | 0 | 24976.6418 | 511.3745 | 15898.8237 | 8566.4437 | 5326.601 | 1.0639e-07 | 0 | 0.00056672 | 0.00056672 | 0 | 0.0018195 | 0.0018195 | 0 | 0.0018195
[79 empty] | WLDFR | HFTD - Distribution - Zone 1 - 1QU CoRE ¦ 5QU LoRE | Seismic - Red Flag Warning - Catastrophic Fires | 2043 | 0 | 26191.7278 | 544.1291 | 16654.7414 | 8992.8573 | 5591.7443 | 1.0639e-07 | 0 | 0.00059493 | 0.00059493 | 0 | 0.0018195 | 0.0018195 | 0 | 0.0018195
[79 empty] | WLDFR | HFTD - Distribution - Zone 1 - 1QU CoRE ¦ 5QU LoRE | Seismic - Red Flag Warning - Catastrophic Fires | 2044 | 0 | 26191.7278 | 544.1291 | 16654.7414 | 8992.8573 | 5591.7443 | 1.0639e-07 | 0 | 0.00059493 | 0.00059493 | 0 | 0.0018195 | 0.0018195 | 0 | 0.0018195
[79 empty] | WLDFR | HFTD - Distribution - Zone 1 - 1QU CoRE ¦ 5QU LoRE | Seismic - Red Flag Warning - Catastrophic Fires | 2045 | 0 | 26191.7278 | 544.1291 | 16654.7414 | 8992.8573 | 5591.7443 | 1.0639e-07 | 0 | 0.00059493 | 0.00059493 | 0 | 0.0019103 | 0.0019103 | 0 | 0.0019103
[79 empty] | WLDFR | HFTD - Distribution - Zone 1 - 1QU CoRE ¦ 5QU LoRE | Seismic - Red Flag Warning - Catastrophic Fires | 2046 | 0 | 26191.7278 | 544.1291 | 16654.7414 | 8992.8573 | 5591.7443 | 1.0639e-07 | 0 | 0.00059493 | 0.00059493 | 0 | 0.0019103 | 0.0019103 | 0 | 0.0019103
[79 empty] | WLDFR | HFTD - Distribution - Zone 1 - 1QU CoRE ¦ 5QU LoRE | Seismic - Red Flag Warning - Catastrophic Fires | 2047 | 0 | 26191.7278 | 544.1291 | 16654.7414 | 8992.8573 | 5591.7443 | 1.0639e-07 | 0 | 0.00059493 | 0.00059493 | 0 | 0.0019103 | 0.0019103 | 0 | 0.0019103
[79 empty] | WLDFR | HFTD - Distribution - Zone 1 - 1QU CoRE ¦ 5QU LoRE | Seismic - Red Flag Warning - Catastrophic Fires | 2048 | 0 | 27464.7227 | 578.8407 | 17445.538 | 9440.3441 | 5869.9909 | 1.0639e-07 | 0 | 0.00062453 | 0.00062453 | 0 | 0.0019103 | 0.0019103 | 0 | 0.0019103
[79 empty] | WLDFR | HFTD - Distribution - Zone 1 - 1QU CoRE ¦ 5QU LoRE | Seismic - Red Flag Warning - Catastrophic Fires | 2049 | 0 | 27464.7227 | 578.8407 | 17445.538 | 9440.3441 | 5869.9909 | 1.0639e-07 | 0 | 0.00062453 | 0.00062453 | 0 | 0.0019103 | 0.0019103 | 0 | 0.0019103
[79 empty] | WLDFR | HFTD - Distribution - Zone 1 - 1QU CoRE ¦ 5QU LoRE | Seismic - Red Flag Warning - Catastrophic Fires | 2050 | 0 | 27464.7227 | 578.8407 | 17445.538 | 9440.3441 | 5869.9909 | 1.0639e-07 | 0 | 0.00062453 | 0.00062453 | 0 | 0.0020054 | 0.0020054 | 0 | 0.0020054
[79 empty] | WLDFR | HFTD - Distribution - Zone 1 - 1QU CoRE ¦ 5QU LoRE | Seismic - Red Flag Warning - Catastrophic Fires | 2051 | 0 | 27464.7227 | 578.8407 | 17445.538 | 9440.3441 | 5869.9909 | 1.0639e-07 | 0 | 0.00062453 | 0.00062453 | 0 | 0.0020054 | 0.0020054 | 0 | 0.0020054
[79 empty] | WLDFR | HFTD - Distribution - Zone 1 - 1QU CoRE ¦ 5QU LoRE | Seismic - Red Flag Warning - Catastrophic Fires | 2052 | 0 | 27464.7227 | 578.8407 | 17445.538 | 9440.3441 | 5869.9909 | 1.0639e-07 | 0 | 0.00062453 | 0.00062453 | 0 | 0.0020054 | 0.0020054 | 0 | 0.0020054
[79 empty] | WLDFR | HFTD - Distribution - Zone 1 - 1QU CoRE ¦ 5QU LoRE | Seismic - Red Flag Warning - Catastrophic Fires | 2053 | 0 | 28779.6694 | 615.0952 | 18261.2327 | 9903.3415 | 6157.8819 | 1.0639e-07 | 0 | 0.00065516 | 0.00065516 | 0 | 0.0020054 | 0.0020054 | 0 | 0.0020054
[79 empty] | WLDFR | HFTD - Distribution - Zone 1 - 1QU CoRE ¦ 5QU LoRE | Seismic - Red Flag Warning - Catastrophic Fires | 2054 | 0 | 28779.6694 | 615.0952 | 18261.2327 | 9903.3415 | 6157.8819 | 1.0639e-07 | 0 | 0.00065516 | 0.00065516 | 0 | 0 | 0.0020054 | 0 | 0.0020054
[79 empty] | WLDFR | HFTD - Distribution - Zone 1 - 1QU CoRE ¦ 5QU LoRE | Seismic - Red Flag Warning - Catastrophic Fires | 2055 | 0 | 28779.6694 | 615.0952 | 18261.2327 | 9903.3415 | 6157.8819 | 1.0639e-07 | 0 | 0.00065516 | 0.00065516 | 0 | 0.00015597 | 0 | 0 | 0
[79 empty] | WLDFR | HFTD - Distribution - Zone 1 - 4QU CoRE ¦ 1QU LoRE | Non-Red Flag Warning - Catastrophic Fires | 2026 | 0 | 14664.6376 | 233.2301 | 8896.516 | 5534.8915 | 3441.5867 | 4.9581e-06 | 0 | 0.017064 | 0.017064 | 0 | 0.00016167 | 0.00016167 | 0 | 0.00016167
[79 empty] | WLDFR | HFTD - Distribution - Zone 1 - 4QU CoRE ¦ 1QU LoRE | Non-Red Flag Warning - Catastrophic Fires | 2027 | 0 | 14664.6376 | 233.2301 | 8896.516 | 5534.8915 | 3441.5867 | 4.9581e-06 | 0 | 0.017064 | 0.017064 | 0 | 0.00016167 | 0.00016167 | 0 | 0.00016167
[79 empty] | WLDFR | HFTD - Distribution - Zone 1 - 4QU CoRE ¦ 1QU LoRE | Non-Red Flag Warning - Catastrophic Fires | 2028 | 0 | 15317.9909 | 247.273 | 9287.6491 | 5783.0689 | 3595.903 | 4.9581e-06 | 0 | 0.017829 | 0.017829 | 0 | 0.00016167 | 0.00016167 | 0 | 0.00016167
[79 empty] | WLDFR | HFTD - Distribution - Zone 1 - 4QU CoRE ¦ 1QU LoRE | Non-Red Flag Warning - Catastrophic Fires | 2029 | 0 | 15317.9909 | 247.273 | 9287.6491 | 5783.0689 | 3595.903 | 4.9581e-06 | 0 | 0.017829 | 0.017829 | 0 | 0.00016167 | 0.00016167 | 0 | 0.00016167
[79 empty] | WLDFR | HFTD - Distribution - Zone 1 - 4QU CoRE ¦ 1QU LoRE | Non-Red Flag Warning - Catastrophic Fires | 2030 | 0 | 15317.9909 | 247.273 | 9287.6491 | 5783.0689 | 3595.903 | 4.9581e-06 | 0 | 0.017829 | 0.017829 | 0 | 0.00016167 | 0.00016167 | 0 | 0.00016167
[79 empty] | WLDFR | HFTD - Distribution - Zone 1 - 4QU CoRE ¦ 1QU LoRE | Non-Red Flag Warning - Catastrophic Fires | 2031 | 0 | 15317.9909 | 247.273 | 9287.6491 | 5783.0689 | 3595.903 | 4.9581e-06 | 0 | 0.017829 | 0.017829 | 0 | 0.00016885 | 0.00016885 | 0 | 0.00016885
[79 empty] | WLDFR | HFTD - Distribution - Zone 1 - 4QU CoRE ¦ 1QU LoRE | Non-Red Flag Warning - Catastrophic Fires | 2032 | 0 | 15317.9909 | 247.273 | 9287.6491 | 5783.0689 | 3595.903 | 4.9581e-06 | 0 | 0.017829 | 0.017829 | 0 | 0.00016885 | 0.00016885 | 0 | 0.00016885
[79 empty] | WLDFR | HFTD - Distribution - Zone 1 - 4QU CoRE ¦ 1QU LoRE | Non-Red Flag Warning - Catastrophic Fires | 2033 | 0 | 16044.1264 | 263.1074 | 9721.74 | 6059.2791 | 3767.65 | 4.9581e-06 | 0 | 0.01868 | 0.01868 | 0 | 0.00016885 | 0.00016885 | 0 | 0.00016885
[79 empty] | WLDFR | HFTD - Distribution - Zone 1 - 4QU CoRE ¦ 1QU LoRE | Non-Red Flag Warning - Catastrophic Fires | 2034 | 0 | 16044.1264 | 263.1074 | 9721.74 | 6059.2791 | 3767.65 | 4.9581e-06 | 0 | 0.01868 | 0.01868 | 0 | 0.00016885 | 0.00016885 | 0 | 0.00016885
[79 empty] | WLDFR | HFTD - Distribution - Zone 1 - 4QU CoRE ¦ 1QU LoRE | Non-Red Flag Warning - Catastrophic Fires | 2035 | 0 | 16044.1264 | 263.1074 | 9721.74 | 6059.2791 | 3767.65 | 4.9581e-06 | 0 | 0.01868 | 0.01868 | 0 | 0.00016885 | 0.00016885 | 0 | 0.00016885
[79 empty] | WLDFR | HFTD - Distribution - Zone 1 - 4QU CoRE ¦ 1QU LoRE | Non-Red Flag Warning - Catastrophic Fires | 2036 | 0 | 16044.1264 | 263.1074 | 9721.74 | 6059.2791 | 3767.65 | 4.9581e-06 | 0 | 0.01868 | 0.01868 | 0 | 0.00017681 | 0.00017681 | 0 | 0.00017681
[79 empty] | WLDFR | HFTD - Distribution - Zone 1 - 4QU CoRE ¦ 1QU LoRE | Non-Red Flag Warning - Catastrophic Fires | 2037 | 0 | 16044.1264 | 263.1074 | 9721.74 | 6059.2791 | 3767.65 | 4.9581e-06 | 0 | 0.01868 | 0.01868 | 0 | 0.00017681 | 0.00017681 | 0 | 0.00017681
[79 empty] | WLDFR | HFTD - Distribution - Zone 1 - 4QU CoRE ¦ 1QU LoRE | Non-Red Flag Warning - Catastrophic Fires | 2038 | 0 | 16832.3912 | 280.5544 | 10192.2718 | 6359.5651 | 3954.3674 | 4.9581e-06 | 0 | 0.019606 | 0.019606 | 0 | 0.00017681 | 0.00017681 | 0 | 0.00017681
[79 empty] | WLDFR | HFTD - Distribution - Zone 1 - 4QU CoRE ¦ 1QU LoRE | Non-Red Flag Warning - Catastrophic Fires | 2039 | 0 | 16832.3912 | 280.5544 | 10192.2718 | 6359.5651 | 3954.3674 | 4.9581e-06 | 0 | 0.019606 | 0.019606 | 0 | 0.00017681 | 0.00017681 | 0 | 0.00017681
[79 empty] | WLDFR | HFTD - Distribution - Zone 1 - 4QU CoRE ¦ 1QU LoRE | Non-Red Flag Warning - Catastrophic Fires | 2040 | 0 | 16832.3912 | 280.5544 | 10192.2718 | 6359.5651 | 3954.3674 | 4.9581e-06 | 0 | 0.019606 | 0.019606 | 0 | 0.00017681 | 0.00017681 | 0 | 0.00017681
[79 empty] | WLDFR | HFTD - Distribution - Zone 1 - 4QU CoRE ¦ 1QU LoRE | Non-Red Flag Warning - Catastrophic Fires | 2041 | 0 | 16832.3912 | 280.5544 | 10192.2718 | 6359.5651 | 3954.3674 | 4.9581e-06 | 0 | 0.019606 | 0.019606 | 0 | 0.00018546 | 0.00018546 | 0 | 0.00018546
[79 empty] | WLDFR | HFTD - Distribution - Zone 1 - 4QU CoRE ¦ 1QU LoRE | Non-Red Flag Warning - Catastrophic Fires | 2042 | 0 | 16832.3912 | 280.5544 | 10192.2718 | 6359.5651 | 3954.3674 | 4.9581e-06 | 0 | 0.019606 | 0.019606 | 0 | 0.00018546 | 0.00018546 | 0 | 0.00018546
[79 empty] | WLDFR | HFTD - Distribution - Zone 1 - 4QU CoRE ¦ 1QU LoRE | Non-Red Flag Warning - Catastrophic Fires | 2043 | 0 | 17672.0852 | 299.42 | 10692.7362 | 6679.929 | 4153.5692 | 4.9581e-06 | 0 | 0.020594 | 0.020594 | 0 | 0.00018546 | 0.00018546 | 0 | 0.00018546
[79 empty] | WLDFR | HFTD - Distribution - Zone 1 - 4QU CoRE ¦ 1QU LoRE | Non-Red Flag Warning - Catastrophic Fires | 2044 | 0 | 17672.0852 | 299.42 | 10692.7362 | 6679.929 | 4153.5692 | 4.9581e-06 | 0 | 0.020594 | 0.020594 | 0 | 0.00018546 | 0.00018546 | 0 | 0.00018546
[79 empty] | WLDFR | HFTD - Distribution - Zone 1 - 4QU CoRE ¦ 1QU LoRE | Non-Red Flag Warning - Catastrophic Fires | 2045 | 0 | 17672.0852 | 299.42 | 10692.7362 | 6679.929 | 4153.5692 | 4.9581e-06 | 0 | 0.020594 | 0.020594 | 0 | 0.00018546 | 0.00018546 | 0 | 0.00018546
[79 empty] | WLDFR | HFTD - Distribution - Zone 1 - 4QU CoRE ¦ 1QU LoRE | Non-Red Flag Warning - Catastrophic Fires | 2046 | 0 | 17672.0852 | 299.42 | 10692.7362 | 6679.929 | 4153.5692 | 4.9581e-06 | 0 | 0.020594 | 0.020594 | 0 | 0.00019465 | 0.00019465 | 0 | 0.00019465
[79 empty] | WLDFR | HFTD - Distribution - Zone 1 - 4QU CoRE ¦ 1QU LoRE | Non-Red Flag Warning - Catastrophic Fires | 2047 | 0 | 17672.0852 | 299.42 | 10692.7362 | 6679.929 | 4153.5692 | 4.9581e-06 | 0 | 0.020594 | 0.020594 | 0 | 0.00019465 | 0.00019465 | 0 | 0.00019465
[79 empty] | WLDFR | HFTD - Distribution - Zone 1 - 4QU CoRE ¦ 1QU LoRE | Non-Red Flag Warning - Catastrophic Fires | 2048 | 0 | 18552.3348 | 319.4911 | 11216.5626 | 7016.281 | 4362.7123 | 4.9581e-06 | 0 | 0.021631 | 0.021631 | 0 | 0.00019465 | 0.00019465 | 0 | 0.00019465
[79 empty] | WLDFR | HFTD - Distribution - Zone 1 - 4QU CoRE ¦ 1QU LoRE | Non-Red Flag Warning - Catastrophic Fires | 2049 | 0 | 18552.3348 | 319.4911 | 11216.5626 | 7016.281 | 4362.7123 | 4.9581e-06 | 0 | 0.021631 | 0.021631 | 0 | 0.00019465 | 0.00019465 | 0 | 0.00019465
[79 empty] | WLDFR | HFTD - Distribution - Zone 1 - 4QU CoRE ¦ 1QU LoRE | Non-Red Flag Warning - Catastrophic Fires | 2050 | 0 | 18552.3348 | 319.4911 | 11216.5626 | 7016.281 | 4362.7123 | 4.9581e-06 | 0 | 0.021631 | 0.021631 | 0 | 0.00019465 | 0.00019465 | 0 | 0.00019465
[79 empty] | WLDFR | HFTD - Distribution - Zone 1 - 4QU CoRE ¦ 1QU LoRE | Non-Red Flag Warning - Catastrophic Fires | 2051 | 0 | 18552.3348 | 319.4911 | 11216.5626 | 7016.281 | 4362.7123 | 4.9581e-06 | 0 | 0.021631 | 0.021631 | 0 | 0.00020428 | 0.00020428 | 0 | 0.00020428
[79 empty] | WLDFR | HFTD - Distribution - Zone 1 - 4QU CoRE ¦ 1QU LoRE | Non-Red Flag Warning - Catastrophic Fires | 2052 | 0 | 18552.3348 | 319.4911 | 11216.5626 | 7016.281 | 4362.7123 | 4.9581e-06 | 0 | 0.021631 | 0.021631 | 0 | 0.00020428 | 0.00020428 | 0 | 0.00020428
[79 empty] | WLDFR | HFTD - Distribution - Zone 1 - 4QU CoRE ¦ 1QU LoRE | Non-Red Flag Warning - Catastrophic Fires | 2053 | 0 | 19462.1283 | 340.5356 | 11757.1413 | 7364.4514 | 4579.2041 | 4.9581e-06 | 0 | 0.022704 | 0.022704 | 0 | 0.00020428 | 0.00020428 | 0 | 0.00020428
[79 empty] | WLDFR | HFTD - Distribution - Zone 1 - 4QU CoRE ¦ 1QU LoRE | Non-Red Flag Warning - Catastrophic Fires | 2054 | 0 | 19462.1283 | 340.5356 | 11757.1413 | 7364.4514 | 4579.2041 | 4.9581e-06 | 0 | 0.022704 | 0.022704 | 0 | 0.00020428 | 0.00020428 | 0 | 0.00020428
[79 empty] | WLDFR | HFTD - Distribution - Zone 1 - 4QU CoRE ¦ 1QU LoRE | Non-Red Flag Warning - Catastrophic Fires | 2055 | 0 | 19462.1283 | 340.5356 | 11757.1413 | 7364.4514 | 4579.2041 | 4.9581e-06 | 0 | 0.022704 | 0.022704 | 0 | 0 | 0.00020428 | 0 | 0.00020428
[79 empty] | WLDFR | HFTD - Distribution - Zone 1 - 4QU CoRE ¦ 1QU LoRE | Non-Red Flag Warning - Large Fires | 2026 | 0 | 5.475 | 0.71896 | 3.0715 | 1.6846 | 1.0475 | 8.2329e-05 | 0 | 8.6237e-05 | 8.6237e-05 | 0 | 4.7319e-06 | 0 | 0 | 0
[79 empty] | WLDFR | HFTD - Distribution - Zone 1 - 4QU CoRE ¦ 1QU LoRE | Non-Red Flag Warning - Large Fires | 2027 | 0 | 5.475 | 0.71896 | 3.0715 | 1.6846 | 1.0475 | 8.2329e-05 | 0 | 8.6237e-05 | 8.6237e-05 | 0 | 4.9436e-06 | 4.9436e-06 | 0 | 4.9436e-06
[79 empty] | WLDFR | HFTD - Distribution - Zone 1 - 4QU CoRE ¦ 1QU LoRE | Non-Red Flag Warning - Large Fires | 2028 | 0 | 5.777 | 0.74734 | 3.238 | 1.7917 | 1.1141 | 8.2329e-05 | 0 | 9.1723e-05 | 9.1723e-05 | 0 | 4.9436e-06 | 4.9436e-06 | 0 | 4.9436e-06
[79 empty] | WLDFR | HFTD - Distribution - Zone 1 - 4QU CoRE ¦ 1QU LoRE | Non-Red Flag Warning - Large Fires | 2029 | 0 | 5.777 | 0.74734 | 3.238 | 1.7917 | 1.1141 | 8.2329e-05 | 0 | 9.1723e-05 | 9.1723e-05 | 0 | 4.9436e-06 | 4.9436e-06 | 0 | 4.9436e-06
[79 empty] | WLDFR | HFTD - Distribution - Zone 1 - 4QU CoRE ¦ 1QU LoRE | Non-Red Flag Warning - Large Fires | 2030 | 0 | 5.777 | 0.74734 | 3.238 | 1.7917 | 1.1141 | 8.2329e-05 | 0 | 9.1723e-05 | 9.1723e-05 | 0 | 4.9436e-06 | 4.9436e-06 | 0 | 4.9436e-06
[79 empty] | WLDFR | HFTD - Distribution - Zone 1 - 4QU CoRE ¦ 1QU LoRE | Non-Red Flag Warning - Large Fires | 2031 | 0 | 5.777 | 0.74734 | 3.238 | 1.7917 | 1.1141 | 8.2329e-05 | 0 | 9.1723e-05 | 9.1723e-05 | 0 | 4.9436e-06 | 4.9436e-06 | 0 | 4.9436e-06
[79 empty] | WLDFR | HFTD - Distribution - Zone 1 - 4QU CoRE ¦ 1QU LoRE | Non-Red Flag Warning - Large Fires | 2032 | 0 | 5.777 | 0.74734 | 3.238 | 1.7917 | 1.1141 | 8.2329e-05 | 0 | 9.1723e-05 | 9.1723e-05 | 0 | 5.2163e-06 | 5.2163e-06 | 0 | 5.2163e-06
[79 empty] | WLDFR | HFTD - Distribution - Zone 1 - 4QU CoRE ¦ 1QU LoRE | Non-Red Flag Warning - Large Fires | 2033 | 0 | 6.1205 | 0.77885 | 3.4265 | 1.9151 | 1.1908 | 8.2329e-05 | 0 | 9.804e-05 | 9.804e-05 | 0 | 5.2163e-06 | 5.2163e-06 | 0 | 5.2163e-06
[79 empty] | WLDFR | HFTD - Distribution - Zone 1 - 4QU CoRE ¦ 1QU LoRE | Non-Red Flag Warning - Large Fires | 2034 | 0 | 6.1205 | 0.77885 | 3.4265 | 1.9151 | 1.1908 | 8.2329e-05 | 0 | 9.804e-05 | 9.804e-05 | 0 | 5.2163e-06 | 5.2163e-06 | 0 | 5.2163e-06
[79 empty] | WLDFR | HFTD - Distribution - Zone 1 - 4QU CoRE ¦ 1QU LoRE | Non-Red Flag Warning - Large Fires | 2035 | 0 | 6.1205 | 0.77885 | 3.4265 | 1.9151 | 1.1908 | 8.2329e-05 | 0 | 9.804e-05 | 9.804e-05 | 0 | 5.2163e-06 | 5.2163e-06 | 0 | 5.2163e-06
[79 empty] | WLDFR | HFTD - Distribution - Zone 1 - 4QU CoRE ¦ 1QU LoRE | Non-Red Flag Warning - Large Fires | 2036 | 0 | 6.1205 | 0.77885 | 3.4265 | 1.9151 | 1.1908 | 8.2329e-05 | 0 | 9.804e-05 | 9.804e-05 | 0 | 5.2163e-06 | 5.2163e-06 | 0 | 5.2163e-06
[79 empty] | WLDFR | HFTD - Distribution - Zone 1 - 4QU CoRE ¦ 1QU LoRE | Non-Red Flag Warning - Large Fires | 2037 | 0 | 6.1205 | 0.77885 | 3.4265 | 1.9151 | 1.1908 | 8.2329e-05 | 0 | 9.804e-05 | 9.804e-05 | 0 | 5.5265e-06 | 5.5265e-06 | 0 | 5.5265e-06
[79 empty] | WLDFR | HFTD - Distribution - Zone 1 - 4QU CoRE ¦ 1QU LoRE | Non-Red Flag Warning - Large Fires | 2038 | 0 | 6.5028 | 0.81304 | 3.6355 | 2.0543 | 1.2773 | 8.2329e-05 | 0 | 0.00010516 | 0.00010516 | 0 | 5.5265e-06 | 5.5265e-06 | 0 | 5.5265e-06
[79 empty] | WLDFR | HFTD - Distribution - Zone 1 - 4QU CoRE ¦ 1QU LoRE | Non-Red Flag Warning - Large Fires | 2039 | 0 | 6.5028 | 0.81304 | 3.6355 | 2.0543 | 1.2773 | 8.2329e-05 | 0 | 0.00010516 | 0.00010516 | 0 | 5.5265e-06 | 5.5265e-06 | 0 | 5.5265e-06
[79 empty] | WLDFR | HFTD - Distribution - Zone 1 - 4QU CoRE ¦ 1QU LoRE | Non-Red Flag Warning - Large Fires | 2040 | 0 | 6.5028 | 0.81304 | 3.6355 | 2.0543 | 1.2773 | 8.2329e-05 | 0 | 0.00010516 | 0.00010516 | 0 | 5.5265e-06 | 5.5265e-06 | 0 | 5.5265e-06
[79 empty] | WLDFR | HFTD - Distribution - Zone 1 - 4QU CoRE ¦ 1QU LoRE | Non-Red Flag Warning - Large Fires | 2041 | 0 | 6.5028 | 0.81304 | 3.6355 | 2.0543 | 1.2773 | 8.2329e-05 | 0 | 0.00010516 | 0.00010516 | 0 | 5.5265e-06 | 5.5265e-06 | 0 | 5.5265e-06
[79 empty] | WLDFR | HFTD - Distribution - Zone 1 - 4QU CoRE ¦ 1QU LoRE | Non-Red Flag Warning - Large Fires | 2042 | 0 | 6.5028 | 0.81304 | 3.6355 | 2.0543 | 1.2773 | 8.2329e-05 | 0 | 0.00010516 | 0.00010516 | 0 | 5.8717e-06 | 5.8717e-06 | 0 | 5.8717e-06
[79 empty] | WLDFR | HFTD - Distribution - Zone 1 - 4QU CoRE ¦ 1QU LoRE | Non-Red Flag Warning - Large Fires | 2043 | 0 | 6.9209 | 0.84944 | 3.8632 | 2.2083 | 1.3731 | 8.2329e-05 | 0 | 0.00011305 | 0.00011305 | 0 | 5.8717e-06 | 5.8717e-06 | 0 | 5.8717e-06
[79 empty] | WLDFR | HFTD - Distribution - Zone 1 - 4QU CoRE ¦ 1QU LoRE | Non-Red Flag Warning - Large Fires | 2044 | 0 | 6.9209 | 0.84944 | 3.8632 | 2.2083 | 1.3731 | 8.2329e-05 | 0 | 0.00011305 | 0.00011305 | 0 | 5.8717e-06 | 5.8717e-06 | 0 | 5.8717e-06
[79 empty] | WLDFR | HFTD - Distribution - Zone 1 - 4QU CoRE ¦ 1QU LoRE | Non-Red Flag Warning - Large Fires | 2045 | 0 | 6.9209 | 0.84944 | 3.8632 | 2.2083 | 1.3731 | 8.2329e-05 | 0 | 0.00011305 | 0.00011305 | 0 | 5.8717e-06 | 5.8717e-06 | 0 | 5.8717e-06
[79 empty] | WLDFR | HFTD - Distribution - Zone 1 - 4QU CoRE ¦ 1QU LoRE | Non-Red Flag Warning - Large Fires | 2046 | 0 | 6.9209 | 0.84944 | 3.8632 | 2.2083 | 1.3731 | 8.2329e-05 | 0 | 0.00011305 | 0.00011305 | 0 | 5.8717e-06 | 5.8717e-06 | 0 | 5.8717e-06
[79 empty] | WLDFR | HFTD - Distribution - Zone 1 - 4QU CoRE ¦ 1QU LoRE | Non-Red Flag Warning - Large Fires | 2047 | 0 | 6.9209 | 0.84944 | 3.8632 | 2.2083 | 1.3731 | 8.2329e-05 | 0 | 0.00011305 | 0.00011305 | 0 | 6.2492e-06 | 6.2492e-06 | 0 | 6.2492e-06
[79 empty] | WLDFR | HFTD - Distribution - Zone 1 - 4QU CoRE ¦ 1QU LoRE | Non-Red Flag Warning - Large Fires | 2048 | 0 | 7.3713 | 0.88759 | 4.1075 | 2.3763 | 1.4776 | 8.2329e-05 | 0 | 0.00012165 | 0.00012165 | 0 | 6.2492e-06 | 6.2492e-06 | 0 | 6.2492e-06
[79 empty] | WLDFR | HFTD - Distribution - Zone 1 - 4QU CoRE ¦ 1QU LoRE | Non-Red Flag Warning - Large Fires | 2049 | 0 | 7.3713 | 0.88759 | 4.1075 | 2.3763 | 1.4776 | 8.2329e-05 | 0 | 0.00012165 | 0.00012165 | 0 | 6.2492e-06 | 6.2492e-06 | 0 | 6.2492e-06
[79 empty] | WLDFR | HFTD - Distribution - Zone 1 - 4QU CoRE ¦ 1QU LoRE | Non-Red Flag Warning - Large Fires | 2050 | 0 | 7.3713 | 0.88759 | 4.1075 | 2.3763 | 1.4776 | 8.2329e-05 | 0 | 0.00012165 | 0.00012165 | 0 | 6.2492e-06 | 6.2492e-06 | 0 | 6.2492e-06
[79 empty] | WLDFR | HFTD - Distribution - Zone 1 - 4QU CoRE ¦ 1QU LoRE | Non-Red Flag Warning - Large Fires | 2051 | 0 | 7.3713 | 0.88759 | 4.1075 | 2.3763 | 1.4776 | 8.2329e-05 | 0 | 0.00012165 | 0.00012165 | 0 | 6.2492e-06 | 6.2492e-06 | 0 | 6.2492e-06
[79 empty] | WLDFR | HFTD - Distribution - Zone 1 - 4QU CoRE ¦ 1QU LoRE | Non-Red Flag Warning - Large Fires | 2052 | 0 | 7.3713 | 0.88759 | 4.1075 | 2.3763 | 1.4776 | 8.2329e-05 | 0 | 0.00012165 | 0.00012165 | 0 | 6.6559e-06 | 6.6559e-06 | 0 | 6.6559e-06
[79 empty] | WLDFR | HFTD - Distribution - Zone 1 - 4QU CoRE ¦ 1QU LoRE | Non-Red Flag Warning - Large Fires | 2053 | 0 | 7.8503 | 0.92702 | 4.3664 | 2.5569 | 1.5899 | 8.2329e-05 | 0 | 0.00013089 | 0.00013089 | 0 | 6.6559e-06 | 6.6559e-06 | 0 | 6.6559e-06
[79 empty] | WLDFR | HFTD - Distribution - Zone 1 - 4QU CoRE ¦ 1QU LoRE | Non-Red Flag Warning - Large Fires | 2054 | 0 | 7.8503 | 0.92702 | 4.3664 | 2.5569 | 1.5899 | 8.2329e-05 | 0 | 0.00013089 | 0.00013089 | 0 | 6.6559e-06 | 6.6559e-06 | 0 | 6.6559e-06
[79 empty] | WLDFR | HFTD - Distribution - Zone 1 - 4QU CoRE ¦ 1QU LoRE | Non-Red Flag Warning - Large Fires | 2055 | 0 | 7.8503 | 0.92702 | 4.3664 | 2.5569 | 1.5899 | 8.2329e-05 | 0 | 0.00013089 | 0.00013089 | 0 | 6.6559e-06 | 6.6559e-06 | 0 | 6.6559e-06
[79 empty] | WLDFR | HFTD - Distribution - Zone 1 - 4QU CoRE ¦ 1QU LoRE | Non-Red Flag Warning - Small Fires | 2026 | 0 | 0.080408 | 0.03759 | 0.0016314 | 0.041187 | 0.02561 | 0.029843 | 0 | 0.00076428 | 0.00076428 | 0 | 0 | 6.6559e-06 | 0 | 6.6559e-06
[79 empty] | WLDFR | HFTD - Distribution - Zone 1 - 4QU CoRE ¦ 1QU LoRE | Non-Red Flag Warning - Small Fires | 2027 | 0 | 0.080408 | 0.03759 | 0.0016314 | 0.041187 | 0.02561 | 0.029843 | 0 | 0.00076428 | 0.00076428 | 0 | 1.7279e-06 | 0 | 0 | 0
[79 empty] | WLDFR | HFTD - Distribution - Zone 1 - 4QU CoRE ¦ 1QU LoRE | Non-Red Flag Warning - Small Fires | 2028 | 0 | 0.083606 | 0.039055 | 0.001695 | 0.042856 | 0.026648 | 0.029843 | 0 | 0.00079526 | 0.00079526 | 0 | 1.7835e-06 | 1.7835e-06 | 0 | 1.7835e-06
[79 empty] | WLDFR | HFTD - Distribution - Zone 1 - 4QU CoRE ¦ 1QU LoRE | Non-Red Flag Warning - Small Fires | 2029 | 0 | 0.083606 | 0.039055 | 0.001695 | 0.042856 | 0.026648 | 0.029843 | 0 | 0.00079526 | 0.00079526 | 0 | 1.7835e-06 | 1.7835e-06 | 0 | 1.7835e-06
[79 empty] | WLDFR | HFTD - Distribution - Zone 1 - 4QU CoRE ¦ 1QU LoRE | Non-Red Flag Warning - Small Fires | 2030 | 0 | 0.083606 | 0.039055 | 0.001695 | 0.042856 | 0.026648 | 0.029843 | 0 | 0.00079526 | 0.00079526 | 0 | 1.7835e-06 | 1.7835e-06 | 0 | 1.7835e-06
[79 empty] | WLDFR | HFTD - Distribution - Zone 1 - 4QU CoRE ¦ 1QU LoRE | Non-Red Flag Warning - Small Fires | 2031 | 0 | 0.083606 | 0.039055 | 0.001695 | 0.042856 | 0.026648 | 0.029843 | 0 | 0.00079526 | 0.00079526 | 0 | 1.7835e-06 | 1.7835e-06 | 0 | 1.7835e-06
[79 empty] | WLDFR | HFTD - Distribution - Zone 1 - 4QU CoRE ¦ 1QU LoRE | Non-Red Flag Warning - Small Fires | 2032 | 0 | 0.083606 | 0.039055 | 0.001695 | 0.042856 | 0.026648 | 0.029843 | 0 | 0.00079526 | 0.00079526 | 0 | 1.7835e-06 | 1.7835e-06 | 0 | 1.7835e-06
[79 empty] | WLDFR | HFTD - Distribution - Zone 1 - 4QU CoRE ¦ 1QU LoRE | Non-Red Flag Warning - Small Fires | 2033 | 0 | 0.087211 | 0.040679 | 0.0017655 | 0.044766 | 0.027836 | 0.029843 | 0 | 0.00083071 | 0.00083071 | 0 | 1.8545e-06 | 1.8545e-06 | 0 | 1.8545e-06
[79 empty] | WLDFR | HFTD - Distribution - Zone 1 - 4QU CoRE ¦ 1QU LoRE | Non-Red Flag Warning - Small Fires | 2034 | 0 | 0.087211 | 0.040679 | 0.0017655 | 0.044766 | 0.027836 | 0.029843 | 0 | 0.00083071 | 0.00083071 | 0 | 1.8545e-06 | 1.8545e-06 | 0 | 1.8545e-06
[79 empty] | WLDFR | HFTD - Distribution - Zone 1 - 4QU CoRE ¦ 1QU LoRE | Non-Red Flag Warning - Small Fires | 2035 | 0 | 0.087211 | 0.040679 | 0.0017655 | 0.044766 | 0.027836 | 0.029843 | 0 | 0.00083071 | 0.00083071 | 0 | 1.8545e-06 | 1.8545e-06 | 0 | 1.8545e-06
[79 empty] | WLDFR | HFTD - Distribution - Zone 1 - 4QU CoRE ¦ 1QU LoRE | Non-Red Flag Warning - Small Fires | 2036 | 0 | 0.087211 | 0.040679 | 0.0017655 | 0.044766 | 0.027836 | 0.029843 | 0 | 0.00083071 | 0.00083071 | 0 | 1.8545e-06 | 1.8545e-06 | 0 | 1.8545e-06
[79 empty] | WLDFR | HFTD - Distribution - Zone 1 - 4QU CoRE ¦ 1QU LoRE | Non-Red Flag Warning - Small Fires | 2037 | 0 | 0.087211 | 0.040679 | 0.0017655 | 0.044766 | 0.027836 | 0.029843 | 0 | 0.00083071 | 0.00083071 | 0 | 1.8545e-06 | 1.8545e-06 | 0 | 1.8545e-06
[79 empty] | WLDFR | HFTD - Distribution - Zone 1 - 4QU CoRE ¦ 1QU LoRE | Non-Red Flag Warning - Small Fires | 2038 | 0 | 0.091184 | 0.042438 | 0.0018418 | 0.046905 | 0.029165 | 0.029843 | 0 | 0.00087039 | 0.00087039 | 0 | 1.9344e-06 | 1.9344e-06 | 0 | 1.9344e-06
[79 empty] | WLDFR | HFTD - Distribution - Zone 1 - 4QU CoRE ¦ 1QU LoRE | Non-Red Flag Warning - Small Fires | 2039 | 0 | 0.091184 | 0.042438 | 0.0018418 | 0.046905 | 0.029165 | 0.029843 | 0 | 0.00087039 | 0.00087039 | 0 | 1.9344e-06 | 1.9344e-06 | 0 | 1.9344e-06
[79 empty] | WLDFR | HFTD - Distribution - Zone 1 - 4QU CoRE ¦ 1QU LoRE | Non-Red Flag Warning - Small Fires | 2040 | 0 | 0.091184 | 0.042438 | 0.0018418 | 0.046905 | 0.029165 | 0.029843 | 0 | 0.00087039 | 0.00087039 | 0 | 1.9344e-06 | 1.9344e-06 | 0 | 1.9344e-06
[79 empty] | WLDFR | HFTD - Distribution - Zone 1 - 4QU CoRE ¦ 1QU LoRE | Non-Red Flag Warning - Small Fires | 2041 | 0 | 0.091184 | 0.042438 | 0.0018418 | 0.046905 | 0.029165 | 0.029843 | 0 | 0.00087039 | 0.00087039 | 0 | 1.9344e-06 | 1.9344e-06 | 0 | 1.9344e-06
[79 empty] | WLDFR | HFTD - Distribution - Zone 1 - 4QU CoRE ¦ 1QU LoRE | Non-Red Flag Warning - Small Fires | 2042 | 0 | 0.091184 | 0.042438 | 0.0018418 | 0.046905 | 0.029165 | 0.029843 | 0 | 0.00087039 | 0.00087039 | 0 | 1.9344e-06 | 1.9344e-06 | 0 | 1.9344e-06
[79 empty] | WLDFR | HFTD - Distribution - Zone 1 - 4QU CoRE ¦ 1QU LoRE | Non-Red Flag Warning - Small Fires | 2043 | 0 | 0.095486 | 0.044306 | 0.0019228 | 0.049257 | 0.030628 | 0.029843 | 0 | 0.00091403 | 0.00091403 | 0 | 2.0226e-06 | 2.0226e-06 | 0 | 2.0226e-06
[79 empty] | WLDFR | HFTD - Distribution - Zone 1 - 4QU CoRE ¦ 1QU LoRE | Non-Red Flag Warning - Small Fires | 2044 | 0 | 0.095486 | 0.044306 | 0.0019228 | 0.049257 | 0.030628 | 0.029843 | 0 | 0.00091403 | 0.00091403 | 0 | 2.0226e-06 | 2.0226e-06 | 0 | 2.0226e-06
[79 empty] | WLDFR | HFTD - Distribution - Zone 1 - 4QU CoRE ¦ 1QU LoRE | Non-Red Flag Warning - Small Fires | 2045 | 0 | 0.095486 | 0.044306 | 0.0019228 | 0.049257 | 0.030628 | 0.029843 | 0 | 0.00091403 | 0.00091403 | 0 | 2.0226e-06 | 2.0226e-06 | 0 | 2.0226e-06
[79 empty] | WLDFR | HFTD - Distribution - Zone 1 - 4QU CoRE ¦ 1QU LoRE | Non-Red Flag Warning - Small Fires | 2046 | 0 | 0.095486 | 0.044306 | 0.0019228 | 0.049257 | 0.030628 | 0.029843 | 0 | 0.00091403 | 0.00091403 | 0 | 2.0226e-06 | 2.0226e-06 | 0 | 2.0226e-06
[79 empty] | WLDFR | HFTD - Distribution - Zone 1 - 4QU CoRE ¦ 1QU LoRE | Non-Red Flag Warning - Small Fires | 2047 | 0 | 0.095486 | 0.044306 | 0.0019228 | 0.049257 | 0.030628 | 0.029843 | 0 | 0.00091403 | 0.00091403 | 0 | 2.0226e-06 | 2.0226e-06 | 0 | 2.0226e-06
[79 empty] | WLDFR | HFTD - Distribution - Zone 1 - 4QU CoRE ¦ 1QU LoRE | Non-Red Flag Warning - Small Fires | 2048 | 0 | 0.10007 | 0.04626 | 0.0020076 | 0.051804 | 0.032212 | 0.029843 | 0 | 0.0009613 | 0.0009613 | 0 | 2.118e-06 | 2.118e-06 | 0 | 2.118e-06
[79 empty] | WLDFR | HFTD - Distribution - Zone 1 - 4QU CoRE ¦ 1QU LoRE | Non-Red Flag Warning - Small Fires | 2049 | 0 | 0.10007 | 0.04626 | 0.0020076 | 0.051804 | 0.032212 | 0.029843 | 0 | 0.0009613 | 0.0009613 | 0 | 2.118e-06 | 2.118e-06 | 0 | 2.118e-06
[79 empty] | WLDFR | HFTD - Distribution - Zone 1 - 4QU CoRE ¦ 1QU LoRE | Non-Red Flag Warning - Small Fires | 2050 | 0 | 0.10007 | 0.04626 | 0.0020076 | 0.051804 | 0.032212 | 0.029843 | 0 | 0.0009613 | 0.0009613 | 0 | 2.118e-06 | 2.118e-06 | 0 | 2.118e-06
[79 empty] | WLDFR | HFTD - Distribution - Zone 1 - 4QU CoRE ¦ 1QU LoRE | Non-Red Flag Warning - Small Fires | 2051 | 0 | 0.10007 | 0.04626 | 0.0020076 | 0.051804 | 0.032212 | 0.029843 | 0 | 0.0009613 | 0.0009613 | 0 | 2.118e-06 | 2.118e-06 | 0 | 2.118e-06
[79 empty] | WLDFR | HFTD - Distribution - Zone 1 - 4QU CoRE ¦ 1QU LoRE | Non-Red Flag Warning - Small Fires | 2052 | 0 | 0.10007 | 0.04626 | 0.0020076 | 0.051804 | 0.032212 | 0.029843 | 0 | 0.0009613 | 0.0009613 | 0 | 2.118e-06 | 2.118e-06 | 0 | 2.118e-06
[79 empty] | WLDFR | HFTD - Distribution - Zone 1 - 4QU CoRE ¦ 1QU LoRE | Non-Red Flag Warning - Small Fires | 2053 | 0 | 0.10489 | 0.048274 | 0.002095 | 0.054525 | 0.033904 | 0.029843 | 0 | 0.0010118 | 0.0010118 | 0 | 2.2197e-06 | 2.2197e-06 | 0 | 2.2197e-06
[79 empty] | WLDFR | HFTD - Distribution - Zone 1 - 4QU CoRE ¦ 1QU LoRE | Non-Red Flag Warning - Small Fires | 2054 | 0 | 0.10489 | 0.048274 | 0.002095 | 0.054525 | 0.033904 | 0.029843 | 0 | 0.0010118 | 0.0010118 | 0 | 2.2197e-06 | 2.2197e-06 | 0 | 2.2197e-06
[79 empty] | WLDFR | HFTD - Distribution - Zone 1 - 4QU CoRE ¦ 1QU LoRE | Non-Red Flag Warning - Small Fires | 2055 | 0 | 0.10489 | 0.048274 | 0.002095 | 0.054525 | 0.033904 | 0.029843 | 0 | 0.0010118 | 0.0010118 | 0 | 2.2197e-06 | 2.2197e-06 | 0 | 2.2197e-06
[79 empty] | WLDFR | HFTD - Distribution - Zone 1 - 4QU CoRE ¦ 1QU LoRE | Red Flag Warning - Catastrophic Fires | 2026 | 0 | 14664.6376 | 233.2301 | 8896.516 | 5534.8915 | 3441.5867 | 2.8546e-05 | 0 | 0.098243 | 0.098243 | 0 | 2.2197e-06 | 2.2197e-06 | 0 | 2.2197e-06
[79 empty] | WLDFR | HFTD - Distribution - Zone 1 - 4QU CoRE ¦ 1QU LoRE | Red Flag Warning - Catastrophic Fires | 2027 | 0 | 14664.6376 | 233.2301 | 8896.516 | 5534.8915 | 3441.5867 | 2.8546e-05 | 0 | 0.098243 | 0.098243 | 0 | 0 | 2.2197e-06 | 0 | 2.2197e-06
[79 empty] | WLDFR | HFTD - Distribution - Zone 1 - 4QU CoRE ¦ 1QU LoRE | Red Flag Warning - Catastrophic Fires | 2028 | 0 | 15317.9909 | 247.273 | 9287.6491 | 5783.0689 | 3595.903 | 2.8546e-05 | 0 | 0.10265 | 0.10265 | 0 | 5.8105e-06 | 0 | 0 | 0
[79 empty] | WLDFR | HFTD - Distribution - Zone 1 - 4QU CoRE ¦ 1QU LoRE | Red Flag Warning - Catastrophic Fires | 2029 | 0 | 15317.9909 | 247.273 | 9287.6491 | 5783.0689 | 3595.903 | 2.8546e-05 | 0 | 0.10265 | 0.10265 | 0 | 6.0235e-06 | 6.0235e-06 | 0 | 6.0235e-06
[79 empty] | WLDFR | HFTD - Distribution - Zone 1 - 4QU CoRE ¦ 1QU LoRE | Red Flag Warning - Catastrophic Fires | 2030 | 0 | 15317.9909 | 247.273 | 9287.6491 | 5783.0689 | 3595.903 | 2.8546e-05 | 0 | 0.10265 | 0.10265 | 0 | 6.0235e-06 | 6.0235e-06 | 0 | 6.0235e-06
[79 empty] | WLDFR | HFTD - Distribution - Zone 1 - 4QU CoRE ¦ 1QU LoRE | Red Flag Warning - Catastrophic Fires | 2031 | 0 | 15317.9909 | 247.273 | 9287.6491 | 5783.0689 | 3595.903 | 2.8546e-05 | 0 | 0.10265 | 0.10265 | 0 | 6.0235e-06 | 6.0235e-06 | 0 | 6.0235e-06
[79 empty] | WLDFR | HFTD - Distribution - Zone 1 - 4QU CoRE ¦ 1QU LoRE | Red Flag Warning - Catastrophic Fires | 2032 | 0 | 15317.9909 | 247.273 | 9287.6491 | 5783.0689 | 3595.903 | 2.8546e-05 | 0 | 0.10265 | 0.10265 | 0 | 6.0235e-06 | 6.0235e-06 | 0 | 6.0235e-06
[79 empty] | WLDFR | HFTD - Distribution - Zone 1 - 4QU CoRE ¦ 1QU LoRE | Red Flag Warning - Catastrophic Fires | 2033 | 0 | 16044.1264 | 263.1074 | 9721.74 | 6059.2791 | 3767.65 | 2.8546e-05 | 0 | 0.10755 | 0.10755 | 0 | 6.0235e-06 | 6.0235e-06 | 0 | 6.0235e-06
[79 empty] | WLDFR | HFTD - Distribution - Zone 1 - 4QU CoRE ¦ 1QU LoRE | Red Flag Warning - Catastrophic Fires | 2034 | 0 | 16044.1264 | 263.1074 | 9721.74 | 6059.2791 | 3767.65 | 2.8546e-05 | 0 | 0.10755 | 0.10755 | 0 | 6.2918e-06 | 6.2918e-06 | 0 | 6.2918e-06
[79 empty] | WLDFR | HFTD - Distribution - Zone 1 - 4QU CoRE ¦ 1QU LoRE | Red Flag Warning - Catastrophic Fires | 2035 | 0 | 16044.1264 | 263.1074 | 9721.74 | 6059.2791 | 3767.65 | 2.8546e-05 | 0 | 0.10755 | 0.10755 | 0 | 6.2918e-06 | 6.2918e-06 | 0 | 6.2918e-06
[79 empty] | WLDFR | HFTD - Distribution - Zone 1 - 4QU CoRE ¦ 1QU LoRE | Red Flag Warning - Catastrophic Fires | 2036 | 0 | 16044.1264 | 263.1074 | 9721.74 | 6059.2791 | 3767.65 | 2.8546e-05 | 0 | 0.10755 | 0.10755 | 0 | 6.2918e-06 | 6.2918e-06 | 0 | 6.2918e-06
[79 empty] | WLDFR | HFTD - Distribution - Zone 1 - 4QU CoRE ¦ 1QU LoRE | Red Flag Warning - Catastrophic Fires | 2037 | 0 | 16044.1264 | 263.1074 | 9721.74 | 6059.2791 | 3767.65 | 2.8546e-05 | 0 | 0.10755 | 0.10755 | 0 | 6.2918e-06 | 6.2918e-06 | 0 | 6.2918e-06
[79 empty] | WLDFR | HFTD - Distribution - Zone 1 - 4QU CoRE ¦ 1QU LoRE | Red Flag Warning - Catastrophic Fires | 2038 | 0 | 16832.3912 | 280.5544 | 10192.2718 | 6359.5651 | 3954.3674 | 2.8546e-05 | 0 | 0.11288 | 0.11288 | 0 | 6.2918e-06 | 6.2918e-06 | 0 | 6.2918e-06
[79 empty] | WLDFR | HFTD - Distribution - Zone 1 - 4QU CoRE ¦ 1QU LoRE | Red Flag Warning - Catastrophic Fires | 2039 | 0 | 16832.3912 | 280.5544 | 10192.2718 | 6359.5651 | 3954.3674 | 2.8546e-05 | 0 | 0.11288 | 0.11288 | 0 | 6.5901e-06 | 6.5901e-06 | 0 | 6.5901e-06
[79 empty] | WLDFR | HFTD - Distribution - Zone 1 - 4QU CoRE ¦ 1QU LoRE | Red Flag Warning - Catastrophic Fires | 2040 | 0 | 16832.3912 | 280.5544 | 10192.2718 | 6359.5651 | 3954.3674 | 2.8546e-05 | 0 | 0.11288 | 0.11288 | 0 | 6.5901e-06 | 6.5901e-06 | 0 | 6.5901e-06
[79 empty] | WLDFR | HFTD - Distribution - Zone 1 - 4QU CoRE ¦ 1QU LoRE | Red Flag Warning - Catastrophic Fires | 2041 | 0 | 16832.3912 | 280.5544 | 10192.2718 | 6359.5651 | 3954.3674 | 2.8546e-05 | 0 | 0.11288 | 0.11288 | 0 | 6.5901e-06 | 6.5901e-06 | 0 | 6.5901e-06
[79 empty] | WLDFR | HFTD - Distribution - Zone 1 - 4QU CoRE ¦ 1QU LoRE | Red Flag Warning - Catastrophic Fires | 2042 | 0 | 16832.3912 | 280.5544 | 10192.2718 | 6359.5651 | 3954.3674 | 2.8546e-05 | 0 | 0.11288 | 0.11288 | 0 | 6.5901e-06 | 6.5901e-06 | 0 | 6.5901e-06
[79 empty] | WLDFR | HFTD - Distribution - Zone 1 - 4QU CoRE ¦ 1QU LoRE | Red Flag Warning - Catastrophic Fires | 2043 | 0 | 17672.0852 | 299.42 | 10692.7362 | 6679.929 | 4153.5692 | 2.8546e-05 | 0 | 0.11857 | 0.11857 | 0 | 6.5901e-06 | 6.5901e-06 | 0 | 6.5901e-06
[79 empty] | WLDFR | HFTD - Distribution - Zone 1 - 4QU CoRE ¦ 1QU LoRE | Red Flag Warning - Catastrophic Fires | 2044 | 0 | 17672.0852 | 299.42 | 10692.7362 | 6679.929 | 4153.5692 | 2.8546e-05 | 0 | 0.11857 | 0.11857 | 0 | 6.9139e-06 | 6.9139e-06 | 0 | 6.9139e-06
[79 empty] | WLDFR | HFTD - Distribution - Zone 1 - 4QU CoRE ¦ 1QU LoRE | Red Flag Warning - Catastrophic Fires | 2045 | 0 | 17672.0852 | 299.42 | 10692.7362 | 6679.929 | 4153.5692 | 2.8546e-05 | 0 | 0.11857 | 0.11857 | 0 | 6.9139e-06 | 6.9139e-06 | 0 | 6.9139e-06
[79 empty] | WLDFR | HFTD - Distribution - Zone 1 - 4QU CoRE ¦ 1QU LoRE | Red Flag Warning - Catastrophic Fires | 2046 | 0 | 17672.0852 | 299.42 | 10692.7362 | 6679.929 | 4153.5692 | 2.8546e-05 | 0 | 0.11857 | 0.11857 | 0 | 6.9139e-06 | 6.9139e-06 | 0 | 6.9139e-06
[79 empty] | WLDFR | HFTD - Distribution - Zone 1 - 4QU CoRE ¦ 1QU LoRE | Red Flag Warning - Catastrophic Fires | 2047 | 0 | 17672.0852 | 299.42 | 10692.7362 | 6679.929 | 4153.5692 | 2.8546e-05 | 0 | 0.11857 | 0.11857 | 0 | 6.9139e-06 | 6.9139e-06 | 0 | 6.9139e-06
[79 empty] | WLDFR | HFTD - Distribution - Zone 1 - 4QU CoRE ¦ 1QU LoRE | Red Flag Warning - Catastrophic Fires | 2048 | 0 | 18552.3348 | 319.4911 | 11216.5626 | 7016.281 | 4362.7123 | 2.8546e-05 | 0 | 0.12454 | 0.12454 | 0 | 6.9139e-06 | 6.9139e-06 | 0 | 6.9139e-06
[79 empty] | WLDFR | HFTD - Distribution - Zone 1 - 4QU CoRE ¦ 1QU LoRE | Red Flag Warning - Catastrophic Fires | 2049 | 0 | 18552.3348 | 319.4911 | 11216.5626 | 7016.281 | 4362.7123 | 2.8546e-05 | 0 | 0.12454 | 0.12454 | 0 | 7.2588e-06 | 7.2588e-06 | 0 | 7.2588e-06
[79 empty] | WLDFR | HFTD - Distribution - Zone 1 - 4QU CoRE ¦ 1QU LoRE | Red Flag Warning - Catastrophic Fires | 2050 | 0 | 18552.3348 | 319.4911 | 11216.5626 | 7016.281 | 4362.7123 | 2.8546e-05 | 0 | 0.12454 | 0.12454 | 0 | 7.2588e-06 | 7.2588e-06 | 0 | 7.2588e-06
[79 empty] | WLDFR | HFTD - Distribution - Zone 1 - 4QU CoRE ¦ 1QU LoRE | Red Flag Warning - Catastrophic Fires | 2051 | 0 | 18552.3348 | 319.4911 | 11216.5626 | 7016.281 | 4362.7123 | 2.8546e-05 | 0 | 0.12454 | 0.12454 | 0 | 7.2588e-06 | 7.2588e-06 | 0 | 7.2588e-06
[79 empty] | WLDFR | HFTD - Distribution - Zone 1 - 4QU CoRE ¦ 1QU LoRE | Red Flag Warning - Catastrophic Fires | 2052 | 0 | 18552.3348 | 319.4911 | 11216.5626 | 7016.281 | 4362.7123 | 2.8546e-05 | 0 | 0.12454 | 0.12454 | 0 | 7.2588e-06 | 7.2588e-06 | 0 | 7.2588e-06
[79 empty] | WLDFR | HFTD - Distribution - Zone 1 - 4QU CoRE ¦ 1QU LoRE | Red Flag Warning - Catastrophic Fires | 2053 | 0 | 19462.1283 | 340.5356 | 11757.1413 | 7364.4514 | 4579.2041 | 2.8546e-05 | 0 | 0.13072 | 0.13072 | 0 | 7.2588e-06 | 7.2588e-06 | 0 | 7.2588e-06
[79 empty] | WLDFR | HFTD - Distribution - Zone 1 - 4QU CoRE ¦ 1QU LoRE | Red Flag Warning - Catastrophic Fires | 2054 | 0 | 19462.1283 | 340.5356 | 11757.1413 | 7364.4514 | 4579.2041 | 2.8546e-05 | 0 | 0.13072 | 0.13072 | 0 | 7.6203e-06 | 7.6203e-06 | 0 | 7.6203e-06
[79 empty] | WLDFR | HFTD - Distribution - Zone 1 - 4QU CoRE ¦ 1QU LoRE | Red Flag Warning - Catastrophic Fires | 2055 | 0 | 19462.1283 | 340.5356 | 11757.1413 | 7364.4514 | 4579.2041 | 2.8546e-05 | 0 | 0.13072 | 0.13072 | 0 | 7.6203e-06 | 7.6203e-06 | 0 | 7.6203e-06
[79 empty] | WLDFR | HFTD - Distribution - Zone 1 - 4QU CoRE ¦ 1QU LoRE | Red Flag Warning - Large Fires | 2026 | 0 | 5.475 | 0.71896 | 3.0715 | 1.6846 | 1.0475 | 8.8581e-05 | 0 | 9.2786e-05 | 9.2786e-05 | 0 | 7.6203e-06 | 7.6203e-06 | 0 | 7.6203e-06
[79 empty] | WLDFR | HFTD - Distribution - Zone 1 - 4QU CoRE ¦ 1QU LoRE | Red Flag Warning - Large Fires | 2027 | 0 | 5.475 | 0.71896 | 3.0715 | 1.6846 | 1.0475 | 8.8581e-05 | 0 | 9.2786e-05 | 9.2786e-05 | 0 | 7.6203e-06 | 7.6203e-06 | 0 | 7.6203e-06
[79 empty] | WLDFR | HFTD - Distribution - Zone 1 - 4QU CoRE ¦ 1QU LoRE | Red Flag Warning - Large Fires | 2028 | 0 | 5.777 | 0.74734 | 3.238 | 1.7917 | 1.1141 | 8.8581e-05 | 0 | 9.8688e-05 | 9.8688e-05 | 0 | 0 | 7.6203e-06 | 0 | 7.6203e-06
[79 empty] | WLDFR | HFTD - Distribution - Zone 1 - 4QU CoRE ¦ 1QU LoRE | Red Flag Warning - Large Fires | 2029 | 0 | 5.777 | 0.74734 | 3.238 | 1.7917 | 1.1141 | 8.8581e-05 | 0 | 9.8688e-05 | 9.8688e-05 | 0 | 1.1022e-05 | 0 | 0 | 0
[79 empty] | WLDFR | HFTD - Distribution - Zone 1 - 4QU CoRE ¦ 1QU LoRE | Red Flag Warning - Large Fires | 2030 | 0 | 5.777 | 0.74734 | 3.238 | 1.7917 | 1.1141 | 8.8581e-05 | 0 | 9.8688e-05 | 9.8688e-05 | 0 | 1.1425e-05 | 1.1425e-05 | 0 | 1.1425e-05
[79 empty] | WLDFR | HFTD - Distribution - Zone 1 - 4QU CoRE ¦ 1QU LoRE | Red Flag Warning - Large Fires | 2031 | 0 | 5.777 | 0.74734 | 3.238 | 1.7917 | 1.1141 | 8.8581e-05 | 0 | 9.8688e-05 | 9.8688e-05 | 0 | 1.1425e-05 | 1.1425e-05 | 0 | 1.1425e-05
[79 empty] | WLDFR | HFTD - Distribution - Zone 1 - 4QU CoRE ¦ 1QU LoRE | Red Flag Warning - Large Fires | 2032 | 0 | 5.777 | 0.74734 | 3.238 | 1.7917 | 1.1141 | 8.8581e-05 | 0 | 9.8688e-05 | 9.8688e-05 | 0 | 1.1425e-05 | 1.1425e-05 | 0 | 1.1425e-05
[79 empty] | WLDFR | HFTD - Distribution - Zone 1 - 4QU CoRE ¦ 1QU LoRE | Red Flag Warning - Large Fires | 2033 | 0 | 6.1205 | 0.77885 | 3.4265 | 1.9151 | 1.1908 | 8.8581e-05 | 0 | 0.00010549 | 0.00010549 | 0 | 1.1425e-05 | 1.1425e-05 | 0 | 1.1425e-05
[79 empty] | WLDFR | HFTD - Distribution - Zone 1 - 4QU CoRE ¦ 1QU LoRE | Red Flag Warning - Large Fires | 2034 | 0 | 6.1205 | 0.77885 | 3.4265 | 1.9151 | 1.1908 | 8.8581e-05 | 0 | 0.00010549 | 0.00010549 | 0 | 1.1425e-05 | 1.1425e-05 | 0 | 1.1425e-05
[79 empty] | WLDFR | HFTD - Distribution - Zone 1 - 4QU CoRE ¦ 1QU LoRE | Red Flag Warning - Large Fires | 2035 | 0 | 6.1205 | 0.77885 | 3.4265 | 1.9151 | 1.1908 | 8.8581e-05 | 0 | 0.00010549 | 0.00010549 | 0 | 1.1932e-05 | 1.1932e-05 | 0 | 1.1932e-05
[79 empty] | WLDFR | HFTD - Distribution - Zone 1 - 4QU CoRE ¦ 1QU LoRE | Red Flag Warning - Large Fires | 2036 | 0 | 6.1205 | 0.77885 | 3.4265 | 1.9151 | 1.1908 | 8.8581e-05 | 0 | 0.00010549 | 0.00010549 | 0 | 1.1932e-05 | 1.1932e-05 | 0 | 1.1932e-05
[79 empty] | WLDFR | HFTD - Distribution - Zone 1 - 4QU CoRE ¦ 1QU LoRE | Red Flag Warning - Large Fires | 2037 | 0 | 6.1205 | 0.77885 | 3.4265 | 1.9151 | 1.1908 | 8.8581e-05 | 0 | 0.00010549 | 0.00010549 | 0 | 1.1932e-05 | 1.1932e-05 | 0 | 1.1932e-05
[79 empty] | WLDFR | HFTD - Distribution - Zone 1 - 4QU CoRE ¦ 1QU LoRE | Red Flag Warning - Large Fires | 2038 | 0 | 6.5028 | 0.81304 | 3.6355 | 2.0543 | 1.2773 | 8.8581e-05 | 0 | 0.00011315 | 0.00011315 | 0 | 1.1932e-05 | 1.1932e-05 | 0 | 1.1932e-05
[79 empty] | WLDFR | HFTD - Distribution - Zone 1 - 4QU CoRE ¦ 1QU LoRE | Red Flag Warning - Large Fires | 2039 | 0 | 6.5028 | 0.81304 | 3.6355 | 2.0543 | 1.2773 | 8.8581e-05 | 0 | 0.00011315 | 0.00011315 | 0 | 1.1932e-05 | 1.1932e-05 | 0 | 1.1932e-05
[79 empty] | WLDFR | HFTD - Distribution - Zone 1 - 4QU CoRE ¦ 1QU LoRE | Red Flag Warning - Large Fires | 2040 | 0 | 6.5028 | 0.81304 | 3.6355 | 2.0543 | 1.2773 | 8.8581e-05 | 0 | 0.00011315 | 0.00011315 | 0 | 1.2495e-05 | 1.2495e-05 | 0 | 1.2495e-05
[79 empty] | WLDFR | HFTD - Distribution - Zone 1 - 4QU CoRE ¦ 1QU LoRE | Red Flag Warning - Large Fires | 2041 | 0 | 6.5028 | 0.81304 | 3.6355 | 2.0543 | 1.2773 | 8.8581e-05 | 0 | 0.00011315 | 0.00011315 | 0 | 1.2495e-05 | 1.2495e-05 | 0 | 1.2495e-05
[79 empty] | WLDFR | HFTD - Distribution - Zone 1 - 4QU CoRE ¦ 1QU LoRE | Red Flag Warning - Large Fires | 2042 | 0 | 6.5028 | 0.81304 | 3.6355 | 2.0543 | 1.2773 | 8.8581e-05 | 0 | 0.00011315 | 0.00011315 | 0 | 1.2495e-05 | 1.2495e-05 | 0 | 1.2495e-05
[79 empty] | WLDFR | HFTD - Distribution - Zone 1 - 4QU CoRE ¦ 1QU LoRE | Red Flag Warning - Large Fires | 2043 | 0 | 6.9209 | 0.84944 | 3.8632 | 2.2083 | 1.3731 | 8.8581e-05 | 0 | 0.00012163 | 0.00012163 | 0 | 1.2495e-05 | 1.2495e-05 | 0 | 1.2495e-05
[79 empty] | WLDFR | HFTD - Distribution - Zone 1 - 4QU CoRE ¦ 1QU LoRE | Red Flag Warning - Large Fires | 2044 | 0 | 6.9209 | 0.84944 | 3.8632 | 2.2083 | 1.3731 | 8.8581e-05 | 0 | 0.00012163 | 0.00012163 | 0 | 1.2495e-05 | 1.2495e-05 | 0 | 1.2495e-05
[79 empty] | WLDFR | HFTD - Distribution - Zone 1 - 4QU CoRE ¦ 1QU LoRE | Red Flag Warning - Large Fires | 2045 | 0 | 6.9209 | 0.84944 | 3.8632 | 2.2083 | 1.3731 | 8.8581e-05 | 0 | 0.00012163 | 0.00012163 | 0 | 1.3106e-05 | 1.3106e-05 | 0 | 1.3106e-05
[79 empty] | WLDFR | HFTD - Distribution - Zone 1 - 4QU CoRE ¦ 1QU LoRE | Red Flag Warning - Large Fires | 2046 | 0 | 6.9209 | 0.84944 | 3.8632 | 2.2083 | 1.3731 | 8.8581e-05 | 0 | 0.00012163 | 0.00012163 | 0 | 1.3106e-05 | 1.3106e-05 | 0 | 1.3106e-05
[79 empty] | WLDFR | HFTD - Distribution - Zone 1 - 4QU CoRE ¦ 1QU LoRE | Red Flag Warning - Large Fires | 2047 | 0 | 6.9209 | 0.84944 | 3.8632 | 2.2083 | 1.3731 | 8.8581e-05 | 0 | 0.00012163 | 0.00012163 | 0 | 1.3106e-05 | 1.3106e-05 | 0 | 1.3106e-05
[79 empty] | WLDFR | HFTD - Distribution - Zone 1 - 4QU CoRE ¦ 1QU LoRE | Red Flag Warning - Large Fires | 2048 | 0 | 7.3713 | 0.88759 | 4.1075 | 2.3763 | 1.4776 | 8.8581e-05 | 0 | 0.00013089 | 0.00013089 | 0 | 1.3106e-05 | 1.3106e-05 | 0 | 1.3106e-05
[79 empty] | WLDFR | HFTD - Distribution - Zone 1 - 4QU CoRE ¦ 1QU LoRE | Red Flag Warning - Large Fires | 2049 | 0 | 7.3713 | 0.88759 | 4.1075 | 2.3763 | 1.4776 | 8.8581e-05 | 0 | 0.00013089 | 0.00013089 | 0 | 1.3106e-05 | 1.3106e-05 | 0 | 1.3106e-05
[79 empty] | WLDFR | HFTD - Distribution - Zone 1 - 4QU CoRE ¦ 1QU LoRE | Red Flag Warning - Large Fires | 2050 | 0 | 7.3713 | 0.88759 | 4.1075 | 2.3763 | 1.4776 | 8.8581e-05 | 0 | 0.00013089 | 0.00013089 | 0 | 1.3756e-05 | 1.3756e-05 | 0 | 1.3756e-05
[79 empty] | WLDFR | HFTD - Distribution - Zone 1 - 4QU CoRE ¦ 1QU LoRE | Red Flag Warning - Large Fires | 2051 | 0 | 7.3713 | 0.88759 | 4.1075 | 2.3763 | 1.4776 | 8.8581e-05 | 0 | 0.00013089 | 0.00013089 | 0 | 1.3756e-05 | 1.3756e-05 | 0 | 1.3756e-05
[79 empty] | WLDFR | HFTD - Distribution - Zone 1 - 4QU CoRE ¦ 1QU LoRE | Red Flag Warning - Large Fires | 2052 | 0 | 7.3713 | 0.88759 | 4.1075 | 2.3763 | 1.4776 | 8.8581e-05 | 0 | 0.00013089 | 0.00013089 | 0 | 1.3756e-05 | 1.3756e-05 | 0 | 1.3756e-05
[79 empty] | WLDFR | HFTD - Distribution - Zone 1 - 4QU CoRE ¦ 1QU LoRE | Red Flag Warning - Large Fires | 2053 | 0 | 7.8503 | 0.92702 | 4.3664 | 2.5569 | 1.5899 | 8.8581e-05 | 0 | 0.00014083 | 0.00014083 | 0 | 1.3756e-05 | 1.3756e-05 | 0 | 1.3756e-05
[79 empty] | WLDFR | HFTD - Distribution - Zone 1 - 4QU CoRE ¦ 1QU LoRE | Red Flag Warning - Large Fires | 2054 | 0 | 7.8503 | 0.92702 | 4.3664 | 2.5569 | 1.5899 | 8.8581e-05 | 0 | 0.00014083 | 0.00014083 | 0 | 1.3756e-05 | 1.3756e-05 | 0 | 1.3756e-05
[79 empty] | WLDFR | HFTD - Distribution - Zone 1 - 4QU CoRE ¦ 1QU LoRE | Red Flag Warning - Large Fires | 2055 | 0 | 7.8503 | 0.92702 | 4.3664 | 2.5569 | 1.5899 | 8.8581e-05 | 0 | 0.00014083 | 0.00014083 | 0 | 1.4436e-05 | 1.4436e-05 | 0 | 1.4436e-05
[79 empty] | WLDFR | HFTD - Distribution - Zone 1 - 4QU CoRE ¦ 1QU LoRE | Red Flag Warning - Small Fires | 2026 | 0 | 0.080408 | 0.03759 | 0.0016314 | 0.041187 | 0.02561 | 0.0020191 | 0 | 5.1709e-05 | 5.1709e-05 | 0 | 1.4436e-05 | 1.4436e-05 | 0 | 1.4436e-05
[79 empty] | WLDFR | HFTD - Distribution - Zone 1 - 4QU CoRE ¦ 1QU LoRE | Red Flag Warning - Small Fires | 2027 | 0 | 0.080408 | 0.03759 | 0.0016314 | 0.041187 | 0.02561 | 0.0020191 | 0 | 5.1709e-05 | 5.1709e-05 | 0 | 1.4436e-05 | 1.4436e-05 | 0 | 1.4436e-05
[79 empty] | WLDFR | HFTD - Distribution - Zone 1 - 4QU CoRE ¦ 1QU LoRE | Red Flag Warning - Small Fires | 2028 | 0 | 0.083606 | 0.039055 | 0.001695 | 0.042856 | 0.026648 | 0.0020191 | 0 | 5.3805e-05 | 5.3805e-05 | 0 | 1.4436e-05 | 1.4436e-05 | 0 | 1.4436e-05
[79 empty] | WLDFR | HFTD - Distribution - Zone 1 - 4QU CoRE ¦ 1QU LoRE | Red Flag Warning - Small Fires | 2029 | 0 | 0.083606 | 0.039055 | 0.001695 | 0.042856 | 0.026648 | 0.0020191 | 0 | 5.3805e-05 | 5.3805e-05 | 0 | 0 | 1.4436e-05 | 0 | 1.4436e-05
[79 empty] | WLDFR | HFTD - Distribution - Zone 1 - 4QU CoRE ¦ 1QU LoRE | Red Flag Warning - Small Fires | 2030 | 0 | 0.083606 | 0.039055 | 0.001695 | 0.042856 | 0.026648 | 0.0020191 | 0 | 5.3805e-05 | 5.3805e-05 | 0 | 1.2474e-06 | 0 | 0 | 0
[79 empty] | WLDFR | HFTD - Distribution - Zone 1 - 4QU CoRE ¦ 1QU LoRE | Red Flag Warning - Small Fires | 2031 | 0 | 0.083606 | 0.039055 | 0.001695 | 0.042856 | 0.026648 | 0.0020191 | 0 | 5.3805e-05 | 5.3805e-05 | 0 | 1.3032e-06 | 1.3032e-06 | 0 | 1.3032e-06
[79 empty] | WLDFR | HFTD - Distribution - Zone 1 - 4QU CoRE ¦ 1QU LoRE | Red Flag Warning - Small Fires | 2032 | 0 | 0.083606 | 0.039055 | 0.001695 | 0.042856 | 0.026648 | 0.0020191 | 0 | 5.3805e-05 | 5.3805e-05 | 0 | 1.3032e-06 | 1.3032e-06 | 0 | 1.3032e-06
[79 empty] | WLDFR | HFTD - Distribution - Zone 1 - 4QU CoRE ¦ 1QU LoRE | Red Flag Warning - Small Fires | 2033 | 0 | 0.087211 | 0.040679 | 0.0017655 | 0.044766 | 0.027836 | 0.0020191 | 0 | 5.6203e-05 | 5.6203e-05 | 0 | 1.3032e-06 | 1.3032e-06 | 0 | 1.3032e-06
[79 empty] | WLDFR | HFTD - Distribution - Zone 1 - 4QU CoRE ¦ 1QU LoRE | Red Flag Warning - Small Fires | 2034 | 0 | 0.087211 | 0.040679 | 0.0017655 | 0.044766 | 0.027836 | 0.0020191 | 0 | 5.6203e-05 | 5.6203e-05 | 0 | 1.3032e-06 | 1.3032e-06 | 0 | 1.3032e-06
[79 empty] | WLDFR | HFTD - Distribution - Zone 1 - 4QU CoRE ¦ 1QU LoRE | Red Flag Warning - Small Fires | 2035 | 0 | 0.087211 | 0.040679 | 0.0017655 | 0.044766 | 0.027836 | 0.0020191 | 0 | 5.6203e-05 | 5.6203e-05 | 0 | 1.3032e-06 | 1.3032e-06 | 0 | 1.3032e-06
[79 empty] | WLDFR | HFTD - Distribution - Zone 1 - 4QU CoRE ¦ 1QU LoRE | Red Flag Warning - Small Fires | 2036 | 0 | 0.087211 | 0.040679 | 0.0017655 | 0.044766 | 0.027836 | 0.0020191 | 0 | 5.6203e-05 | 5.6203e-05 | 0 | 1.3751e-06 | 1.3751e-06 | 0 | 1.3751e-06
[79 empty] | WLDFR | HFTD - Distribution - Zone 1 - 4QU CoRE ¦ 1QU LoRE | Red Flag Warning - Small Fires | 2037 | 0 | 0.087211 | 0.040679 | 0.0017655 | 0.044766 | 0.027836 | 0.0020191 | 0 | 5.6203e-05 | 5.6203e-05 | 0 | 1.3751e-06 | 1.3751e-06 | 0 | 1.3751e-06
[79 empty] | WLDFR | HFTD - Distribution - Zone 1 - 4QU CoRE ¦ 1QU LoRE | Red Flag Warning - Small Fires | 2038 | 0 | 0.091184 | 0.042438 | 0.0018418 | 0.046905 | 0.029165 | 0.0020191 | 0 | 5.8888e-05 | 5.8888e-05 | 0 | 1.3751e-06 | 1.3751e-06 | 0 | 1.3751e-06
[79 empty] | WLDFR | HFTD - Distribution - Zone 1 - 4QU CoRE ¦ 1QU LoRE | Red Flag Warning - Small Fires | 2039 | 0 | 0.091184 | 0.042438 | 0.0018418 | 0.046905 | 0.029165 | 0.0020191 | 0 | 5.8888e-05 | 5.8888e-05 | 0 | 1.3751e-06 | 1.3751e-06 | 0 | 1.3751e-06
[79 empty] | WLDFR | HFTD - Distribution - Zone 1 - 4QU CoRE ¦ 1QU LoRE | Red Flag Warning - Small Fires | 2040 | 0 | 0.091184 | 0.042438 | 0.0018418 | 0.046905 | 0.029165 | 0.0020191 | 0 | 5.8888e-05 | 5.8888e-05 | 0 | 1.3751e-06 | 1.3751e-06 | 0 | 1.3751e-06
[79 empty] | WLDFR | HFTD - Distribution - Zone 1 - 4QU CoRE ¦ 1QU LoRE | Red Flag Warning - Small Fires | 2041 | 0 | 0.091184 | 0.042438 | 0.0018418 | 0.046905 | 0.029165 | 0.0020191 | 0 | 5.8888e-05 | 5.8888e-05 | 0 | 1.4569e-06 | 1.4569e-06 | 0 | 1.4569e-06
[79 empty] | WLDFR | HFTD - Distribution - Zone 1 - 4QU CoRE ¦ 1QU LoRE | Red Flag Warning - Small Fires | 2042 | 0 | 0.091184 | 0.042438 | 0.0018418 | 0.046905 | 0.029165 | 0.0020191 | 0 | 5.8888e-05 | 5.8888e-05 | 0 | 1.4569e-06 | 1.4569e-06 | 0 | 1.4569e-06
[79 empty] | WLDFR | HFTD - Distribution - Zone 1 - 4QU CoRE ¦ 1QU LoRE | Red Flag Warning - Small Fires | 2043 | 0 | 0.095486 | 0.044306 | 0.0019228 | 0.049257 | 0.030628 | 0.0020191 | 0 | 6.1841e-05 | 6.1841e-05 | 0 | 1.4569e-06 | 1.4569e-06 | 0 | 1.4569e-06
[79 empty] | WLDFR | HFTD - Distribution - Zone 1 - 4QU CoRE ¦ 1QU LoRE | Red Flag Warning - Small Fires | 2044 | 0 | 0.095486 | 0.044306 | 0.0019228 | 0.049257 | 0.030628 | 0.0020191 | 0 | 6.1841e-05 | 6.1841e-05 | 0 | 1.4569e-06 | 1.4569e-06 | 0 | 1.4569e-06
[79 empty] | WLDFR | HFTD - Distribution - Zone 1 - 4QU CoRE ¦ 1QU LoRE | Red Flag Warning - Small Fires | 2045 | 0 | 0.095486 | 0.044306 | 0.0019228 | 0.049257 | 0.030628 | 0.0020191 | 0 | 6.1841e-05 | 6.1841e-05 | 0 | 1.4569e-06 | 1.4569e-06 | 0 | 1.4569e-06
[79 empty] | WLDFR | HFTD - Distribution - Zone 1 - 4QU CoRE ¦ 1QU LoRE | Red Flag Warning - Small Fires | 2046 | 0 | 0.095486 | 0.044306 | 0.0019228 | 0.049257 | 0.030628 | 0.0020191 | 0 | 6.1841e-05 | 6.1841e-05 | 0 | 1.5479e-06 | 1.5479e-06 | 0 | 1.5479e-06
[79 empty] | WLDFR | HFTD - Distribution - Zone 1 - 4QU CoRE ¦ 1QU LoRE | Red Flag Warning - Small Fires | 2047 | 0 | 0.095486 | 0.044306 | 0.0019228 | 0.049257 | 0.030628 | 0.0020191 | 0 | 6.1841e-05 | 6.1841e-05 | 0 | 1.5479e-06 | 1.5479e-06 | 0 | 1.5479e-06
[79 empty] | WLDFR | HFTD - Distribution - Zone 1 - 4QU CoRE ¦ 1QU LoRE | Red Flag Warning - Small Fires | 2048 | 0 | 0.10007 | 0.04626 | 0.0020076 | 0.051804 | 0.032212 | 0.0020191 | 0 | 6.5039e-05 | 6.5039e-05 | 0 | 1.5479e-06 | 1.5479e-06 | 0 | 1.5479e-06
[79 empty] | WLDFR | HFTD - Distribution - Zone 1 - 4QU CoRE ¦ 1QU LoRE | Red Flag Warning - Small Fires | 2049 | 0 | 0.10007 | 0.04626 | 0.0020076 | 0.051804 | 0.032212 | 0.0020191 | 0 | 6.5039e-05 | 6.5039e-05 | 0 | 1.5479e-06 | 1.5479e-06 | 0 | 1.5479e-06
[79 empty] | WLDFR | HFTD - Distribution - Zone 1 - 4QU CoRE ¦ 1QU LoRE | Red Flag Warning - Small Fires | 2050 | 0 | 0.10007 | 0.04626 | 0.0020076 | 0.051804 | 0.032212 | 0.0020191 | 0 | 6.5039e-05 | 6.5039e-05 | 0 | 1.5479e-06 | 1.5479e-06 | 0 | 1.5479e-06
[79 empty] | WLDFR | HFTD - Distribution - Zone 1 - 4QU CoRE ¦ 1QU LoRE | Red Flag Warning - Small Fires | 2051 | 0 | 0.10007 | 0.04626 | 0.0020076 | 0.051804 | 0.032212 | 0.0020191 | 0 | 6.5039e-05 | 6.5039e-05 | 0 | 1.6474e-06 | 1.6474e-06 | 0 | 1.6474e-06
[79 empty] | WLDFR | HFTD - Distribution - Zone 1 - 4QU CoRE ¦ 1QU LoRE | Red Flag Warning - Small Fires | 2052 | 0 | 0.10007 | 0.04626 | 0.0020076 | 0.051804 | 0.032212 | 0.0020191 | 0 | 6.5039e-05 | 6.5039e-05 | 0 | 1.6474e-06 | 1.6474e-06 | 0 | 1.6474e-06
[79 empty] | WLDFR | HFTD - Distribution - Zone 1 - 4QU CoRE ¦ 1QU LoRE | Red Flag Warning - Small Fires | 2053 | 0 | 0.10489 | 0.048274 | 0.002095 | 0.054525 | 0.033904 | 0.0020191 | 0 | 6.8455e-05 | 6.8455e-05 | 0 | 1.6474e-06 | 1.6474e-06 | 0 | 1.6474e-06
[79 empty] | WLDFR | HFTD - Distribution - Zone 1 - 4QU CoRE ¦ 1QU LoRE | Red Flag Warning - Small Fires | 2054 | 0 | 0.10489 | 0.048274 | 0.002095 | 0.054525 | 0.033904 | 0.0020191 | 0 | 6.8455e-05 | 6.8455e-05 | 0 | 1.6474e-06 | 1.6474e-06 | 0 | 1.6474e-06
[79 empty] | WLDFR | HFTD - Distribution - Zone 1 - 4QU CoRE ¦ 1QU LoRE | Red Flag Warning - Small Fires | 2055 | 0 | 0.10489 | 0.048274 | 0.002095 | 0.054525 | 0.033904 | 0.0020191 | 0 | 6.8455e-05 | 6.8455e-05 | 0 | 1.6474e-06 | 1.6474e-06 | 0 | 1.6474e-06
[79 empty] | WLDFR | HFTD - Distribution - Zone 1 - 5QU CoRE ¦ 1QU LoRE | Non-Red Flag Warning - Catastrophic Fires | 2026 | 0 | 14664.6376 | 233.2301 | 8896.516 | 5534.8915 | 3441.5867 | 1.4407e-07 | 0 | 0.00049582 | 0.00049582 | 0 | 1.7546e-06 | 1.7546e-06 | 0 | 1.7546e-06
[79 empty] | WLDFR | HFTD - Distribution - Zone 1 - 5QU CoRE ¦ 1QU LoRE | Non-Red Flag Warning - Catastrophic Fires | 2027 | 0 | 14664.6376 | 233.2301 | 8896.516 | 5534.8915 | 3441.5867 | 1.4407e-07 | 0 | 0.00049582 | 0.00049582 | 0 | 1.7546e-06 | 1.7546e-06 | 0 | 1.7546e-06
[79 empty] | WLDFR | HFTD - Distribution - Zone 1 - 5QU CoRE ¦ 1QU LoRE | Non-Red Flag Warning - Catastrophic Fires | 2028 | 0 | 15317.9909 | 247.273 | 9287.6491 | 5783.0689 | 3595.903 | 1.4407e-07 | 0 | 0.00051805 | 0.00051805 | 0 | 1.7546e-06 | 1.7546e-06 | 0 | 1.7546e-06
[79 empty] | WLDFR | HFTD - Distribution - Zone 1 - 5QU CoRE ¦ 1QU LoRE | Non-Red Flag Warning - Catastrophic Fires | 2029 | 0 | 15317.9909 | 247.273 | 9287.6491 | 5783.0689 | 3595.903 | 1.4407e-07 | 0 | 0.00051805 | 0.00051805 | 0 | 1.7546e-06 | 1.7546e-06 | 0 | 1.7546e-06
[79 empty] | WLDFR | HFTD - Distribution - Zone 1 - 5QU CoRE ¦ 1QU LoRE | Non-Red Flag Warning - Catastrophic Fires | 2030 | 0 | 15317.9909 | 247.273 | 9287.6491 | 5783.0689 | 3595.903 | 1.4407e-07 | 0 | 0.00051805 | 0.00051805 | 0 | 0 | 1.7546e-06 | 0 | 1.7546e-06
[79 empty] | WLDFR | HFTD - Distribution - Zone 1 - 5QU CoRE ¦ 1QU LoRE | Non-Red Flag Warning - Catastrophic Fires | 2031 | 0 | 15317.9909 | 247.273 | 9287.6491 | 5783.0689 | 3595.903 | 1.4407e-07 | 0 | 0.00051805 | 0.00051805 | 0 | 1.2057e-05 | 0 | 0 | 0
[79 empty] | WLDFR | HFTD - Distribution - Zone 1 - 5QU CoRE ¦ 1QU LoRE | Non-Red Flag Warning - Catastrophic Fires | 2032 | 0 | 15317.9909 | 247.273 | 9287.6491 | 5783.0689 | 3595.903 | 1.4407e-07 | 0 | 0.00051805 | 0.00051805 | 0 | 1.2445e-05 | 1.2445e-05 | 0 | 1.2445e-05
[79 empty] | WLDFR | HFTD - Distribution - Zone 1 - 5QU CoRE ¦ 1QU LoRE | Non-Red Flag Warning - Catastrophic Fires | 2033 | 0 | 16044.1264 | 263.1074 | 9721.74 | 6059.2791 | 3767.65 | 1.4407e-07 | 0 | 0.0005428 | 0.0005428 | 0 | 1.2445e-05 | 1.2445e-05 | 0 | 1.2445e-05
[79 empty] | WLDFR | HFTD - Distribution - Zone 1 - 5QU CoRE ¦ 1QU LoRE | Non-Red Flag Warning - Catastrophic Fires | 2034 | 0 | 16044.1264 | 263.1074 | 9721.74 | 6059.2791 | 3767.65 | 1.4407e-07 | 0 | 0.0005428 | 0.0005428 | 0 | 1.2445e-05 | 1.2445e-05 | 0 | 1.2445e-05
[79 empty] | WLDFR | HFTD - Distribution - Zone 1 - 5QU CoRE ¦ 1QU LoRE | Non-Red Flag Warning - Catastrophic Fires | 2035 | 0 | 16044.1264 | 263.1074 | 9721.74 | 6059.2791 | 3767.65 | 1.4407e-07 | 0 | 0.0005428 | 0.0005428 | 0 | 1.2445e-05 | 1.2445e-05 | 0 | 1.2445e-05
[79 empty] | WLDFR | HFTD - Distribution - Zone 1 - 5QU CoRE ¦ 1QU LoRE | Non-Red Flag Warning - Catastrophic Fires | 2036 | 0 | 16044.1264 | 263.1074 | 9721.74 | 6059.2791 | 3767.65 | 1.4407e-07 | 0 | 0.0005428 | 0.0005428 | 0 | 1.2445e-05 | 1.2445e-05 | 0 | 1.2445e-05
[79 empty] | WLDFR | HFTD - Distribution - Zone 1 - 5QU CoRE ¦ 1QU LoRE | Non-Red Flag Warning - Catastrophic Fires | 2037 | 0 | 16044.1264 | 263.1074 | 9721.74 | 6059.2791 | 3767.65 | 1.4407e-07 | 0 | 0.0005428 | 0.0005428 | 0 | 1.294e-05 | 1.294e-05 | 0 | 1.294e-05
[79 empty] | WLDFR | HFTD - Distribution - Zone 1 - 5QU CoRE ¦ 1QU LoRE | Non-Red Flag Warning - Catastrophic Fires | 2038 | 0 | 16832.3912 | 280.5544 | 10192.2718 | 6359.5651 | 3954.3674 | 1.4407e-07 | 0 | 0.0005697 | 0.0005697 | 0 | 1.294e-05 | 1.294e-05 | 0 | 1.294e-05
[79 empty] | WLDFR | HFTD - Distribution - Zone 1 - 5QU CoRE ¦ 1QU LoRE | Non-Red Flag Warning - Catastrophic Fires | 2039 | 0 | 16832.3912 | 280.5544 | 10192.2718 | 6359.5651 | 3954.3674 | 1.4407e-07 | 0 | 0.0005697 | 0.0005697 | 0 | 1.294e-05 | 1.294e-05 | 0 | 1.294e-05
[79 empty] | WLDFR | HFTD - Distribution - Zone 1 - 5QU CoRE ¦ 1QU LoRE | Non-Red Flag Warning - Catastrophic Fires | 2040 | 0 | 16832.3912 | 280.5544 | 10192.2718 | 6359.5651 | 3954.3674 | 1.4407e-07 | 0 | 0.0005697 | 0.0005697 | 0 | 1.294e-05 | 1.294e-05 | 0 | 1.294e-05
[79 empty] | WLDFR | HFTD - Distribution - Zone 1 - 5QU CoRE ¦ 1QU LoRE | Non-Red Flag Warning - Catastrophic Fires | 2041 | 0 | 16832.3912 | 280.5544 | 10192.2718 | 6359.5651 | 3954.3674 | 1.4407e-07 | 0 | 0.0005697 | 0.0005697 | 0 | 1.294e-05 | 1.294e-05 | 0 | 1.294e-05
[79 empty] | WLDFR | HFTD - Distribution - Zone 1 - 5QU CoRE ¦ 1QU LoRE | Non-Red Flag Warning - Catastrophic Fires | 2042 | 0 | 16832.3912 | 280.5544 | 10192.2718 | 6359.5651 | 3954.3674 | 1.4407e-07 | 0 | 0.0005697 | 0.0005697 | 0 | 1.3498e-05 | 1.3498e-05 | 0 | 1.3498e-05
[79 empty] | WLDFR | HFTD - Distribution - Zone 1 - 5QU CoRE ¦ 1QU LoRE | Non-Red Flag Warning - Catastrophic Fires | 2043 | 0 | 17672.0852 | 299.42 | 10692.7362 | 6679.929 | 4153.5692 | 1.4407e-07 | 0 | 0.0005984 | 0.0005984 | 0 | 1.3498e-05 | 1.3498e-05 | 0 | 1.3498e-05
[79 empty] | WLDFR | HFTD - Distribution - Zone 1 - 5QU CoRE ¦ 1QU LoRE | Non-Red Flag Warning - Catastrophic Fires | 2044 | 0 | 17672.0852 | 299.42 | 10692.7362 | 6679.929 | 4153.5692 | 1.4407e-07 | 0 | 0.0005984 | 0.0005984 | 0 | 1.3498e-05 | 1.3498e-05 | 0 | 1.3498e-05
[79 empty] | WLDFR | HFTD - Distribution - Zone 1 - 5QU CoRE ¦ 1QU LoRE | Non-Red Flag Warning - Catastrophic Fires | 2045 | 0 | 17672.0852 | 299.42 | 10692.7362 | 6679.929 | 4153.5692 | 1.4407e-07 | 0 | 0.0005984 | 0.0005984 | 0 | 1.3498e-05 | 1.3498e-05 | 0 | 1.3498e-05
[79 empty] | WLDFR | HFTD - Distribution - Zone 1 - 5QU CoRE ¦ 1QU LoRE | Non-Red Flag Warning - Catastrophic Fires | 2046 | 0 | 17672.0852 | 299.42 | 10692.7362 | 6679.929 | 4153.5692 | 1.4407e-07 | 0 | 0.0005984 | 0.0005984 | 0 | 1.3498e-05 | 1.3498e-05 | 0 | 1.3498e-05
[79 empty] | WLDFR | HFTD - Distribution - Zone 1 - 5QU CoRE ¦ 1QU LoRE | Non-Red Flag Warning - Catastrophic Fires | 2047 | 0 | 17672.0852 | 299.42 | 10692.7362 | 6679.929 | 4153.5692 | 1.4407e-07 | 0 | 0.0005984 | 0.0005984 | 0 | 1.4113e-05 | 1.4113e-05 | 0 | 1.4113e-05
[79 empty] | WLDFR | HFTD - Distribution - Zone 1 - 5QU CoRE ¦ 1QU LoRE | Non-Red Flag Warning - Catastrophic Fires | 2048 | 0 | 18552.3348 | 319.4911 | 11216.5626 | 7016.281 | 4362.7123 | 1.4407e-07 | 0 | 0.00062853 | 0.00062853 | 0 | 1.4113e-05 | 1.4113e-05 | 0 | 1.4113e-05
[79 empty] | WLDFR | HFTD - Distribution - Zone 1 - 5QU CoRE ¦ 1QU LoRE | Non-Red Flag Warning - Catastrophic Fires | 2049 | 0 | 18552.3348 | 319.4911 | 11216.5626 | 7016.281 | 4362.7123 | 1.4407e-07 | 0 | 0.00062853 | 0.00062853 | 0 | 1.4113e-05 | 1.4113e-05 | 0 | 1.4113e-05
[79 empty] | WLDFR | HFTD - Distribution - Zone 1 - 5QU CoRE ¦ 1QU LoRE | Non-Red Flag Warning - Catastrophic Fires | 2050 | 0 | 18552.3348 | 319.4911 | 11216.5626 | 7016.281 | 4362.7123 | 1.4407e-07 | 0 | 0.00062853 | 0.00062853 | 0 | 1.4113e-05 | 1.4113e-05 | 0 | 1.4113e-05
[79 empty] | WLDFR | HFTD - Distribution - Zone 1 - 5QU CoRE ¦ 1QU LoRE | Non-Red Flag Warning - Catastrophic Fires | 2051 | 0 | 18552.3348 | 319.4911 | 11216.5626 | 7016.281 | 4362.7123 | 1.4407e-07 | 0 | 0.00062853 | 0.00062853 | 0 | 1.4113e-05 | 1.4113e-05 | 0 | 1.4113e-05
[79 empty] | WLDFR | HFTD - Distribution - Zone 1 - 5QU CoRE ¦ 1QU LoRE | Non-Red Flag Warning - Catastrophic Fires | 2052 | 0 | 18552.3348 | 319.4911 | 11216.5626 | 7016.281 | 4362.7123 | 1.4407e-07 | 0 | 0.00062853 | 0.00062853 | 0 | 1.4779e-05 | 1.4779e-05 | 0 | 1.4779e-05
[79 empty] | WLDFR | HFTD - Distribution - Zone 1 - 5QU CoRE ¦ 1QU LoRE | Non-Red Flag Warning - Catastrophic Fires | 2053 | 0 | 19462.1283 | 340.5356 | 11757.1413 | 7364.4514 | 4579.2041 | 1.4407e-07 | 0 | 0.00065972 | 0.00065972 | 0 | 1.4779e-05 | 1.4779e-05 | 0 | 1.4779e-05
[79 empty] | WLDFR | HFTD - Distribution - Zone 1 - 5QU CoRE ¦ 1QU LoRE | Non-Red Flag Warning - Catastrophic Fires | 2054 | 0 | 19462.1283 | 340.5356 | 11757.1413 | 7364.4514 | 4579.2041 | 1.4407e-07 | 0 | 0.00065972 | 0.00065972 | 0 | 1.4779e-05 | 1.4779e-05 | 0 | 1.4779e-05
[79 empty] | WLDFR | HFTD - Distribution - Zone 1 - 5QU CoRE ¦ 1QU LoRE | Non-Red Flag Warning - Catastrophic Fires | 2055 | 0 | 19462.1283 | 340.5356 | 11757.1413 | 7364.4514 | 4579.2041 | 1.4407e-07 | 0 | 0.00065972 | 0.00065972 | 0 | 1.4779e-05 | 1.4779e-05 | 0 | 1.4779e-05
[79 empty] | WLDFR | HFTD - Distribution - Zone 1 - 5QU CoRE ¦ 1QU LoRE | Non-Red Flag Warning - Large Fires | 2026 | 0 | 5.475 | 0.71896 | 3.0715 | 1.6846 | 1.0475 | 5.5635e-05 | 0 | 5.8276e-05 | 5.8276e-05 | 0 | 1.4779e-05 | 1.4779e-05 | 0 | 1.4779e-05
[79 empty] | WLDFR | HFTD - Distribution - Zone 1 - 5QU CoRE ¦ 1QU LoRE | Non-Red Flag Warning - Large Fires | 2027 | 0 | 5.475 | 0.71896 | 3.0715 | 1.6846 | 1.0475 | 5.5635e-05 | 0 | 5.8276e-05 | 5.8276e-05 | 0 | 1.5489e-05 | 1.5489e-05 | 0 | 1.5489e-05
[79 empty] | WLDFR | HFTD - Distribution - Zone 1 - 5QU CoRE ¦ 1QU LoRE | Non-Red Flag Warning - Large Fires | 2028 | 0 | 5.777 | 0.74734 | 3.238 | 1.7917 | 1.1141 | 5.5635e-05 | 0 | 6.1983e-05 | 6.1983e-05 | 0 | 1.5489e-05 | 1.5489e-05 | 0 | 1.5489e-05
[79 empty] | WLDFR | HFTD - Distribution - Zone 1 - 5QU CoRE ¦ 1QU LoRE | Non-Red Flag Warning - Large Fires | 2029 | 0 | 5.777 | 0.74734 | 3.238 | 1.7917 | 1.1141 | 5.5635e-05 | 0 | 6.1983e-05 | 6.1983e-05 | 0 | 1.5489e-05 | 1.5489e-05 | 0 | 1.5489e-05
[79 empty] | WLDFR | HFTD - Distribution - Zone 1 - 5QU CoRE ¦ 1QU LoRE | Non-Red Flag Warning - Large Fires | 2030 | 0 | 5.777 | 0.74734 | 3.238 | 1.7917 | 1.1141 | 5.5635e-05 | 0 | 6.1983e-05 | 6.1983e-05 | 0 | 1.5489e-05 | 1.5489e-05 | 0 | 1.5489e-05
[79 empty] | WLDFR | HFTD - Distribution - Zone 1 - 5QU CoRE ¦ 1QU LoRE | Non-Red Flag Warning - Large Fires | 2031 | 0 | 5.777 | 0.74734 | 3.238 | 1.7917 | 1.1141 | 5.5635e-05 | 0 | 6.1983e-05 | 6.1983e-05 | 0 | 0 | 1.5489e-05 | 0 | 1.5489e-05
[79 empty] | WLDFR | HFTD - Distribution - Zone 1 - 5QU CoRE ¦ 1QU LoRE | Non-Red Flag Warning - Large Fires | 2032 | 0 | 5.777 | 0.74734 | 3.238 | 1.7917 | 1.1141 | 5.5635e-05 | 0 | 6.1983e-05 | 6.1983e-05 | 0 | 0.000569 | 0 | 0 | 0
[79 empty] | WLDFR | HFTD - Distribution - Zone 1 - 5QU CoRE ¦ 1QU LoRE | Non-Red Flag Warning - Large Fires | 2033 | 0 | 6.1205 | 0.77885 | 3.4265 | 1.9151 | 1.1908 | 5.5635e-05 | 0 | 6.6252e-05 | 6.6252e-05 | 0 | 0.00058986 | 0.00058986 | 0 | 0.00058986
[79 empty] | WLDFR | HFTD - Distribution - Zone 1 - 5QU CoRE ¦ 1QU LoRE | Non-Red Flag Warning - Large Fires | 2034 | 0 | 6.1205 | 0.77885 | 3.4265 | 1.9151 | 1.1908 | 5.5635e-05 | 0 | 6.6252e-05 | 6.6252e-05 | 0 | 0.00058986 | 0.00058986 | 0 | 0.00058986
[79 empty] | WLDFR | HFTD - Distribution - Zone 1 - 5QU CoRE ¦ 1QU LoRE | Non-Red Flag Warning - Large Fires | 2035 | 0 | 6.1205 | 0.77885 | 3.4265 | 1.9151 | 1.1908 | 5.5635e-05 | 0 | 6.6252e-05 | 6.6252e-05 | 0 | 0.00058986 | 0.00058986 | 0 | 0.00058986
[79 empty] | WLDFR | HFTD - Distribution - Zone 1 - 5QU CoRE ¦ 1QU LoRE | Non-Red Flag Warning - Large Fires | 2036 | 0 | 6.1205 | 0.77885 | 3.4265 | 1.9151 | 1.1908 | 5.5635e-05 | 0 | 6.6252e-05 | 6.6252e-05 | 0 | 0.00058986 | 0.00058986 | 0 | 0.00058986
[79 empty] | WLDFR | HFTD - Distribution - Zone 1 - 5QU CoRE ¦ 1QU LoRE | Non-Red Flag Warning - Large Fires | 2037 | 0 | 6.1205 | 0.77885 | 3.4265 | 1.9151 | 1.1908 | 5.5635e-05 | 0 | 6.6252e-05 | 6.6252e-05 | 0 | 0.00058986 | 0.00058986 | 0 | 0.00058986
[79 empty] | WLDFR | HFTD - Distribution - Zone 1 - 5QU CoRE ¦ 1QU LoRE | Non-Red Flag Warning - Large Fires | 2038 | 0 | 6.5028 | 0.81304 | 3.6355 | 2.0543 | 1.2773 | 5.5635e-05 | 0 | 7.1065e-05 | 7.1065e-05 | 0 | 0.00061614 | 0.00061614 | 0 | 0.00061614
[79 empty] | WLDFR | HFTD - Distribution - Zone 1 - 5QU CoRE ¦ 1QU LoRE | Non-Red Flag Warning - Large Fires | 2039 | 0 | 6.5028 | 0.81304 | 3.6355 | 2.0543 | 1.2773 | 5.5635e-05 | 0 | 7.1065e-05 | 7.1065e-05 | 0 | 0.00061614 | 0.00061614 | 0 | 0.00061614
[79 empty] | WLDFR | HFTD - Distribution - Zone 1 - 5QU CoRE ¦ 1QU LoRE | Non-Red Flag Warning - Large Fires | 2040 | 0 | 6.5028 | 0.81304 | 3.6355 | 2.0543 | 1.2773 | 5.5635e-05 | 0 | 7.1065e-05 | 7.1065e-05 | 0 | 0.00061614 | 0.00061614 | 0 | 0.00061614
[79 empty] | WLDFR | HFTD - Distribution - Zone 1 - 5QU CoRE ¦ 1QU LoRE | Non-Red Flag Warning - Large Fires | 2041 | 0 | 6.5028 | 0.81304 | 3.6355 | 2.0543 | 1.2773 | 5.5635e-05 | 0 | 7.1065e-05 | 7.1065e-05 | 0 | 0.00061614 | 0.00061614 | 0 | 0.00061614
[79 empty] | WLDFR | HFTD - Distribution - Zone 1 - 5QU CoRE ¦ 1QU LoRE | Non-Red Flag Warning - Large Fires | 2042 | 0 | 6.5028 | 0.81304 | 3.6355 | 2.0543 | 1.2773 | 5.5635e-05 | 0 | 7.1065e-05 | 7.1065e-05 | 0 | 0.00061614 | 0.00061614 | 0 | 0.00061614
[79 empty] | WLDFR | HFTD - Distribution - Zone 1 - 5QU CoRE ¦ 1QU LoRE | Non-Red Flag Warning - Large Fires | 2043 | 0 | 6.9209 | 0.84944 | 3.8632 | 2.2083 | 1.3731 | 5.5635e-05 | 0 | 7.6394e-05 | 7.6394e-05 | 0 | 0.00064535 | 0.00064535 | 0 | 0.00064535
[79 empty] | WLDFR | HFTD - Distribution - Zone 1 - 5QU CoRE ¦ 1QU LoRE | Non-Red Flag Warning - Large Fires | 2044 | 0 | 6.9209 | 0.84944 | 3.8632 | 2.2083 | 1.3731 | 5.5635e-05 | 0 | 7.6394e-05 | 7.6394e-05 | 0 | 0.00064535 | 0.00064535 | 0 | 0.00064535
[79 empty] | WLDFR | HFTD - Distribution - Zone 1 - 5QU CoRE ¦ 1QU LoRE | Non-Red Flag Warning - Large Fires | 2045 | 0 | 6.9209 | 0.84944 | 3.8632 | 2.2083 | 1.3731 | 5.5635e-05 | 0 | 7.6394e-05 | 7.6394e-05 | 0 | 0.00064535 | 0.00064535 | 0 | 0.00064535
[79 empty] | WLDFR | HFTD - Distribution - Zone 1 - 5QU CoRE ¦ 1QU LoRE | Non-Red Flag Warning - Large Fires | 2046 | 0 | 6.9209 | 0.84944 | 3.8632 | 2.2083 | 1.3731 | 5.5635e-05 | 0 | 7.6394e-05 | 7.6394e-05 | 0 | 0.00064535 | 0.00064535 | 0 | 0.00064535
[79 empty] | WLDFR | HFTD - Distribution - Zone 1 - 5QU CoRE ¦ 1QU LoRE | Non-Red Flag Warning - Large Fires | 2047 | 0 | 6.9209 | 0.84944 | 3.8632 | 2.2083 | 1.3731 | 5.5635e-05 | 0 | 7.6394e-05 | 7.6394e-05 | 0 | 0.00064535 | 0.00064535 | 0 | 0.00064535
[79 empty] | WLDFR | HFTD - Distribution - Zone 1 - 5QU CoRE ¦ 1QU LoRE | Non-Red Flag Warning - Large Fires | 2048 | 0 | 7.3713 | 0.88759 | 4.1075 | 2.3763 | 1.4776 | 5.5635e-05 | 0 | 8.2205e-05 | 8.2205e-05 | 0 | 0.00067706 | 0.00067706 | 0 | 0.00067706
[79 empty] | WLDFR | HFTD - Distribution - Zone 1 - 5QU CoRE ¦ 1QU LoRE | Non-Red Flag Warning - Large Fires | 2049 | 0 | 7.3713 | 0.88759 | 4.1075 | 2.3763 | 1.4776 | 5.5635e-05 | 0 | 8.2205e-05 | 8.2205e-05 | 0 | 0.00067706 | 0.00067706 | 0 | 0.00067706
[79 empty] | WLDFR | HFTD - Distribution - Zone 1 - 5QU CoRE ¦ 1QU LoRE | Non-Red Flag Warning - Large Fires | 2050 | 0 | 7.3713 | 0.88759 | 4.1075 | 2.3763 | 1.4776 | 5.5635e-05 | 0 | 8.2205e-05 | 8.2205e-05 | 0 | 0.00067706 | 0.00067706 | 0 | 0.00067706
[79 empty] | WLDFR | HFTD - Distribution - Zone 1 - 5QU CoRE ¦ 1QU LoRE | Non-Red Flag Warning - Large Fires | 2051 | 0 | 7.3713 | 0.88759 | 4.1075 | 2.3763 | 1.4776 | 5.5635e-05 | 0 | 8.2205e-05 | 8.2205e-05 | 0 | 0.00067706 | 0.00067706 | 0 | 0.00067706
[79 empty] | WLDFR | HFTD - Distribution - Zone 1 - 5QU CoRE ¦ 1QU LoRE | Non-Red Flag Warning - Large Fires | 2052 | 0 | 7.3713 | 0.88759 | 4.1075 | 2.3763 | 1.4776 | 5.5635e-05 | 0 | 8.2205e-05 | 8.2205e-05 | 0 | 0.00067706 | 0.00067706 | 0 | 0.00067706
[79 empty] | WLDFR | HFTD - Distribution - Zone 1 - 5QU CoRE ¦ 1QU LoRE | Non-Red Flag Warning - Large Fires | 2053 | 0 | 7.8503 | 0.92702 | 4.3664 | 2.5569 | 1.5899 | 5.5635e-05 | 0 | 8.8452e-05 | 8.8452e-05 | 0 | 0.00071083 | 0.00071083 | 0 | 0.00071083
[79 empty] | WLDFR | HFTD - Distribution - Zone 1 - 5QU CoRE ¦ 1QU LoRE | Non-Red Flag Warning - Large Fires | 2054 | 0 | 7.8503 | 0.92702 | 4.3664 | 2.5569 | 1.5899 | 5.5635e-05 | 0 | 8.8452e-05 | 8.8452e-05 | 0 | 0.00071083 | 0.00071083 | 0 | 0.00071083
[79 empty] | WLDFR | HFTD - Distribution - Zone 1 - 5QU CoRE ¦ 1QU LoRE | Non-Red Flag Warning - Large Fires | 2055 | 0 | 7.8503 | 0.92702 | 4.3664 | 2.5569 | 1.5899 | 5.5635e-05 | 0 | 8.8452e-05 | 8.8452e-05 | 0 | 0.00071083 | 0.00071083 | 0 | 0.00071083
[79 empty] | WLDFR | HFTD - Distribution - Zone 1 - 5QU CoRE ¦ 1QU LoRE | Non-Red Flag Warning - Small Fires | 2026 | 0 | 0.080408 | 0.03759 | 0.0016314 | 0.041187 | 0.02561 | 0.021083 | 0 | 0.00053992 | 0.00053992 | 0 | 0.00071083 | 0.00071083 | 0 | 0.00071083
[79 empty] | WLDFR | HFTD - Distribution - Zone 1 - 5QU CoRE ¦ 1QU LoRE | Non-Red Flag Warning - Small Fires | 2027 | 0 | 0.080408 | 0.03759 | 0.0016314 | 0.041187 | 0.02561 | 0.021083 | 0 | 0.00053992 | 0.00053992 | 0 | 0.00071083 | 0.00071083 | 0 | 0.00071083
[79 empty] | WLDFR | HFTD - Distribution - Zone 1 - 5QU CoRE ¦ 1QU LoRE | Non-Red Flag Warning - Small Fires | 2028 | 0 | 0.083606 | 0.039055 | 0.001695 | 0.042856 | 0.026648 | 0.021083 | 0 | 0.00056181 | 0.00056181 | 0 | 0.00074624 | 0.00074624 | 0 | 0.00074624
[79 empty] | WLDFR | HFTD - Distribution - Zone 1 - 5QU CoRE ¦ 1QU LoRE | Non-Red Flag Warning - Small Fires | 2029 | 0 | 0.083606 | 0.039055 | 0.001695 | 0.042856 | 0.026648 | 0.021083 | 0 | 0.00056181 | 0.00056181 | 0 | 0.00074624 | 0.00074624 | 0 | 0.00074624
[79 empty] | WLDFR | HFTD - Distribution - Zone 1 - 5QU CoRE ¦ 1QU LoRE | Non-Red Flag Warning - Small Fires | 2030 | 0 | 0.083606 | 0.039055 | 0.001695 | 0.042856 | 0.026648 | 0.021083 | 0 | 0.00056181 | 0.00056181 | 0 | 0.00074624 | 0.00074624 | 0 | 0.00074624
[79 empty] | WLDFR | HFTD - Distribution - Zone 1 - 5QU CoRE ¦ 1QU LoRE | Non-Red Flag Warning - Small Fires | 2031 | 0 | 0.083606 | 0.039055 | 0.001695 | 0.042856 | 0.026648 | 0.021083 | 0 | 0.00056181 | 0.00056181 | 0 | 0.00074624 | 0.00074624 | 0 | 0.00074624
[79 empty] | WLDFR | HFTD - Distribution - Zone 1 - 5QU CoRE ¦ 1QU LoRE | Non-Red Flag Warning - Small Fires | 2032 | 0 | 0.083606 | 0.039055 | 0.001695 | 0.042856 | 0.026648 | 0.021083 | 0 | 0.00056181 | 0.00056181 | 0 | 0 | 0.00074624 | 0 | 0.00074624
[79 empty] | WLDFR | HFTD - Distribution - Zone 1 - 5QU CoRE ¦ 1QU LoRE | Non-Red Flag Warning - Small Fires | 2033 | 0 | 0.087211 | 0.040679 | 0.0017655 | 0.044766 | 0.027836 | 0.021083 | 0 | 0.00058685 | 0.00058685 | 0 | 5.7875e-05 | 0 | 0 | 0
[79 empty] | WLDFR | HFTD - Distribution - Zone 1 - 5QU CoRE ¦ 1QU LoRE | Non-Red Flag Warning - Small Fires | 2034 | 0 | 0.087211 | 0.040679 | 0.0017655 | 0.044766 | 0.027836 | 0.021083 | 0 | 0.00058685 | 0.00058685 | 0 | 5.999e-05 | 5.999e-05 | 0 | 5.999e-05
[79 empty] | WLDFR | HFTD - Distribution - Zone 1 - 5QU CoRE ¦ 1QU LoRE | Non-Red Flag Warning - Small Fires | 2035 | 0 | 0.087211 | 0.040679 | 0.0017655 | 0.044766 | 0.027836 | 0.021083 | 0 | 0.00058685 | 0.00058685 | 0 | 5.999e-05 | 5.999e-05 | 0 | 5.999e-05
[79 empty] | WLDFR | HFTD - Distribution - Zone 1 - 5QU CoRE ¦ 1QU LoRE | Non-Red Flag Warning - Small Fires | 2036 | 0 | 0.087211 | 0.040679 | 0.0017655 | 0.044766 | 0.027836 | 0.021083 | 0 | 0.00058685 | 0.00058685 | 0 | 5.999e-05 | 5.999e-05 | 0 | 5.999e-05
[79 empty] | WLDFR | HFTD - Distribution - Zone 1 - 5QU CoRE ¦ 1QU LoRE | Non-Red Flag Warning - Small Fires | 2037 | 0 | 0.087211 | 0.040679 | 0.0017655 | 0.044766 | 0.027836 | 0.021083 | 0 | 0.00058685 | 0.00058685 | 0 | 5.999e-05 | 5.999e-05 | 0 | 5.999e-05
[79 empty] | WLDFR | HFTD - Distribution - Zone 1 - 5QU CoRE ¦ 1QU LoRE | Non-Red Flag Warning - Small Fires | 2038 | 0 | 0.091184 | 0.042438 | 0.0018418 | 0.046905 | 0.029165 | 0.021083 | 0 | 0.00061488 | 0.00061488 | 0 | 5.999e-05 | 5.999e-05 | 0 | 5.999e-05
[79 empty] | WLDFR | HFTD - Distribution - Zone 1 - 5QU CoRE ¦ 1QU LoRE | Non-Red Flag Warning - Small Fires | 2039 | 0 | 0.091184 | 0.042438 | 0.0018418 | 0.046905 | 0.029165 | 0.021083 | 0 | 0.00061488 | 0.00061488 | 0 | 6.2652e-05 | 6.2652e-05 | 0 | 6.2652e-05
[79 empty] | WLDFR | HFTD - Distribution - Zone 1 - 5QU CoRE ¦ 1QU LoRE | Non-Red Flag Warning - Small Fires | 2040 | 0 | 0.091184 | 0.042438 | 0.0018418 | 0.046905 | 0.029165 | 0.021083 | 0 | 0.00061488 | 0.00061488 | 0 | 6.2652e-05 | 6.2652e-05 | 0 | 6.2652e-05
[79 empty] | WLDFR | HFTD - Distribution - Zone 1 - 5QU CoRE ¦ 1QU LoRE | Non-Red Flag Warning - Small Fires | 2041 | 0 | 0.091184 | 0.042438 | 0.0018418 | 0.046905 | 0.029165 | 0.021083 | 0 | 0.00061488 | 0.00061488 | 0 | 6.2652e-05 | 6.2652e-05 | 0 | 6.2652e-05
[79 empty] | WLDFR | HFTD - Distribution - Zone 1 - 5QU CoRE ¦ 1QU LoRE | Non-Red Flag Warning - Small Fires | 2042 | 0 | 0.091184 | 0.042438 | 0.0018418 | 0.046905 | 0.029165 | 0.021083 | 0 | 0.00061488 | 0.00061488 | 0 | 6.2652e-05 | 6.2652e-05 | 0 | 6.2652e-05
[79 empty] | WLDFR | HFTD - Distribution - Zone 1 - 5QU CoRE ¦ 1QU LoRE | Non-Red Flag Warning - Small Fires | 2043 | 0 | 0.095486 | 0.044306 | 0.0019228 | 0.049257 | 0.030628 | 0.021083 | 0 | 0.00064572 | 0.00064572 | 0 | 6.2652e-05 | 6.2652e-05 | 0 | 6.2652e-05
[79 empty] | WLDFR | HFTD - Distribution - Zone 1 - 5QU CoRE ¦ 1QU LoRE | Non-Red Flag Warning - Small Fires | 2044 | 0 | 0.095486 | 0.044306 | 0.0019228 | 0.049257 | 0.030628 | 0.021083 | 0 | 0.00064572 | 0.00064572 | 0 | 6.5608e-05 | 6.5608e-05 | 0 | 6.5608e-05
[79 empty] | WLDFR | HFTD - Distribution - Zone 1 - 5QU CoRE ¦ 1QU LoRE | Non-Red Flag Warning - Small Fires | 2045 | 0 | 0.095486 | 0.044306 | 0.0019228 | 0.049257 | 0.030628 | 0.021083 | 0 | 0.00064572 | 0.00064572 | 0 | 6.5608e-05 | 6.5608e-05 | 0 | 6.5608e-05
[79 empty] | WLDFR | HFTD - Distribution - Zone 1 - 5QU CoRE ¦ 1QU LoRE | Non-Red Flag Warning - Small Fires | 2046 | 0 | 0.095486 | 0.044306 | 0.0019228 | 0.049257 | 0.030628 | 0.021083 | 0 | 0.00064572 | 0.00064572 | 0 | 6.5608e-05 | 6.5608e-05 | 0 | 6.5608e-05
[79 empty] | WLDFR | HFTD - Distribution - Zone 1 - 5QU CoRE ¦ 1QU LoRE | Non-Red Flag Warning - Small Fires | 2047 | 0 | 0.095486 | 0.044306 | 0.0019228 | 0.049257 | 0.030628 | 0.021083 | 0 | 0.00064572 | 0.00064572 | 0 | 6.5608e-05 | 6.5608e-05 | 0 | 6.5608e-05
[79 empty] | WLDFR | HFTD - Distribution - Zone 1 - 5QU CoRE ¦ 1QU LoRE | Non-Red Flag Warning - Small Fires | 2048 | 0 | 0.10007 | 0.04626 | 0.0020076 | 0.051804 | 0.032212 | 0.021083 | 0 | 0.00067911 | 0.00067911 | 0 | 6.5608e-05 | 6.5608e-05 | 0 | 6.5608e-05
[79 empty] | WLDFR | HFTD - Distribution - Zone 1 - 5QU CoRE ¦ 1QU LoRE | Non-Red Flag Warning - Small Fires | 2049 | 0 | 0.10007 | 0.04626 | 0.0020076 | 0.051804 | 0.032212 | 0.021083 | 0 | 0.00067911 | 0.00067911 | 0 | 6.8815e-05 | 6.8815e-05 | 0 | 6.8815e-05
[79 empty] | WLDFR | HFTD - Distribution - Zone 1 - 5QU CoRE ¦ 1QU LoRE | Non-Red Flag Warning - Small Fires | 2050 | 0 | 0.10007 | 0.04626 | 0.0020076 | 0.051804 | 0.032212 | 0.021083 | 0 | 0.00067911 | 0.00067911 | 0 | 6.8815e-05 | 6.8815e-05 | 0 | 6.8815e-05
[79 empty] | WLDFR | HFTD - Distribution - Zone 1 - 5QU CoRE ¦ 1QU LoRE | Non-Red Flag Warning - Small Fires | 2051 | 0 | 0.10007 | 0.04626 | 0.0020076 | 0.051804 | 0.032212 | 0.021083 | 0 | 0.00067911 | 0.00067911 | 0 | 6.8815e-05 | 6.8815e-05 | 0 | 6.8815e-05
[79 empty] | WLDFR | HFTD - Distribution - Zone 1 - 5QU CoRE ¦ 1QU LoRE | Non-Red Flag Warning - Small Fires | 2052 | 0 | 0.10007 | 0.04626 | 0.0020076 | 0.051804 | 0.032212 | 0.021083 | 0 | 0.00067911 | 0.00067911 | 0 | 6.8815e-05 | 6.8815e-05 | 0 | 6.8815e-05
[79 empty] | WLDFR | HFTD - Distribution - Zone 1 - 5QU CoRE ¦ 1QU LoRE | Non-Red Flag Warning - Small Fires | 2053 | 0 | 0.10489 | 0.048274 | 0.002095 | 0.054525 | 0.033904 | 0.021083 | 0 | 0.00071478 | 0.00071478 | 0 | 6.8815e-05 | 6.8815e-05 | 0 | 6.8815e-05
[79 empty] | WLDFR | HFTD - Distribution - Zone 1 - 5QU CoRE ¦ 1QU LoRE | Non-Red Flag Warning - Small Fires | 2054 | 0 | 0.10489 | 0.048274 | 0.002095 | 0.054525 | 0.033904 | 0.021083 | 0 | 0.00071478 | 0.00071478 | 0 | 7.2227e-05 | 7.2227e-05 | 0 | 7.2227e-05
[79 empty] | WLDFR | HFTD - Distribution - Zone 1 - 5QU CoRE ¦ 1QU LoRE | Non-Red Flag Warning - Small Fires | 2055 | 0 | 0.10489 | 0.048274 | 0.002095 | 0.054525 | 0.033904 | 0.021083 | 0 | 0.00071478 | 0.00071478 | 0 | 7.2227e-05 | 7.2227e-05 | 0 | 7.2227e-05
[79 empty] | WLDFR | HFTD - Distribution - Zone 1 - 5QU CoRE ¦ 1QU LoRE | Red Flag Warning - Catastrophic Fires | 2026 | 0 | 14664.6376 | 233.2301 | 8896.516 | 5534.8915 | 3441.5867 | 2.8936e-07 | 0 | 0.00099585 | 0.00099585 | 0 | 7.2227e-05 | 7.2227e-05 | 0 | 7.2227e-05
[79 empty] | WLDFR | HFTD - Distribution - Zone 1 - 5QU CoRE ¦ 1QU LoRE | Red Flag Warning - Catastrophic Fires | 2027 | 0 | 14664.6376 | 233.2301 | 8896.516 | 5534.8915 | 3441.5867 | 2.8936e-07 | 0 | 0.00099585 | 0.00099585 | 0 | 7.2227e-05 | 7.2227e-05 | 0 | 7.2227e-05
[79 empty] | WLDFR | HFTD - Distribution - Zone 1 - 5QU CoRE ¦ 1QU LoRE | Red Flag Warning - Catastrophic Fires | 2028 | 0 | 15317.9909 | 247.273 | 9287.6491 | 5783.0689 | 3595.903 | 2.8936e-07 | 0 | 0.0010405 | 0.0010405 | 0 | 7.2227e-05 | 7.2227e-05 | 0 | 7.2227e-05
[79 empty] | WLDFR | HFTD - Distribution - Zone 1 - 5QU CoRE ¦ 1QU LoRE | Red Flag Warning - Catastrophic Fires | 2029 | 0 | 15317.9909 | 247.273 | 9287.6491 | 5783.0689 | 3595.903 | 2.8936e-07 | 0 | 0.0010405 | 0.0010405 | 0 | 7.5801e-05 | 7.5801e-05 | 0 | 7.5801e-05
[79 empty] | WLDFR | HFTD - Distribution - Zone 1 - 5QU CoRE ¦ 1QU LoRE | Red Flag Warning - Catastrophic Fires | 2030 | 0 | 15317.9909 | 247.273 | 9287.6491 | 5783.0689 | 3595.903 | 2.8936e-07 | 0 | 0.0010405 | 0.0010405 | 0 | 7.5801e-05 | 7.5801e-05 | 0 | 7.5801e-05
[79 empty] | WLDFR | HFTD - Distribution - Zone 1 - 5QU CoRE ¦ 1QU LoRE | Red Flag Warning - Catastrophic Fires | 2031 | 0 | 15317.9909 | 247.273 | 9287.6491 | 5783.0689 | 3595.903 | 2.8936e-07 | 0 | 0.0010405 | 0.0010405 | 0 | 7.5801e-05 | 7.5801e-05 | 0 | 7.5801e-05
[79 empty] | WLDFR | HFTD - Distribution - Zone 1 - 5QU CoRE ¦ 1QU LoRE | Red Flag Warning - Catastrophic Fires | 2032 | 0 | 15317.9909 | 247.273 | 9287.6491 | 5783.0689 | 3595.903 | 2.8936e-07 | 0 | 0.0010405 | 0.0010405 | 0 | 7.5801e-05 | 7.5801e-05 | 0 | 7.5801e-05
[79 empty] | WLDFR | HFTD - Distribution - Zone 1 - 5QU CoRE ¦ 1QU LoRE | Red Flag Warning - Catastrophic Fires | 2033 | 0 | 16044.1264 | 263.1074 | 9721.74 | 6059.2791 | 3767.65 | 2.8936e-07 | 0 | 0.0010902 | 0.0010902 | 0 | 0 | 7.5801e-05 | 0 | 7.5801e-05
[79 empty] | WLDFR | HFTD - Distribution - Zone 1 - 5QU CoRE ¦ 1QU LoRE | Red Flag Warning - Catastrophic Fires | 2034 | 0 | 16044.1264 | 263.1074 | 9721.74 | 6059.2791 | 3767.65 | 2.8936e-07 | 0 | 0.0010902 | 0.0010902 | 0 | 3.3283e-06 | 0 | 0 | 0
[79 empty] | WLDFR | HFTD - Distribution - Zone 1 - 5QU CoRE ¦ 1QU LoRE | Red Flag Warning - Catastrophic Fires | 2035 | 0 | 16044.1264 | 263.1074 | 9721.74 | 6059.2791 | 3767.65 | 2.8936e-07 | 0 | 0.0010902 | 0.0010902 | 0 | 3.4772e-06 | 3.4772e-06 | 0 | 3.4772e-06
[79 empty] | WLDFR | HFTD - Distribution - Zone 1 - 5QU CoRE ¦ 1QU LoRE | Red Flag Warning - Catastrophic Fires | 2036 | 0 | 16044.1264 | 263.1074 | 9721.74 | 6059.2791 | 3767.65 | 2.8936e-07 | 0 | 0.0010902 | 0.0010902 | 0 | 3.4772e-06 | 3.4772e-06 | 0 | 3.4772e-06
[79 empty] | WLDFR | HFTD - Distribution - Zone 1 - 5QU CoRE ¦ 1QU LoRE | Red Flag Warning - Catastrophic Fires | 2037 | 0 | 16044.1264 | 263.1074 | 9721.74 | 6059.2791 | 3767.65 | 2.8936e-07 | 0 | 0.0010902 | 0.0010902 | 0 | 3.4772e-06 | 3.4772e-06 | 0 | 3.4772e-06
[79 empty] | WLDFR | HFTD - Distribution - Zone 1 - 5QU CoRE ¦ 1QU LoRE | Red Flag Warning - Catastrophic Fires | 2038 | 0 | 16832.3912 | 280.5544 | 10192.2718 | 6359.5651 | 3954.3674 | 2.8936e-07 | 0 | 0.0011442 | 0.0011442 | 0 | 3.4772e-06 | 3.4772e-06 | 0 | 3.4772e-06
[79 empty] | WLDFR | HFTD - Distribution - Zone 1 - 5QU CoRE ¦ 1QU LoRE | Red Flag Warning - Catastrophic Fires | 2039 | 0 | 16832.3912 | 280.5544 | 10192.2718 | 6359.5651 | 3954.3674 | 2.8936e-07 | 0 | 0.0011442 | 0.0011442 | 0 | 3.4772e-06 | 3.4772e-06 | 0 | 3.4772e-06
[79 empty] | WLDFR | HFTD - Distribution - Zone 1 - 5QU CoRE ¦ 1QU LoRE | Red Flag Warning - Catastrophic Fires | 2040 | 0 | 16832.3912 | 280.5544 | 10192.2718 | 6359.5651 | 3954.3674 | 2.8936e-07 | 0 | 0.0011442 | 0.0011442 | 0 | 3.669e-06 | 3.669e-06 | 0 | 3.669e-06
[79 empty] | WLDFR | HFTD - Distribution - Zone 1 - 5QU CoRE ¦ 1QU LoRE | Red Flag Warning - Catastrophic Fires | 2041 | 0 | 16832.3912 | 280.5544 | 10192.2718 | 6359.5651 | 3954.3674 | 2.8936e-07 | 0 | 0.0011442 | 0.0011442 | 0 | 3.669e-06 | 3.669e-06 | 0 | 3.669e-06
[79 empty] | WLDFR | HFTD - Distribution - Zone 1 - 5QU CoRE ¦ 1QU LoRE | Red Flag Warning - Catastrophic Fires | 2042 | 0 | 16832.3912 | 280.5544 | 10192.2718 | 6359.5651 | 3954.3674 | 2.8936e-07 | 0 | 0.0011442 | 0.0011442 | 0 | 3.669e-06 | 3.669e-06 | 0 | 3.669e-06
[79 empty] | WLDFR | HFTD - Distribution - Zone 1 - 5QU CoRE ¦ 1QU LoRE | Red Flag Warning - Catastrophic Fires | 2043 | 0 | 17672.0852 | 299.42 | 10692.7362 | 6679.929 | 4153.5692 | 2.8936e-07 | 0 | 0.0012019 | 0.0012019 | 0 | 3.669e-06 | 3.669e-06 | 0 | 3.669e-06
[79 empty] | WLDFR | HFTD - Distribution - Zone 1 - 5QU CoRE ¦ 1QU LoRE | Red Flag Warning - Catastrophic Fires | 2044 | 0 | 17672.0852 | 299.42 | 10692.7362 | 6679.929 | 4153.5692 | 2.8936e-07 | 0 | 0.0012019 | 0.0012019 | 0 | 3.669e-06 | 3.669e-06 | 0 | 3.669e-06
[79 empty] | WLDFR | HFTD - Distribution - Zone 1 - 5QU CoRE ¦ 1QU LoRE | Red Flag Warning - Catastrophic Fires | 2045 | 0 | 17672.0852 | 299.42 | 10692.7362 | 6679.929 | 4153.5692 | 2.8936e-07 | 0 | 0.0012019 | 0.0012019 | 0 | 3.8871e-06 | 3.8871e-06 | 0 | 3.8871e-06
[79 empty] | WLDFR | HFTD - Distribution - Zone 1 - 5QU CoRE ¦ 1QU LoRE | Red Flag Warning - Catastrophic Fires | 2046 | 0 | 17672.0852 | 299.42 | 10692.7362 | 6679.929 | 4153.5692 | 2.8936e-07 | 0 | 0.0012019 | 0.0012019 | 0 | 3.8871e-06 | 3.8871e-06 | 0 | 3.8871e-06
[79 empty] | WLDFR | HFTD - Distribution - Zone 1 - 5QU CoRE ¦ 1QU LoRE | Red Flag Warning - Catastrophic Fires | 2047 | 0 | 17672.0852 | 299.42 | 10692.7362 | 6679.929 | 4153.5692 | 2.8936e-07 | 0 | 0.0012019 | 0.0012019 | 0 | 3.8871e-06 | 3.8871e-06 | 0 | 3.8871e-06
[79 empty] | WLDFR | HFTD - Distribution - Zone 1 - 5QU CoRE ¦ 1QU LoRE | Red Flag Warning - Catastrophic Fires | 2048 | 0 | 18552.3348 | 319.4911 | 11216.5626 | 7016.281 | 4362.7123 | 2.8936e-07 | 0 | 0.0012624 | 0.0012624 | 0 | 3.8871e-06 | 3.8871e-06 | 0 | 3.8871e-06
[79 empty] | WLDFR | HFTD - Distribution - Zone 1 - 5QU CoRE ¦ 1QU LoRE | Red Flag Warning - Catastrophic Fires | 2049 | 0 | 18552.3348 | 319.4911 | 11216.5626 | 7016.281 | 4362.7123 | 2.8936e-07 | 0 | 0.0012624 | 0.0012624 | 0 | 3.8871e-06 | 3.8871e-06 | 0 | 3.8871e-06
[79 empty] | WLDFR | HFTD - Distribution - Zone 1 - 5QU CoRE ¦ 1QU LoRE | Red Flag Warning - Catastrophic Fires | 2050 | 0 | 18552.3348 | 319.4911 | 11216.5626 | 7016.281 | 4362.7123 | 2.8936e-07 | 0 | 0.0012624 | 0.0012624 | 0 | 4.1299e-06 | 4.1299e-06 | 0 | 4.1299e-06
[79 empty] | WLDFR | HFTD - Distribution - Zone 1 - 5QU CoRE ¦ 1QU LoRE | Red Flag Warning - Catastrophic Fires | 2051 | 0 | 18552.3348 | 319.4911 | 11216.5626 | 7016.281 | 4362.7123 | 2.8936e-07 | 0 | 0.0012624 | 0.0012624 | 0 | 4.1299e-06 | 4.1299e-06 | 0 | 4.1299e-06
[79 empty] | WLDFR | HFTD - Distribution - Zone 1 - 5QU CoRE ¦ 1QU LoRE | Red Flag Warning - Catastrophic Fires | 2052 | 0 | 18552.3348 | 319.4911 | 11216.5626 | 7016.281 | 4362.7123 | 2.8936e-07 | 0 | 0.0012624 | 0.0012624 | 0 | 4.1299e-06 | 4.1299e-06 | 0 | 4.1299e-06
[79 empty] | WLDFR | HFTD - Distribution - Zone 1 - 5QU CoRE ¦ 1QU LoRE | Red Flag Warning - Catastrophic Fires | 2053 | 0 | 19462.1283 | 340.5356 | 11757.1413 | 7364.4514 | 4579.2041 | 2.8936e-07 | 0 | 0.001325 | 0.001325 | 0 | 4.1299e-06 | 4.1299e-06 | 0 | 4.1299e-06
[79 empty] | WLDFR | HFTD - Distribution - Zone 1 - 5QU CoRE ¦ 1QU LoRE | Red Flag Warning - Catastrophic Fires | 2054 | 0 | 19462.1283 | 340.5356 | 11757.1413 | 7364.4514 | 4579.2041 | 2.8936e-07 | 0 | 0.001325 | 0.001325 | 0 | 4.1299e-06 | 4.1299e-06 | 0 | 4.1299e-06
[79 empty] | WLDFR | HFTD - Distribution - Zone 1 - 5QU CoRE ¦ 1QU LoRE | Red Flag Warning - Catastrophic Fires | 2055 | 0 | 19462.1283 | 340.5356 | 11757.1413 | 7364.4514 | 4579.2041 | 2.8936e-07 | 0 | 0.001325 | 0.001325 | 0 | 4.3955e-06 | 4.3955e-06 | 0 | 4.3955e-06
[79 empty] | WLDFR | HFTD - Distribution - Zone 1 - 5QU CoRE ¦ 1QU LoRE | Red Flag Warning - Large Fires | 2026 | 0 | 5.475 | 0.71896 | 3.0715 | 1.6846 | 1.0475 | 0.0001336 | 0 | 0.00013994 | 0.00013994 | 0 | 4.3955e-06 | 4.3955e-06 | 0 | 4.3955e-06
[79 empty] | WLDFR | HFTD - Distribution - Zone 1 - 5QU CoRE ¦ 1QU LoRE | Red Flag Warning - Large Fires | 2027 | 0 | 5.475 | 0.71896 | 3.0715 | 1.6846 | 1.0475 | 0.0001336 | 0 | 0.00013994 | 0.00013994 | 0 | 4.3955e-06 | 4.3955e-06 | 0 | 4.3955e-06
[79 empty] | WLDFR | HFTD - Distribution - Zone 1 - 5QU CoRE ¦ 1QU LoRE | Red Flag Warning - Large Fires | 2028 | 0 | 5.777 | 0.74734 | 3.238 | 1.7917 | 1.1141 | 0.0001336 | 0 | 0.00014884 | 0.00014884 | 0 | 4.3955e-06 | 4.3955e-06 | 0 | 4.3955e-06
[79 empty] | WLDFR | HFTD - Distribution - Zone 1 - 5QU CoRE ¦ 1QU LoRE | Red Flag Warning - Large Fires | 2029 | 0 | 5.777 | 0.74734 | 3.238 | 1.7917 | 1.1141 | 0.0001336 | 0 | 0.00014884 | 0.00014884 | 0 | 4.3955e-06 | 4.3955e-06 | 0 | 4.3955e-06
[79 empty] | WLDFR | HFTD - Distribution - Zone 1 - 5QU CoRE ¦ 1QU LoRE | Red Flag Warning - Large Fires | 2030 | 0 | 5.777 | 0.74734 | 3.238 | 1.7917 | 1.1141 | 0.0001336 | 0 | 0.00014884 | 0.00014884 | 0 | 4.6815e-06 | 4.6815e-06 | 0 | 4.6815e-06
[79 empty] | WLDFR | HFTD - Distribution - Zone 1 - 5QU CoRE ¦ 1QU LoRE | Red Flag Warning - Large Fires | 2031 | 0 | 5.777 | 0.74734 | 3.238 | 1.7917 | 1.1141 | 0.0001336 | 0 | 0.00014884 | 0.00014884 | 0 | 4.6815e-06 | 4.6815e-06 | 0 | 4.6815e-06
[79 empty] | WLDFR | HFTD - Distribution - Zone 1 - 5QU CoRE ¦ 1QU LoRE | Red Flag Warning - Large Fires | 2032 | 0 | 5.777 | 0.74734 | 3.238 | 1.7917 | 1.1141 | 0.0001336 | 0 | 0.00014884 | 0.00014884 | 0 | 4.6815e-06 | 4.6815e-06 | 0 | 4.6815e-06
[79 empty] | WLDFR | HFTD - Distribution - Zone 1 - 5QU CoRE ¦ 1QU LoRE | Red Flag Warning - Large Fires | 2033 | 0 | 6.1205 | 0.77885 | 3.4265 | 1.9151 | 1.1908 | 0.0001336 | 0 | 0.00015909 | 0.00015909 | 0 | 4.6815e-06 | 4.6815e-06 | 0 | 4.6815e-06
[79 empty] | WLDFR | HFTD - Distribution - Zone 1 - 5QU CoRE ¦ 1QU LoRE | Red Flag Warning - Large Fires | 2034 | 0 | 6.1205 | 0.77885 | 3.4265 | 1.9151 | 1.1908 | 0.0001336 | 0 | 0.00015909 | 0.00015909 | 0 | 0 | 4.6815e-06 | 0 | 4.6815e-06
[79 empty] | WLDFR | HFTD - Distribution - Zone 1 - 5QU CoRE ¦ 1QU LoRE | Red Flag Warning - Large Fires | 2035 | 0 | 6.1205 | 0.77885 | 3.4265 | 1.9151 | 1.1908 | 0.0001336 | 0 | 0.00015909 | 0.00015909 | 0 | 1.1741e-06 | 0 | 0 | 0
[79 empty] | WLDFR | HFTD - Distribution - Zone 1 - 5QU CoRE ¦ 1QU LoRE | Red Flag Warning - Large Fires | 2036 | 0 | 6.1205 | 0.77885 | 3.4265 | 1.9151 | 1.1908 | 0.0001336 | 0 | 0.00015909 | 0.00015909 | 0 | 1.2119e-06 | 1.2119e-06 | 0 | 1.2119e-06
[79 empty] | WLDFR | HFTD - Distribution - Zone 1 - 5QU CoRE ¦ 1QU LoRE | Red Flag Warning - Large Fires | 2037 | 0 | 6.1205 | 0.77885 | 3.4265 | 1.9151 | 1.1908 | 0.0001336 | 0 | 0.00015909 | 0.00015909 | 0 | 1.2119e-06 | 1.2119e-06 | 0 | 1.2119e-06
[79 empty] | WLDFR | HFTD - Distribution - Zone 1 - 5QU CoRE ¦ 1QU LoRE | Red Flag Warning - Large Fires | 2038 | 0 | 6.5028 | 0.81304 | 3.6355 | 2.0543 | 1.2773 | 0.0001336 | 0 | 0.00017065 | 0.00017065 | 0 | 1.2119e-06 | 1.2119e-06 | 0 | 1.2119e-06
[79 empty] | WLDFR | HFTD - Distribution - Zone 1 - 5QU CoRE ¦ 1QU LoRE | Red Flag Warning - Large Fires | 2039 | 0 | 6.5028 | 0.81304 | 3.6355 | 2.0543 | 1.2773 | 0.0001336 | 0 | 0.00017065 | 0.00017065 | 0 | 1.2119e-06 | 1.2119e-06 | 0 | 1.2119e-06
[79 empty] | WLDFR | HFTD - Distribution - Zone 1 - 5QU CoRE ¦ 1QU LoRE | Red Flag Warning - Large Fires | 2040 | 0 | 6.5028 | 0.81304 | 3.6355 | 2.0543 | 1.2773 | 0.0001336 | 0 | 0.00017065 | 0.00017065 | 0 | 1.2119e-06 | 1.2119e-06 | 0 | 1.2119e-06
[79 empty] | WLDFR | HFTD - Distribution - Zone 1 - 5QU CoRE ¦ 1QU LoRE | Red Flag Warning - Large Fires | 2041 | 0 | 6.5028 | 0.81304 | 3.6355 | 2.0543 | 1.2773 | 0.0001336 | 0 | 0.00017065 | 0.00017065 | 0 | 1.2601e-06 | 1.2601e-06 | 0 | 1.2601e-06
[79 empty] | WLDFR | HFTD - Distribution - Zone 1 - 5QU CoRE ¦ 1QU LoRE | Red Flag Warning - Large Fires | 2042 | 0 | 6.5028 | 0.81304 | 3.6355 | 2.0543 | 1.2773 | 0.0001336 | 0 | 0.00017065 | 0.00017065 | 0 | 1.2601e-06 | 1.2601e-06 | 0 | 1.2601e-06
[79 empty] | WLDFR | HFTD - Distribution - Zone 1 - 5QU CoRE ¦ 1QU LoRE | Red Flag Warning - Large Fires | 2043 | 0 | 6.9209 | 0.84944 | 3.8632 | 2.2083 | 1.3731 | 0.0001336 | 0 | 0.00018344 | 0.00018344 | 0 | 1.2601e-06 | 1.2601e-06 | 0 | 1.2601e-06
[79 empty] | WLDFR | HFTD - Distribution - Zone 1 - 5QU CoRE ¦ 1QU LoRE | Red Flag Warning - Large Fires | 2044 | 0 | 6.9209 | 0.84944 | 3.8632 | 2.2083 | 1.3731 | 0.0001336 | 0 | 0.00018344 | 0.00018344 | 0 | 1.2601e-06 | 1.2601e-06 | 0 | 1.2601e-06
[79 empty] | WLDFR | HFTD - Distribution - Zone 1 - 5QU CoRE ¦ 1QU LoRE | Red Flag Warning - Large Fires | 2045 | 0 | 6.9209 | 0.84944 | 3.8632 | 2.2083 | 1.3731 | 0.0001336 | 0 | 0.00018344 | 0.00018344 | 0 | 1.2601e-06 | 1.2601e-06 | 0 | 1.2601e-06
[79 empty] | WLDFR | HFTD - Distribution - Zone 1 - 5QU CoRE ¦ 1QU LoRE | Red Flag Warning - Large Fires | 2046 | 0 | 6.9209 | 0.84944 | 3.8632 | 2.2083 | 1.3731 | 0.0001336 | 0 | 0.00018344 | 0.00018344 | 0 | 1.3144e-06 | 1.3144e-06 | 0 | 1.3144e-06
[79 empty] | WLDFR | HFTD - Distribution - Zone 1 - 5QU CoRE ¦ 1QU LoRE | Red Flag Warning - Large Fires | 2047 | 0 | 6.9209 | 0.84944 | 3.8632 | 2.2083 | 1.3731 | 0.0001336 | 0 | 0.00018344 | 0.00018344 | 0 | 1.3144e-06 | 1.3144e-06 | 0 | 1.3144e-06
[79 empty] | WLDFR | HFTD - Distribution - Zone 1 - 5QU CoRE ¦ 1QU LoRE | Red Flag Warning - Large Fires | 2048 | 0 | 7.3713 | 0.88759 | 4.1075 | 2.3763 | 1.4776 | 0.0001336 | 0 | 0.0001974 | 0.0001974 | 0 | 1.3144e-06 | 1.3144e-06 | 0 | 1.3144e-06
[79 empty] | WLDFR | HFTD - Distribution - Zone 1 - 5QU CoRE ¦ 1QU LoRE | Red Flag Warning - Large Fires | 2049 | 0 | 7.3713 | 0.88759 | 4.1075 | 2.3763 | 1.4776 | 0.0001336 | 0 | 0.0001974 | 0.0001974 | 0 | 1.3144e-06 | 1.3144e-06 | 0 | 1.3144e-06
[79 empty] | WLDFR | HFTD - Distribution - Zone 1 - 5QU CoRE ¦ 1QU LoRE | Red Flag Warning - Large Fires | 2050 | 0 | 7.3713 | 0.88759 | 4.1075 | 2.3763 | 1.4776 | 0.0001336 | 0 | 0.0001974 | 0.0001974 | 0 | 1.3144e-06 | 1.3144e-06 | 0 | 1.3144e-06
[79 empty] | WLDFR | HFTD - Distribution - Zone 1 - 5QU CoRE ¦ 1QU LoRE | Red Flag Warning - Large Fires | 2051 | 0 | 7.3713 | 0.88759 | 4.1075 | 2.3763 | 1.4776 | 0.0001336 | 0 | 0.0001974 | 0.0001974 | 0 | 1.3743e-06 | 1.3743e-06 | 0 | 1.3743e-06
[79 empty] | WLDFR | HFTD - Distribution - Zone 1 - 5QU CoRE ¦ 1QU LoRE | Red Flag Warning - Large Fires | 2052 | 0 | 7.3713 | 0.88759 | 4.1075 | 2.3763 | 1.4776 | 0.0001336 | 0 | 0.0001974 | 0.0001974 | 0 | 1.3743e-06 | 1.3743e-06 | 0 | 1.3743e-06
[79 empty] | WLDFR | HFTD - Distribution - Zone 1 - 5QU CoRE ¦ 1QU LoRE | Red Flag Warning - Large Fires | 2053 | 0 | 7.8503 | 0.92702 | 4.3664 | 2.5569 | 1.5899 | 0.0001336 | 0 | 0.0002124 | 0.0002124 | 0 | 1.3743e-06 | 1.3743e-06 | 0 | 1.3743e-06
[79 empty] | WLDFR | HFTD - Distribution - Zone 1 - 5QU CoRE ¦ 1QU LoRE | Red Flag Warning - Large Fires | 2054 | 0 | 7.8503 | 0.92702 | 4.3664 | 2.5569 | 1.5899 | 0.0001336 | 0 | 0.0002124 | 0.0002124 | 0 | 1.3743e-06 | 1.3743e-06 | 0 | 1.3743e-06
[79 empty] | WLDFR | HFTD - Distribution - Zone 1 - 5QU CoRE ¦ 1QU LoRE | Red Flag Warning - Large Fires | 2055 | 0 | 7.8503 | 0.92702 | 4.3664 | 2.5569 | 1.5899 | 0.0001336 | 0 | 0.0002124 | 0.0002124 | 0 | 1.3743e-06 | 1.3743e-06 | 0 | 1.3743e-06
[79 empty] | WLDFR | HFTD - Distribution - Zone 1 - 5QU CoRE ¦ 1QU LoRE | Red Flag Warning - Small Fires | 2026 | 0 | 0.080408 | 0.03759 | 0.0016314 | 0.041187 | 0.02561 | 0.0021144 | 0 | 5.4149e-05 | 5.4149e-05 | 0 | 1.4391e-06 | 1.4391e-06 | 0 | 1.4391e-06
[79 empty] | WLDFR | HFTD - Distribution - Zone 1 - 5QU CoRE ¦ 1QU LoRE | Red Flag Warning - Small Fires | 2027 | 0 | 0.080408 | 0.03759 | 0.0016314 | 0.041187 | 0.02561 | 0.0021144 | 0 | 5.4149e-05 | 5.4149e-05 | 0 | 1.4391e-06 | 1.4391e-06 | 0 | 1.4391e-06
[79 empty] | WLDFR | HFTD - Distribution - Zone 1 - 5QU CoRE ¦ 1QU LoRE | Red Flag Warning - Small Fires | 2028 | 0 | 0.083606 | 0.039055 | 0.001695 | 0.042856 | 0.026648 | 0.0021144 | 0 | 5.6344e-05 | 5.6344e-05 | 0 | 1.4391e-06 | 1.4391e-06 | 0 | 1.4391e-06
[79 empty] | WLDFR | HFTD - Distribution - Zone 1 - 5QU CoRE ¦ 1QU LoRE | Red Flag Warning - Small Fires | 2029 | 0 | 0.083606 | 0.039055 | 0.001695 | 0.042856 | 0.026648 | 0.0021144 | 0 | 5.6344e-05 | 5.6344e-05 | 0 | 1.4391e-06 | 1.4391e-06 | 0 | 1.4391e-06
[79 empty] | WLDFR | HFTD - Distribution - Zone 1 - 5QU CoRE ¦ 1QU LoRE | Red Flag Warning - Small Fires | 2030 | 0 | 0.083606 | 0.039055 | 0.001695 | 0.042856 | 0.026648 | 0.0021144 | 0 | 5.6344e-05 | 5.6344e-05 | 0 | 1.4391e-06 | 1.4391e-06 | 0 | 1.4391e-06
[79 empty] | WLDFR | HFTD - Distribution - Zone 1 - 5QU CoRE ¦ 1QU LoRE | Red Flag Warning - Small Fires | 2031 | 0 | 0.083606 | 0.039055 | 0.001695 | 0.042856 | 0.026648 | 0.0021144 | 0 | 5.6344e-05 | 5.6344e-05 | 0 | 1.5083e-06 | 1.5083e-06 | 0 | 1.5083e-06
[79 empty] | WLDFR | HFTD - Distribution - Zone 1 - 5QU CoRE ¦ 1QU LoRE | Red Flag Warning - Small Fires | 2032 | 0 | 0.083606 | 0.039055 | 0.001695 | 0.042856 | 0.026648 | 0.0021144 | 0 | 5.6344e-05 | 5.6344e-05 | 0 | 1.5083e-06 | 1.5083e-06 | 0 | 1.5083e-06
[79 empty] | WLDFR | HFTD - Distribution - Zone 1 - 5QU CoRE ¦ 1QU LoRE | Red Flag Warning - Small Fires | 2033 | 0 | 0.087211 | 0.040679 | 0.0017655 | 0.044766 | 0.027836 | 0.0021144 | 0 | 5.8855e-05 | 5.8855e-05 | 0 | 1.5083e-06 | 1.5083e-06 | 0 | 1.5083e-06
[79 empty] | WLDFR | HFTD - Distribution - Zone 1 - 5QU CoRE ¦ 1QU LoRE | Red Flag Warning - Small Fires | 2034 | 0 | 0.087211 | 0.040679 | 0.0017655 | 0.044766 | 0.027836 | 0.0021144 | 0 | 5.8855e-05 | 5.8855e-05 | 0 | 1.5083e-06 | 1.5083e-06 | 0 | 1.5083e-06
[79 empty] | WLDFR | HFTD - Distribution - Zone 1 - 5QU CoRE ¦ 1QU LoRE | Red Flag Warning - Small Fires | 2035 | 0 | 0.087211 | 0.040679 | 0.0017655 | 0.044766 | 0.027836 | 0.0021144 | 0 | 5.8855e-05 | 5.8855e-05 | 0 | 0 | 1.5083e-06 | 0 | 1.5083e-06
[79 empty] | WLDFR | HFTD - Distribution - Zone 1 - 5QU CoRE ¦ 1QU LoRE | Red Flag Warning - Small Fires | 2036 | 0 | 0.087211 | 0.040679 | 0.0017655 | 0.044766 | 0.027836 | 0.0021144 | 0 | 5.8855e-05 | 5.8855e-05 | 0 | 0.00049371 | 0 | 0 | 0
[79 empty] | WLDFR | HFTD - Distribution - Zone 1 - 5QU CoRE ¦ 1QU LoRE | Red Flag Warning - Small Fires | 2037 | 0 | 0.087211 | 0.040679 | 0.0017655 | 0.044766 | 0.027836 | 0.0021144 | 0 | 5.8855e-05 | 5.8855e-05 | 0 | 0.0005118 | 0.0005118 | 0 | 0.0005118
[79 empty] | WLDFR | HFTD - Distribution - Zone 1 - 5QU CoRE ¦ 1QU LoRE | Red Flag Warning - Small Fires | 2038 | 0 | 0.091184 | 0.042438 | 0.0018418 | 0.046905 | 0.029165 | 0.0021144 | 0 | 6.1667e-05 | 6.1667e-05 | 0 | 0.0005118 | 0.0005118 | 0 | 0.0005118
[79 empty] | WLDFR | HFTD - Distribution - Zone 1 - 5QU CoRE ¦ 1QU LoRE | Red Flag Warning - Small Fires | 2039 | 0 | 0.091184 | 0.042438 | 0.0018418 | 0.046905 | 0.029165 | 0.0021144 | 0 | 6.1667e-05 | 6.1667e-05 | 0 | 0.0005118 | 0.0005118 | 0 | 0.0005118
[79 empty] | WLDFR | HFTD - Distribution - Zone 1 - 5QU CoRE ¦ 1QU LoRE | Red Flag Warning - Small Fires | 2040 | 0 | 0.091184 | 0.042438 | 0.0018418 | 0.046905 | 0.029165 | 0.0021144 | 0 | 6.1667e-05 | 6.1667e-05 | 0 | 0.0005118 | 0.0005118 | 0 | 0.0005118
[79 empty] | WLDFR | HFTD - Distribution - Zone 1 - 5QU CoRE ¦ 1QU LoRE | Red Flag Warning - Small Fires | 2041 | 0 | 0.091184 | 0.042438 | 0.0018418 | 0.046905 | 0.029165 | 0.0021144 | 0 | 6.1667e-05 | 6.1667e-05 | 0 | 0.0005118 | 0.0005118 | 0 | 0.0005118
[79 empty] | WLDFR | HFTD - Distribution - Zone 1 - 5QU CoRE ¦ 1QU LoRE | Red Flag Warning - Small Fires | 2042 | 0 | 0.091184 | 0.042438 | 0.0018418 | 0.046905 | 0.029165 | 0.0021144 | 0 | 6.1667e-05 | 6.1667e-05 | 0 | 0.0005346 | 0.0005346 | 0 | 0.0005346
[79 empty] | WLDFR | HFTD - Distribution - Zone 1 - 5QU CoRE ¦ 1QU LoRE | Red Flag Warning - Small Fires | 2043 | 0 | 0.095486 | 0.044306 | 0.0019228 | 0.049257 | 0.030628 | 0.0021144 | 0 | 6.4759e-05 | 6.4759e-05 | 0 | 0.0005346 | 0.0005346 | 0 | 0.0005346
[79 empty] | WLDFR | HFTD - Distribution - Zone 1 - 5QU CoRE ¦ 1QU LoRE | Red Flag Warning - Small Fires | 2044 | 0 | 0.095486 | 0.044306 | 0.0019228 | 0.049257 | 0.030628 | 0.0021144 | 0 | 6.4759e-05 | 6.4759e-05 | 0 | 0.0005346 | 0.0005346 | 0 | 0.0005346
[79 empty] | WLDFR | HFTD - Distribution - Zone 1 - 5QU CoRE ¦ 1QU LoRE | Red Flag Warning - Small Fires | 2045 | 0 | 0.095486 | 0.044306 | 0.0019228 | 0.049257 | 0.030628 | 0.0021144 | 0 | 6.4759e-05 | 6.4759e-05 | 0 | 0.0005346 | 0.0005346 | 0 | 0.0005346
[79 empty] | WLDFR | HFTD - Distribution - Zone 1 - 5QU CoRE ¦ 1QU LoRE | Red Flag Warning - Small Fires | 2046 | 0 | 0.095486 | 0.044306 | 0.0019228 | 0.049257 | 0.030628 | 0.0021144 | 0 | 6.4759e-05 | 6.4759e-05 | 0 | 0.0005346 | 0.0005346 | 0 | 0.0005346
[79 empty] | WLDFR | HFTD - Distribution - Zone 1 - 5QU CoRE ¦ 1QU LoRE | Red Flag Warning - Small Fires | 2047 | 0 | 0.095486 | 0.044306 | 0.0019228 | 0.049257 | 0.030628 | 0.0021144 | 0 | 6.4759e-05 | 6.4759e-05 | 0 | 0.00055995 | 0.00055995 | 0 | 0.00055995
[79 empty] | WLDFR | HFTD - Distribution - Zone 1 - 5QU CoRE ¦ 1QU LoRE | Red Flag Warning - Small Fires | 2048 | 0 | 0.10007 | 0.04626 | 0.0020076 | 0.051804 | 0.032212 | 0.0021144 | 0 | 6.8108e-05 | 6.8108e-05 | 0 | 0.00055995 | 0.00055995 | 0 | 0.00055995
[79 empty] | WLDFR | HFTD - Distribution - Zone 1 - 5QU CoRE ¦ 1QU LoRE | Red Flag Warning - Small Fires | 2049 | 0 | 0.10007 | 0.04626 | 0.0020076 | 0.051804 | 0.032212 | 0.0021144 | 0 | 6.8108e-05 | 6.8108e-05 | 0 | 0.00055995 | 0.00055995 | 0 | 0.00055995
[79 empty] | WLDFR | HFTD - Distribution - Zone 1 - 5QU CoRE ¦ 1QU LoRE | Red Flag Warning - Small Fires | 2050 | 0 | 0.10007 | 0.04626 | 0.0020076 | 0.051804 | 0.032212 | 0.0021144 | 0 | 6.8108e-05 | 6.8108e-05 | 0 | 0.00055995 | 0.00055995 | 0 | 0.00055995
[79 empty] | WLDFR | HFTD - Distribution - Zone 1 - 5QU CoRE ¦ 1QU LoRE | Red Flag Warning - Small Fires | 2051 | 0 | 0.10007 | 0.04626 | 0.0020076 | 0.051804 | 0.032212 | 0.0021144 | 0 | 6.8108e-05 | 6.8108e-05 | 0 | 0.00055995 | 0.00055995 | 0 | 0.00055995
[79 empty] | WLDFR | HFTD - Distribution - Zone 1 - 5QU CoRE ¦ 1QU LoRE | Red Flag Warning - Small Fires | 2052 | 0 | 0.10007 | 0.04626 | 0.0020076 | 0.051804 | 0.032212 | 0.0021144 | 0 | 6.8108e-05 | 6.8108e-05 | 0 | 0.00058746 | 0.00058746 | 0 | 0.00058746
[79 empty] | WLDFR | HFTD - Distribution - Zone 1 - 5QU CoRE ¦ 1QU LoRE | Red Flag Warning - Small Fires | 2053 | 0 | 0.10489 | 0.048274 | 0.002095 | 0.054525 | 0.033904 | 0.0021144 | 0 | 7.1685e-05 | 7.1685e-05 | 0 | 0.00058746 | 0.00058746 | 0 | 0.00058746
[79 empty] | WLDFR | HFTD - Distribution - Zone 1 - 5QU CoRE ¦ 1QU LoRE | Red Flag Warning - Small Fires | 2054 | 0 | 0.10489 | 0.048274 | 0.002095 | 0.054525 | 0.033904 | 0.0021144 | 0 | 7.1685e-05 | 7.1685e-05 | 0 | 0.00058746 | 0.00058746 | 0 | 0.00058746
[79 empty] | WLDFR | HFTD - Distribution - Zone 1 - 5QU CoRE ¦ 1QU LoRE | Red Flag Warning - Small Fires | 2055 | 0 | 0.10489 | 0.048274 | 0.002095 | 0.054525 | 0.033904 | 0.0021144 | 0 | 7.1685e-05 | 7.1685e-05 | 0 | 0.00058746 | 0.00058746 | 0 | 0.00058746
[79 empty] | WLDFR | HFTD - Distribution - Zone 1 - 5QU CoRE ¦ 1QU LoRE | Seismic - Non-Red Flag Warning - Catastrophic Fires | 2026 | 0 | 21835.9781 | 428.6023 | 13939.561 | 7467.8148 | 4643.4753 | 5.5601e-11 | 0 | 2.5818e-07 | 2.5818e-07 | 0 | 0.00058746 | 0.00058746 | 0 | 0.00058746
[79 empty] | WLDFR | HFTD - Distribution - Zone 1 - 5QU CoRE ¦ 1QU LoRE | Seismic - Non-Red Flag Warning - Catastrophic Fires | 2027 | 0 | 21835.9781 | 428.6023 | 13939.561 | 7467.8148 | 4643.4753 | 5.5601e-11 | 0 | 2.5818e-07 | 2.5818e-07 | 0 | 0.00061676 | 0.00061676 | 0 | 0.00061676
[79 empty] | WLDFR | HFTD - Distribution - Zone 1 - 5QU CoRE ¦ 1QU LoRE | Seismic - Non-Red Flag Warning - Catastrophic Fires | 2028 | 0 | 22783.187 | 453.261 | 14531.3357 | 7798.5904 | 4849.151 | 5.5601e-11 | 0 | 2.6962e-07 | 2.6962e-07 | 0 | 0.00061676 | 0.00061676 | 0 | 0.00061676
[79 empty] | WLDFR | HFTD - Distribution - Zone 1 - 5QU CoRE ¦ 1QU LoRE | Seismic - Non-Red Flag Warning - Catastrophic Fires | 2029 | 0 | 22783.187 | 453.261 | 14531.3357 | 7798.5904 | 4849.151 | 5.5601e-11 | 0 | 2.6962e-07 | 2.6962e-07 | 0 | 0.00061676 | 0.00061676 | 0 | 0.00061676
[79 empty] | WLDFR | HFTD - Distribution - Zone 1 - 5QU CoRE ¦ 1QU LoRE | Seismic - Non-Red Flag Warning - Catastrophic Fires | 2030 | 0 | 22783.187 | 453.261 | 14531.3357 | 7798.5904 | 4849.151 | 5.5601e-11 | 0 | 2.6962e-07 | 2.6962e-07 | 0 | 0.00061676 | 0.00061676 | 0 | 0.00061676
[79 empty] | WLDFR | HFTD - Distribution - Zone 1 - 5QU CoRE ¦ 1QU LoRE | Seismic - Non-Red Flag Warning - Catastrophic Fires | 2031 | 0 | 22783.187 | 453.261 | 14531.3357 | 7798.5904 | 4849.151 | 5.5601e-11 | 0 | 2.6962e-07 | 2.6962e-07 | 0 | 0.00061676 | 0.00061676 | 0 | 0.00061676
[79 empty] | WLDFR | HFTD - Distribution - Zone 1 - 5QU CoRE ¦ 1QU LoRE | Seismic - Non-Red Flag Warning - Catastrophic Fires | 2032 | 0 | 22783.187 | 453.261 | 14531.3357 | 7798.5904 | 4849.151 | 5.5601e-11 | 0 | 2.6962e-07 | 2.6962e-07 | 0 | 0.00064748 | 0.00064748 | 0 | 0.00064748
[79 empty] | WLDFR | HFTD - Distribution - Zone 1 - 5QU CoRE ¦ 1QU LoRE | Seismic - Non-Red Flag Warning - Catastrophic Fires | 2033 | 0 | 23835.2641 | 480.9649 | 15187.7294 | 8166.5698 | 5077.96 | 5.5601e-11 | 0 | 2.8234e-07 | 2.8234e-07 | 0 | 0.00064748 | 0.00064748 | 0 | 0.00064748
[79 empty] | WLDFR | HFTD - Distribution - Zone 1 - 5QU CoRE ¦ 1QU LoRE | Seismic - Non-Red Flag Warning - Catastrophic Fires | 2034 | 0 | 23835.2641 | 480.9649 | 15187.7294 | 8166.5698 | 5077.96 | 5.5601e-11 | 0 | 2.8234e-07 | 2.8234e-07 | 0 | 0.00064748 | 0.00064748 | 0 | 0.00064748
[79 empty] | WLDFR | HFTD - Distribution - Zone 1 - 5QU CoRE ¦ 1QU LoRE | Seismic - Non-Red Flag Warning - Catastrophic Fires | 2035 | 0 | 23835.2641 | 480.9649 | 15187.7294 | 8166.5698 | 5077.96 | 5.5601e-11 | 0 | 2.8234e-07 | 2.8234e-07 | 0 | 0.00064748 | 0.00064748 | 0 | 0.00064748
[79 empty] | WLDFR | HFTD - Distribution - Zone 1 - 5QU CoRE ¦ 1QU LoRE | Seismic - Non-Red Flag Warning - Catastrophic Fires | 2036 | 0 | 23835.2641 | 480.9649 | 15187.7294 | 8166.5698 | 5077.96 | 5.5601e-11 | 0 | 2.8234e-07 | 2.8234e-07 | 0 | 0 | 0.00064748 | 0 | 0.00064748
[79 empty] | WLDFR | HFTD - Distribution - Zone 1 - 5QU CoRE ¦ 1QU LoRE | Seismic - Non-Red Flag Warning - Catastrophic Fires | 2037 | 0 | 23835.2641 | 480.9649 | 15187.7294 | 8166.5698 | 5077.96 | 5.5601e-11 | 0 | 2.8234e-07 | 2.8234e-07 | 0 | 0.00053085 | 0 | 0 | 0
[79 empty] | WLDFR | HFTD - Distribution - Zone 1 - 5QU CoRE ¦ 1QU LoRE | Seismic - Non-Red Flag Warning - Catastrophic Fires | 2038 | 0 | 24976.6418 | 511.3745 | 15898.8237 | 8566.4437 | 5326.601 | 5.5601e-11 | 0 | 2.9616e-07 | 2.9616e-07 | 0 | 0.00055025 | 0.00055025 | 0 | 0.00055025
[79 empty] | WLDFR | HFTD - Distribution - Zone 1 - 5QU CoRE ¦ 1QU LoRE | Seismic - Non-Red Flag Warning - Catastrophic Fires | 2039 | 0 | 24976.6418 | 511.3745 | 15898.8237 | 8566.4437 | 5326.601 | 5.5601e-11 | 0 | 2.9616e-07 | 2.9616e-07 | 0 | 0.00055025 | 0.00055025 | 0 | 0.00055025
[79 empty] | WLDFR | HFTD - Distribution - Zone 1 - 5QU CoRE ¦ 1QU LoRE | Seismic - Non-Red Flag Warning - Catastrophic Fires | 2040 | 0 | 24976.6418 | 511.3745 | 15898.8237 | 8566.4437 | 5326.601 | 5.5601e-11 | 0 | 2.9616e-07 | 2.9616e-07 | 0 | 0.00055025 | 0.00055025 | 0 | 0.00055025
[79 empty] | WLDFR | HFTD - Distribution - Zone 1 - 5QU CoRE ¦ 1QU LoRE | Seismic - Non-Red Flag Warning - Catastrophic Fires | 2041 | 0 | 24976.6418 | 511.3745 | 15898.8237 | 8566.4437 | 5326.601 | 5.5601e-11 | 0 | 2.9616e-07 | 2.9616e-07 | 0 | 0.00055025 | 0.00055025 | 0 | 0.00055025
[79 empty] | WLDFR | HFTD - Distribution - Zone 1 - 5QU CoRE ¦ 1QU LoRE | Seismic - Non-Red Flag Warning - Catastrophic Fires | 2042 | 0 | 24976.6418 | 511.3745 | 15898.8237 | 8566.4437 | 5326.601 | 5.5601e-11 | 0 | 2.9616e-07 | 2.9616e-07 | 0 | 0.00055025 | 0.00055025 | 0 | 0.00055025
[79 empty] | WLDFR | HFTD - Distribution - Zone 1 - 5QU CoRE ¦ 1QU LoRE | Seismic - Non-Red Flag Warning - Catastrophic Fires | 2043 | 0 | 26191.7278 | 544.1291 | 16654.7414 | 8992.8573 | 5591.7443 | 5.5601e-11 | 0 | 3.109e-07 | 3.109e-07 | 0 | 0.00057467 | 0.00057467 | 0 | 0.00057467
[79 empty] | WLDFR | HFTD - Distribution - Zone 1 - 5QU CoRE ¦ 1QU LoRE | Seismic - Non-Red Flag Warning - Catastrophic Fires | 2044 | 0 | 26191.7278 | 544.1291 | 16654.7414 | 8992.8573 | 5591.7443 | 5.5601e-11 | 0 | 3.109e-07 | 3.109e-07 | 0 | 0.00057467 | 0.00057467 | 0 | 0.00057467
[79 empty] | WLDFR | HFTD - Distribution - Zone 1 - 5QU CoRE ¦ 1QU LoRE | Seismic - Non-Red Flag Warning - Catastrophic Fires | 2045 | 0 | 26191.7278 | 544.1291 | 16654.7414 | 8992.8573 | 5591.7443 | 5.5601e-11 | 0 | 3.109e-07 | 3.109e-07 | 0 | 0.00057467 | 0.00057467 | 0 | 0.00057467
[79 empty] | WLDFR | HFTD - Distribution - Zone 1 - 5QU CoRE ¦ 1QU LoRE | Seismic - Non-Red Flag Warning - Catastrophic Fires | 2046 | 0 | 26191.7278 | 544.1291 | 16654.7414 | 8992.8573 | 5591.7443 | 5.5601e-11 | 0 | 3.109e-07 | 3.109e-07 | 0 | 0.00057467 | 0.00057467 | 0 | 0.00057467
[79 empty] | WLDFR | HFTD - Distribution - Zone 1 - 5QU CoRE ¦ 1QU LoRE | Seismic - Non-Red Flag Warning - Catastrophic Fires | 2047 | 0 | 26191.7278 | 544.1291 | 16654.7414 | 8992.8573 | 5591.7443 | 5.5601e-11 | 0 | 3.109e-07 | 3.109e-07 | 0 | 0.00057467 | 0.00057467 | 0 | 0.00057467
[79 empty] | WLDFR | HFTD - Distribution - Zone 1 - 5QU CoRE ¦ 1QU LoRE | Seismic - Non-Red Flag Warning - Catastrophic Fires | 2048 | 0 | 27464.7227 | 578.8407 | 17445.538 | 9440.3441 | 5869.9909 | 5.5601e-11 | 0 | 3.2638e-07 | 3.2638e-07 | 0 | 0.00060179 | 0.00060179 | 0 | 0.00060179
[79 empty] | WLDFR | HFTD - Distribution - Zone 1 - 5QU CoRE ¦ 1QU LoRE | Seismic - Non-Red Flag Warning - Catastrophic Fires | 2049 | 0 | 27464.7227 | 578.8407 | 17445.538 | 9440.3441 | 5869.9909 | 5.5601e-11 | 0 | 3.2638e-07 | 3.2638e-07 | 0 | 0.00060179 | 0.00060179 | 0 | 0.00060179
[79 empty] | WLDFR | HFTD - Distribution - Zone 1 - 5QU CoRE ¦ 1QU LoRE | Seismic - Non-Red Flag Warning - Catastrophic Fires | 2050 | 0 | 27464.7227 | 578.8407 | 17445.538 | 9440.3441 | 5869.9909 | 5.5601e-11 | 0 | 3.2638e-07 | 3.2638e-07 | 0 | 0.00060179 | 0.00060179 | 0 | 0.00060179
[79 empty] | WLDFR | HFTD - Distribution - Zone 1 - 5QU CoRE ¦ 1QU LoRE | Seismic - Non-Red Flag Warning - Catastrophic Fires | 2051 | 0 | 27464.7227 | 578.8407 | 17445.538 | 9440.3441 | 5869.9909 | 5.5601e-11 | 0 | 3.2638e-07 | 3.2638e-07 | 0 | 0.00060179 | 0.00060179 | 0 | 0.00060179
[79 empty] | WLDFR | HFTD - Distribution - Zone 1 - 5QU CoRE ¦ 1QU LoRE | Seismic - Non-Red Flag Warning - Catastrophic Fires | 2052 | 0 | 27464.7227 | 578.8407 | 17445.538 | 9440.3441 | 5869.9909 | 5.5601e-11 | 0 | 3.2638e-07 | 3.2638e-07 | 0 | 0.00060179 | 0.00060179 | 0 | 0.00060179
[79 empty] | WLDFR | HFTD - Distribution - Zone 1 - 5QU CoRE ¦ 1QU LoRE | Seismic - Non-Red Flag Warning - Catastrophic Fires | 2053 | 0 | 28779.6694 | 615.0952 | 18261.2327 | 9903.3415 | 6157.8819 | 5.5601e-11 | 0 | 3.4238e-07 | 3.4238e-07 | 0 | 0.0006312 | 0.0006312 | 0 | 0.0006312
[79 empty] | WLDFR | HFTD - Distribution - Zone 1 - 5QU CoRE ¦ 1QU LoRE | Seismic - Non-Red Flag Warning - Catastrophic Fires | 2054 | 0 | 28779.6694 | 615.0952 | 18261.2327 | 9903.3415 | 6157.8819 | 5.5601e-11 | 0 | 3.4238e-07 | 3.4238e-07 | 0 | 0.0006312 | 0.0006312 | 0 | 0.0006312
[79 empty] | WLDFR | HFTD - Distribution - Zone 1 - 5QU CoRE ¦ 1QU LoRE | Seismic - Non-Red Flag Warning - Catastrophic Fires | 2055 | 0 | 28779.6694 | 615.0952 | 18261.2327 | 9903.3415 | 6157.8819 | 5.5601e-11 | 0 | 3.4238e-07 | 3.4238e-07 | 0 | 0.0006312 | 0.0006312 | 0 | 0.0006312
[79 empty] | WLDFR | HFTD - Distribution - Zone 1 - 5QU CoRE ¦ 1QU LoRE | Seismic - Red Flag Warning - Catastrophic Fires | 2026 | 0 | 21835.9781 | 428.6023 | 13939.561 | 7467.8148 | 4643.4753 | 2.3975e-09 | 0 | 1.1133e-05 | 1.1133e-05 | 0 | 0.0006312 | 0.0006312 | 0 | 0.0006312
[79 empty] | WLDFR | HFTD - Distribution - Zone 1 - 5QU CoRE ¦ 1QU LoRE | Seismic - Red Flag Warning - Catastrophic Fires | 2027 | 0 | 21835.9781 | 428.6023 | 13939.561 | 7467.8148 | 4643.4753 | 2.3975e-09 | 0 | 1.1133e-05 | 1.1133e-05 | 0 | 0.0006312 | 0.0006312 | 0 | 0.0006312
[79 empty] | WLDFR | HFTD - Distribution - Zone 1 - 5QU CoRE ¦ 1QU LoRE | Seismic - Red Flag Warning - Catastrophic Fires | 2028 | 0 | 22783.187 | 453.261 | 14531.3357 | 7798.5904 | 4849.151 | 2.3975e-09 | 0 | 1.1626e-05 | 1.1626e-05 | 0 | 0.0006625 | 0.0006625 | 0 | 0.0006625
[79 empty] | WLDFR | HFTD - Distribution - Zone 1 - 5QU CoRE ¦ 1QU LoRE | Seismic - Red Flag Warning - Catastrophic Fires | 2029 | 0 | 22783.187 | 453.261 | 14531.3357 | 7798.5904 | 4849.151 | 2.3975e-09 | 0 | 1.1626e-05 | 1.1626e-05 | 0 | 0.0006625 | 0.0006625 | 0 | 0.0006625
[79 empty] | WLDFR | HFTD - Distribution - Zone 1 - 5QU CoRE ¦ 1QU LoRE | Seismic - Red Flag Warning - Catastrophic Fires | 2030 | 0 | 22783.187 | 453.261 | 14531.3357 | 7798.5904 | 4849.151 | 2.3975e-09 | 0 | 1.1626e-05 | 1.1626e-05 | 0 | 0.0006625 | 0.0006625 | 0 | 0.0006625
[79 empty] | WLDFR | HFTD - Distribution - Zone 1 - 5QU CoRE ¦ 1QU LoRE | Seismic - Red Flag Warning - Catastrophic Fires | 2031 | 0 | 22783.187 | 453.261 | 14531.3357 | 7798.5904 | 4849.151 | 2.3975e-09 | 0 | 1.1626e-05 | 1.1626e-05 | 0 | 0.0006625 | 0.0006625 | 0 | 0.0006625
[79 empty] | WLDFR | HFTD - Distribution - Zone 1 - 5QU CoRE ¦ 1QU LoRE | Seismic - Red Flag Warning - Catastrophic Fires | 2032 | 0 | 22783.187 | 453.261 | 14531.3357 | 7798.5904 | 4849.151 | 2.3975e-09 | 0 | 1.1626e-05 | 1.1626e-05 | 0 | 0.0006625 | 0.0006625 | 0 | 0.0006625
[79 empty] | WLDFR | HFTD - Distribution - Zone 1 - 5QU CoRE ¦ 1QU LoRE | Seismic - Red Flag Warning - Catastrophic Fires | 2033 | 0 | 23835.2641 | 480.9649 | 15187.7294 | 8166.5698 | 5077.96 | 2.3975e-09 | 0 | 1.2174e-05 | 1.2174e-05 | 0 | 0.00069528 | 0.00069528 | 0 | 0.00069528
[79 empty] | WLDFR | HFTD - Distribution - Zone 1 - 5QU CoRE ¦ 1QU LoRE | Seismic - Red Flag Warning - Catastrophic Fires | 2034 | 0 | 23835.2641 | 480.9649 | 15187.7294 | 8166.5698 | 5077.96 | 2.3975e-09 | 0 | 1.2174e-05 | 1.2174e-05 | 0 | 0.00069528 | 0.00069528 | 0 | 0.00069528
[79 empty] | WLDFR | HFTD - Distribution - Zone 1 - 5QU CoRE ¦ 1QU LoRE | Seismic - Red Flag Warning - Catastrophic Fires | 2035 | 0 | 23835.2641 | 480.9649 | 15187.7294 | 8166.5698 | 5077.96 | 2.3975e-09 | 0 | 1.2174e-05 | 1.2174e-05 | 0 | 0.00069528 | 0.00069528 | 0 | 0.00069528
[79 empty] | WLDFR | HFTD - Distribution - Zone 1 - 5QU CoRE ¦ 1QU LoRE | Seismic - Red Flag Warning - Catastrophic Fires | 2036 | 0 | 23835.2641 | 480.9649 | 15187.7294 | 8166.5698 | 5077.96 | 2.3975e-09 | 0 | 1.2174e-05 | 1.2174e-05 | 0 | 0.00069528 | 0.00069528 | 0 | 0.00069528
[79 empty] | WLDFR | HFTD - Distribution - Zone 1 - 5QU CoRE ¦ 1QU LoRE | Seismic - Red Flag Warning - Catastrophic Fires | 2037 | 0 | 23835.2641 | 480.9649 | 15187.7294 | 8166.5698 | 5077.96 | 2.3975e-09 | 0 | 1.2174e-05 | 1.2174e-05 | 0 | 0 | 0.00069528 | 0 | 0.00069528
[79 empty] | WLDFR | HFTD - Distribution - Zone 1 - 5QU CoRE ¦ 1QU LoRE | Seismic - Red Flag Warning - Catastrophic Fires | 2038 | 0 | 24976.6418 | 511.3745 | 15898.8237 | 8566.4437 | 5326.601 | 2.3975e-09 | 0 | 1.277e-05 | 1.277e-05 | 0 | 2.7775e-06 | 0 | 0 | 0
[79 empty] | WLDFR | HFTD - Distribution - Zone 1 - 5QU CoRE ¦ 1QU LoRE | Seismic - Red Flag Warning - Catastrophic Fires | 2039 | 0 | 24976.6418 | 511.3745 | 15898.8237 | 8566.4437 | 5326.601 | 2.3975e-09 | 0 | 1.277e-05 | 1.277e-05 | 0 | 2.9018e-06 | 2.9018e-06 | 0 | 2.9018e-06
[79 empty] | WLDFR | HFTD - Distribution - Zone 1 - 5QU CoRE ¦ 1QU LoRE | Seismic - Red Flag Warning - Catastrophic Fires | 2040 | 0 | 24976.6418 | 511.3745 | 15898.8237 | 8566.4437 | 5326.601 | 2.3975e-09 | 0 | 1.277e-05 | 1.277e-05 | 0 | 2.9018e-06 | 2.9018e-06 | 0 | 2.9018e-06
[79 empty] | WLDFR | HFTD - Distribution - Zone 1 - 5QU CoRE ¦ 1QU LoRE | Seismic - Red Flag Warning - Catastrophic Fires | 2041 | 0 | 24976.6418 | 511.3745 | 15898.8237 | 8566.4437 | 5326.601 | 2.3975e-09 | 0 | 1.277e-05 | 1.277e-05 | 0 | 2.9018e-06 | 2.9018e-06 | 0 | 2.9018e-06
[79 empty] | WLDFR | HFTD - Distribution - Zone 1 - 5QU CoRE ¦ 1QU LoRE | Seismic - Red Flag Warning - Catastrophic Fires | 2042 | 0 | 24976.6418 | 511.3745 | 15898.8237 | 8566.4437 | 5326.601 | 2.3975e-09 | 0 | 1.277e-05 | 1.277e-05 | 0 | 2.9018e-06 | 2.9018e-06 | 0 | 2.9018e-06
[79 empty] | WLDFR | HFTD - Distribution - Zone 1 - 5QU CoRE ¦ 1QU LoRE | Seismic - Red Flag Warning - Catastrophic Fires | 2043 | 0 | 26191.7278 | 544.1291 | 16654.7414 | 8992.8573 | 5591.7443 | 2.3975e-09 | 0 | 1.3406e-05 | 1.3406e-05 | 0 | 2.9018e-06 | 2.9018e-06 | 0 | 2.9018e-06
[79 empty] | WLDFR | HFTD - Distribution - Zone 1 - 5QU CoRE ¦ 1QU LoRE | Seismic - Red Flag Warning - Catastrophic Fires | 2044 | 0 | 26191.7278 | 544.1291 | 16654.7414 | 8992.8573 | 5591.7443 | 2.3975e-09 | 0 | 1.3406e-05 | 1.3406e-05 | 0 | 3.0618e-06 | 3.0618e-06 | 0 | 3.0618e-06
[79 empty] | WLDFR | HFTD - Distribution - Zone 1 - 5QU CoRE ¦ 1QU LoRE | Seismic - Red Flag Warning - Catastrophic Fires | 2045 | 0 | 26191.7278 | 544.1291 | 16654.7414 | 8992.8573 | 5591.7443 | 2.3975e-09 | 0 | 1.3406e-05 | 1.3406e-05 | 0 | 3.0618e-06 | 3.0618e-06 | 0 | 3.0618e-06
[79 empty] | WLDFR | HFTD - Distribution - Zone 1 - 5QU CoRE ¦ 1QU LoRE | Seismic - Red Flag Warning - Catastrophic Fires | 2046 | 0 | 26191.7278 | 544.1291 | 16654.7414 | 8992.8573 | 5591.7443 | 2.3975e-09 | 0 | 1.3406e-05 | 1.3406e-05 | 0 | 3.0618e-06 | 3.0618e-06 | 0 | 3.0618e-06
[79 empty] | WLDFR | HFTD - Distribution - Zone 1 - 5QU CoRE ¦ 1QU LoRE | Seismic - Red Flag Warning - Catastrophic Fires | 2047 | 0 | 26191.7278 | 544.1291 | 16654.7414 | 8992.8573 | 5591.7443 | 2.3975e-09 | 0 | 1.3406e-05 | 1.3406e-05 | 0 | 3.0618e-06 | 3.0618e-06 | 0 | 3.0618e-06
[79 empty] | WLDFR | HFTD - Distribution - Zone 1 - 5QU CoRE ¦ 1QU LoRE | Seismic - Red Flag Warning - Catastrophic Fires | 2048 | 0 | 27464.7227 | 578.8407 | 17445.538 | 9440.3441 | 5869.9909 | 2.3975e-09 | 0 | 1.4073e-05 | 1.4073e-05 | 0 | 3.0618e-06 | 3.0618e-06 | 0 | 3.0618e-06
[79 empty] | WLDFR | HFTD - Distribution - Zone 1 - 5QU CoRE ¦ 1QU LoRE | Seismic - Red Flag Warning - Catastrophic Fires | 2049 | 0 | 27464.7227 | 578.8407 | 17445.538 | 9440.3441 | 5869.9909 | 2.3975e-09 | 0 | 1.4073e-05 | 1.4073e-05 | 0 | 3.2439e-06 | 3.2439e-06 | 0 | 3.2439e-06
[79 empty] | WLDFR | HFTD - Distribution - Zone 1 - 5QU CoRE ¦ 1QU LoRE | Seismic - Red Flag Warning - Catastrophic Fires | 2050 | 0 | 27464.7227 | 578.8407 | 17445.538 | 9440.3441 | 5869.9909 | 2.3975e-09 | 0 | 1.4073e-05 | 1.4073e-05 | 0 | 3.2439e-06 | 3.2439e-06 | 0 | 3.2439e-06
[79 empty] | WLDFR | HFTD - Distribution - Zone 1 - 5QU CoRE ¦ 1QU LoRE | Seismic - Red Flag Warning - Catastrophic Fires | 2051 | 0 | 27464.7227 | 578.8407 | 17445.538 | 9440.3441 | 5869.9909 | 2.3975e-09 | 0 | 1.4073e-05 | 1.4073e-05 | 0 | 3.2439e-06 | 3.2439e-06 | 0 | 3.2439e-06
[79 empty] | WLDFR | HFTD - Distribution - Zone 1 - 5QU CoRE ¦ 1QU LoRE | Seismic - Red Flag Warning - Catastrophic Fires | 2052 | 0 | 27464.7227 | 578.8407 | 17445.538 | 9440.3441 | 5869.9909 | 2.3975e-09 | 0 | 1.4073e-05 | 1.4073e-05 | 0 | 3.2439e-06 | 3.2439e-06 | 0 | 3.2439e-06
[79 empty] | WLDFR | HFTD - Distribution - Zone 1 - 5QU CoRE ¦ 1QU LoRE | Seismic - Red Flag Warning - Catastrophic Fires | 2053 | 0 | 28779.6694 | 615.0952 | 18261.2327 | 9903.3415 | 6157.8819 | 2.3975e-09 | 0 | 1.4763e-05 | 1.4763e-05 | 0 | 3.2439e-06 | 3.2439e-06 | 0 | 3.2439e-06
[79 empty] | WLDFR | HFTD - Distribution - Zone 1 - 5QU CoRE ¦ 1QU LoRE | Seismic - Red Flag Warning - Catastrophic Fires | 2054 | 0 | 28779.6694 | 615.0952 | 18261.2327 | 9903.3415 | 6157.8819 | 2.3975e-09 | 0 | 1.4763e-05 | 1.4763e-05 | 0 | 3.4465e-06 | 3.4465e-06 | 0 | 3.4465e-06
[79 empty] | WLDFR | HFTD - Distribution - Zone 1 - 5QU CoRE ¦ 1QU LoRE | Seismic - Red Flag Warning - Catastrophic Fires | 2055 | 0 | 28779.6694 | 615.0952 | 18261.2327 | 9903.3415 | 6157.8819 | 2.3975e-09 | 0 | 1.4763e-05 | 1.4763e-05 | 0 | 3.4465e-06 | 3.4465e-06 | 0 | 3.4465e-06
[79 empty] | WLDFR | HFTD - Distribution - Zone 1 - 5QU CoRE ¦ 4QU LoRE | Non-Red Flag Warning - Large Fires | 2026 | 0 | 5.475 | 0.71896 | 3.0715 | 1.6846 | 1.0475 | 1.4091e-05 | 0 | 1.476e-05 | 1.476e-05 | 0 | 3.4465e-06 | 3.4465e-06 | 0 | 3.4465e-06
[79 empty] | WLDFR | HFTD - Distribution - Zone 1 - 5QU CoRE ¦ 4QU LoRE | Non-Red Flag Warning - Large Fires | 2027 | 0 | 5.475 | 0.71896 | 3.0715 | 1.6846 | 1.0475 | 1.4091e-05 | 0 | 1.476e-05 | 1.476e-05 | 0 | 3.4465e-06 | 3.4465e-06 | 0 | 3.4465e-06
[79 empty] | WLDFR | HFTD - Distribution - Zone 1 - 5QU CoRE ¦ 4QU LoRE | Non-Red Flag Warning - Large Fires | 2028 | 0 | 5.777 | 0.74734 | 3.238 | 1.7917 | 1.1141 | 1.4091e-05 | 0 | 1.5699e-05 | 1.5699e-05 | 0 | 3.4465e-06 | 3.4465e-06 | 0 | 3.4465e-06
[79 empty] | WLDFR | HFTD - Distribution - Zone 1 - 5QU CoRE ¦ 4QU LoRE | Non-Red Flag Warning - Large Fires | 2029 | 0 | 5.777 | 0.74734 | 3.238 | 1.7917 | 1.1141 | 1.4091e-05 | 0 | 1.5699e-05 | 1.5699e-05 | 0 | 3.6681e-06 | 3.6681e-06 | 0 | 3.6681e-06
[79 empty] | WLDFR | HFTD - Distribution - Zone 1 - 5QU CoRE ¦ 4QU LoRE | Non-Red Flag Warning - Large Fires | 2030 | 0 | 5.777 | 0.74734 | 3.238 | 1.7917 | 1.1141 | 1.4091e-05 | 0 | 1.5699e-05 | 1.5699e-05 | 0 | 3.6681e-06 | 3.6681e-06 | 0 | 3.6681e-06
[79 empty] | WLDFR | HFTD - Distribution - Zone 1 - 5QU CoRE ¦ 4QU LoRE | Non-Red Flag Warning - Large Fires | 2031 | 0 | 5.777 | 0.74734 | 3.238 | 1.7917 | 1.1141 | 1.4091e-05 | 0 | 1.5699e-05 | 1.5699e-05 | 0 | 3.6681e-06 | 3.6681e-06 | 0 | 3.6681e-06
[79 empty] | WLDFR | HFTD - Distribution - Zone 1 - 5QU CoRE ¦ 4QU LoRE | Non-Red Flag Warning - Large Fires | 2032 | 0 | 5.777 | 0.74734 | 3.238 | 1.7917 | 1.1141 | 1.4091e-05 | 0 | 1.5699e-05 | 1.5699e-05 | 0 | 3.6681e-06 | 3.6681e-06 | 0 | 3.6681e-06
[79 empty] | WLDFR | HFTD - Distribution - Zone 1 - 5QU CoRE ¦ 4QU LoRE | Non-Red Flag Warning - Large Fires | 2033 | 0 | 6.1205 | 0.77885 | 3.4265 | 1.9151 | 1.1908 | 1.4091e-05 | 0 | 1.678e-05 | 1.678e-05 | 0 | 3.6681e-06 | 3.6681e-06 | 0 | 3.6681e-06
[79 empty] | WLDFR | HFTD - Distribution - Zone 1 - 5QU CoRE ¦ 4QU LoRE | Non-Red Flag Warning - Large Fires | 2034 | 0 | 6.1205 | 0.77885 | 3.4265 | 1.9151 | 1.1908 | 1.4091e-05 | 0 | 1.678e-05 | 1.678e-05 | 0 | 3.9069e-06 | 3.9069e-06 | 0 | 3.9069e-06
[79 empty] | WLDFR | HFTD - Distribution - Zone 1 - 5QU CoRE ¦ 4QU LoRE | Non-Red Flag Warning - Large Fires | 2035 | 0 | 6.1205 | 0.77885 | 3.4265 | 1.9151 | 1.1908 | 1.4091e-05 | 0 | 1.678e-05 | 1.678e-05 | 0 | 3.9069e-06 | 3.9069e-06 | 0 | 3.9069e-06
[79 empty] | WLDFR | HFTD - Distribution - Zone 1 - 5QU CoRE ¦ 4QU LoRE | Non-Red Flag Warning - Large Fires | 2036 | 0 | 6.1205 | 0.77885 | 3.4265 | 1.9151 | 1.1908 | 1.4091e-05 | 0 | 1.678e-05 | 1.678e-05 | 0 | 3.9069e-06 | 3.9069e-06 | 0 | 3.9069e-06
[79 empty] | WLDFR | HFTD - Distribution - Zone 1 - 5QU CoRE ¦ 4QU LoRE | Non-Red Flag Warning - Large Fires | 2037 | 0 | 6.1205 | 0.77885 | 3.4265 | 1.9151 | 1.1908 | 1.4091e-05 | 0 | 1.678e-05 | 1.678e-05 | 0 | 3.9069e-06 | 3.9069e-06 | 0 | 3.9069e-06
[79 empty] | WLDFR | HFTD - Distribution - Zone 1 - 5QU CoRE ¦ 4QU LoRE | Non-Red Flag Warning - Large Fires | 2038 | 0 | 6.5028 | 0.81304 | 3.6355 | 2.0543 | 1.2773 | 1.4091e-05 | 0 | 1.7999e-05 | 1.7999e-05 | 0 | 0 | 3.9069e-06 | 0 | 3.9069e-06
[79 empty] | WLDFR | HFTD - Distribution - Zone 1 - 5QU CoRE ¦ 4QU LoRE | Non-Red Flag Warning - Large Fires | 2039 | 0 | 6.5028 | 0.81304 | 3.6355 | 2.0543 | 1.2773 | 1.4091e-05 | 0 | 1.7999e-05 | 1.7999e-05 | 0 | 1.234e-05 | 0 | 0 | 0
[79 empty] | WLDFR | HFTD - Distribution - Zone 1 - 5QU CoRE ¦ 4QU LoRE | Non-Red Flag Warning - Large Fires | 2040 | 0 | 6.5028 | 0.81304 | 3.6355 | 2.0543 | 1.2773 | 1.4091e-05 | 0 | 1.7999e-05 | 1.7999e-05 | 0 | 1.2737e-05 | 1.2737e-05 | 0 | 1.2737e-05
[79 empty] | WLDFR | HFTD - Distribution - Zone 1 - 5QU CoRE ¦ 4QU LoRE | Non-Red Flag Warning - Large Fires | 2041 | 0 | 6.5028 | 0.81304 | 3.6355 | 2.0543 | 1.2773 | 1.4091e-05 | 0 | 1.7999e-05 | 1.7999e-05 | 0 | 1.2737e-05 | 1.2737e-05 | 0 | 1.2737e-05
[79 empty] | WLDFR | HFTD - Distribution - Zone 1 - 5QU CoRE ¦ 4QU LoRE | Non-Red Flag Warning - Large Fires | 2042 | 0 | 6.5028 | 0.81304 | 3.6355 | 2.0543 | 1.2773 | 1.4091e-05 | 0 | 1.7999e-05 | 1.7999e-05 | 0 | 1.2737e-05 | 1.2737e-05 | 0 | 1.2737e-05
[79 empty] | WLDFR | HFTD - Distribution - Zone 1 - 5QU CoRE ¦ 4QU LoRE | Non-Red Flag Warning - Large Fires | 2043 | 0 | 6.9209 | 0.84944 | 3.8632 | 2.2083 | 1.3731 | 1.4091e-05 | 0 | 1.9349e-05 | 1.9349e-05 | 0 | 1.2737e-05 | 1.2737e-05 | 0 | 1.2737e-05
[79 empty] | WLDFR | HFTD - Distribution - Zone 1 - 5QU CoRE ¦ 4QU LoRE | Non-Red Flag Warning - Large Fires | 2044 | 0 | 6.9209 | 0.84944 | 3.8632 | 2.2083 | 1.3731 | 1.4091e-05 | 0 | 1.9349e-05 | 1.9349e-05 | 0 | 1.2737e-05 | 1.2737e-05 | 0 | 1.2737e-05
[79 empty] | WLDFR | HFTD - Distribution - Zone 1 - 5QU CoRE ¦ 4QU LoRE | Non-Red Flag Warning - Large Fires | 2045 | 0 | 6.9209 | 0.84944 | 3.8632 | 2.2083 | 1.3731 | 1.4091e-05 | 0 | 1.9349e-05 | 1.9349e-05 | 0 | 1.3244e-05 | 1.3244e-05 | 0 | 1.3244e-05
[79 empty] | WLDFR | HFTD - Distribution - Zone 1 - 5QU CoRE ¦ 4QU LoRE | Non-Red Flag Warning - Large Fires | 2046 | 0 | 6.9209 | 0.84944 | 3.8632 | 2.2083 | 1.3731 | 1.4091e-05 | 0 | 1.9349e-05 | 1.9349e-05 | 0 | 1.3244e-05 | 1.3244e-05 | 0 | 1.3244e-05
[79 empty] | WLDFR | HFTD - Distribution - Zone 1 - 5QU CoRE ¦ 4QU LoRE | Non-Red Flag Warning - Large Fires | 2047 | 0 | 6.9209 | 0.84944 | 3.8632 | 2.2083 | 1.3731 | 1.4091e-05 | 0 | 1.9349e-05 | 1.9349e-05 | 0 | 1.3244e-05 | 1.3244e-05 | 0 | 1.3244e-05
[79 empty] | WLDFR | HFTD - Distribution - Zone 1 - 5QU CoRE ¦ 4QU LoRE | Non-Red Flag Warning - Large Fires | 2048 | 0 | 7.3713 | 0.88759 | 4.1075 | 2.3763 | 1.4776 | 1.4091e-05 | 0 | 2.0821e-05 | 2.0821e-05 | 0 | 1.3244e-05 | 1.3244e-05 | 0 | 1.3244e-05
[79 empty] | WLDFR | HFTD - Distribution - Zone 1 - 5QU CoRE ¦ 4QU LoRE | Non-Red Flag Warning - Large Fires | 2049 | 0 | 7.3713 | 0.88759 | 4.1075 | 2.3763 | 1.4776 | 1.4091e-05 | 0 | 2.0821e-05 | 2.0821e-05 | 0 | 1.3244e-05 | 1.3244e-05 | 0 | 1.3244e-05
[79 empty] | WLDFR | HFTD - Distribution - Zone 1 - 5QU CoRE ¦ 4QU LoRE | Non-Red Flag Warning - Large Fires | 2050 | 0 | 7.3713 | 0.88759 | 4.1075 | 2.3763 | 1.4776 | 1.4091e-05 | 0 | 2.0821e-05 | 2.0821e-05 | 0 | 1.3814e-05 | 1.3814e-05 | 0 | 1.3814e-05
[79 empty] | WLDFR | HFTD - Distribution - Zone 1 - 5QU CoRE ¦ 4QU LoRE | Non-Red Flag Warning - Large Fires | 2051 | 0 | 7.3713 | 0.88759 | 4.1075 | 2.3763 | 1.4776 | 1.4091e-05 | 0 | 2.0821e-05 | 2.0821e-05 | 0 | 1.3814e-05 | 1.3814e-05 | 0 | 1.3814e-05
[79 empty] | WLDFR | HFTD - Distribution - Zone 1 - 5QU CoRE ¦ 4QU LoRE | Non-Red Flag Warning - Large Fires | 2052 | 0 | 7.3713 | 0.88759 | 4.1075 | 2.3763 | 1.4776 | 1.4091e-05 | 0 | 2.0821e-05 | 2.0821e-05 | 0 | 1.3814e-05 | 1.3814e-05 | 0 | 1.3814e-05
[79 empty] | WLDFR | HFTD - Distribution - Zone 1 - 5QU CoRE ¦ 4QU LoRE | Non-Red Flag Warning - Large Fires | 2053 | 0 | 7.8503 | 0.92702 | 4.3664 | 2.5569 | 1.5899 | 1.4091e-05 | 0 | 2.2403e-05 | 2.2403e-05 | 0 | 1.3814e-05 | 1.3814e-05 | 0 | 1.3814e-05
[79 empty] | WLDFR | HFTD - Distribution - Zone 1 - 5QU CoRE ¦ 4QU LoRE | Non-Red Flag Warning - Large Fires | 2054 | 0 | 7.8503 | 0.92702 | 4.3664 | 2.5569 | 1.5899 | 1.4091e-05 | 0 | 2.2403e-05 | 2.2403e-05 | 0 | 1.3814e-05 | 1.3814e-05 | 0 | 1.3814e-05
[79 empty] | WLDFR | HFTD - Distribution - Zone 1 - 5QU CoRE ¦ 4QU LoRE | Non-Red Flag Warning - Large Fires | 2055 | 0 | 7.8503 | 0.92702 | 4.3664 | 2.5569 | 1.5899 | 1.4091e-05 | 0 | 2.2403e-05 | 2.2403e-05 | 0 | 1.4444e-05 | 1.4444e-05 | 0 | 1.4444e-05
[79 empty] | WLDFR | HFTD - Distribution - Zone 1 - 5QU CoRE ¦ 4QU LoRE | Non-Red Flag Warning - Small Fires | 2026 | 0 | 0.080408 | 0.03759 | 0.0016314 | 0.041187 | 0.02561 | 0.0041636 | 0 | 0.00010663 | 0.00010663 | 0 | 1.4444e-05 | 1.4444e-05 | 0 | 1.4444e-05
[79 empty] | WLDFR | HFTD - Distribution - Zone 1 - 5QU CoRE ¦ 4QU LoRE | Non-Red Flag Warning - Small Fires | 2027 | 0 | 0.080408 | 0.03759 | 0.0016314 | 0.041187 | 0.02561 | 0.0041636 | 0 | 0.00010663 | 0.00010663 | 0 | 1.4444e-05 | 1.4444e-05 | 0 | 1.4444e-05
[79 empty] | WLDFR | HFTD - Distribution - Zone 1 - 5QU CoRE ¦ 4QU LoRE | Non-Red Flag Warning - Small Fires | 2028 | 0 | 0.083606 | 0.039055 | 0.001695 | 0.042856 | 0.026648 | 0.0041636 | 0 | 0.00011095 | 0.00011095 | 0 | 1.4444e-05 | 1.4444e-05 | 0 | 1.4444e-05
[79 empty] | WLDFR | HFTD - Distribution - Zone 1 - 5QU CoRE ¦ 4QU LoRE | Non-Red Flag Warning - Small Fires | 2029 | 0 | 0.083606 | 0.039055 | 0.001695 | 0.042856 | 0.026648 | 0.0041636 | 0 | 0.00011095 | 0.00011095 | 0 | 1.4444e-05 | 1.4444e-05 | 0 | 1.4444e-05
[79 empty] | WLDFR | HFTD - Distribution - Zone 1 - 5QU CoRE ¦ 4QU LoRE | Non-Red Flag Warning - Small Fires | 2030 | 0 | 0.083606 | 0.039055 | 0.001695 | 0.042856 | 0.026648 | 0.0041636 | 0 | 0.00011095 | 0.00011095 | 0 | 1.5125e-05 | 1.5125e-05 | 0 | 1.5125e-05
[79 empty] | WLDFR | HFTD - Distribution - Zone 1 - 5QU CoRE ¦ 4QU LoRE | Non-Red Flag Warning - Small Fires | 2031 | 0 | 0.083606 | 0.039055 | 0.001695 | 0.042856 | 0.026648 | 0.0041636 | 0 | 0.00011095 | 0.00011095 | 0 | 1.5125e-05 | 1.5125e-05 | 0 | 1.5125e-05
[79 empty] | WLDFR | HFTD - Distribution - Zone 1 - 5QU CoRE ¦ 4QU LoRE | Non-Red Flag Warning - Small Fires | 2032 | 0 | 0.083606 | 0.039055 | 0.001695 | 0.042856 | 0.026648 | 0.0041636 | 0 | 0.00011095 | 0.00011095 | 0 | 1.5125e-05 | 1.5125e-05 | 0 | 1.5125e-05
[79 empty] | WLDFR | HFTD - Distribution - Zone 1 - 5QU CoRE ¦ 4QU LoRE | Non-Red Flag Warning - Small Fires | 2033 | 0 | 0.087211 | 0.040679 | 0.0017655 | 0.044766 | 0.027836 | 0.0041636 | 0 | 0.0001159 | 0.0001159 | 0 | 1.5125e-05 | 1.5125e-05 | 0 | 1.5125e-05
[79 empty] | WLDFR | HFTD - Distribution - Zone 1 - 5QU CoRE ¦ 4QU LoRE | Non-Red Flag Warning - Small Fires | 2034 | 0 | 0.087211 | 0.040679 | 0.0017655 | 0.044766 | 0.027836 | 0.0041636 | 0 | 0.0001159 | 0.0001159 | 0 | 1.5125e-05 | 1.5125e-05 | 0 | 1.5125e-05
[79 empty] | WLDFR | HFTD - Distribution - Zone 1 - 5QU CoRE ¦ 4QU LoRE | Non-Red Flag Warning - Small Fires | 2035 | 0 | 0.087211 | 0.040679 | 0.0017655 | 0.044766 | 0.027836 | 0.0041636 | 0 | 0.0001159 | 0.0001159 | 0 | 1.5852e-05 | 1.5852e-05 | 0 | 1.5852e-05
[79 empty] | WLDFR | HFTD - Distribution - Zone 1 - 5QU CoRE ¦ 4QU LoRE | Non-Red Flag Warning - Small Fires | 2036 | 0 | 0.087211 | 0.040679 | 0.0017655 | 0.044766 | 0.027836 | 0.0041636 | 0 | 0.0001159 | 0.0001159 | 0 | 1.5852e-05 | 1.5852e-05 | 0 | 1.5852e-05
[79 empty] | WLDFR | HFTD - Distribution - Zone 1 - 5QU CoRE ¦ 4QU LoRE | Non-Red Flag Warning - Small Fires | 2037 | 0 | 0.087211 | 0.040679 | 0.0017655 | 0.044766 | 0.027836 | 0.0041636 | 0 | 0.0001159 | 0.0001159 | 0 | 1.5852e-05 | 1.5852e-05 | 0 | 1.5852e-05
[79 empty] | WLDFR | HFTD - Distribution - Zone 1 - 5QU CoRE ¦ 4QU LoRE | Non-Red Flag Warning - Small Fires | 2038 | 0 | 0.091184 | 0.042438 | 0.0018418 | 0.046905 | 0.029165 | 0.0041636 | 0 | 0.00012143 | 0.00012143 | 0 | 1.5852e-05 | 1.5852e-05 | 0 | 1.5852e-05
[79 empty] | WLDFR | HFTD - Distribution - Zone 1 - 5QU CoRE ¦ 4QU LoRE | Non-Red Flag Warning - Small Fires | 2039 | 0 | 0.091184 | 0.042438 | 0.0018418 | 0.046905 | 0.029165 | 0.0041636 | 0 | 0.00012143 | 0.00012143 | 0 | 0 | 1.5852e-05 | 0 | 1.5852e-05
[79 empty] | WLDFR | HFTD - Distribution - Zone 1 - 5QU CoRE ¦ 4QU LoRE | Non-Red Flag Warning - Small Fires | 2040 | 0 | 0.091184 | 0.042438 | 0.0018418 | 0.046905 | 0.029165 | 0.0041636 | 0 | 0.00012143 | 0.00012143 | 0 | 2.3548e-07 | 0 | 0 | 0
[79 empty] | WLDFR | HFTD - Distribution - Zone 1 - 5QU CoRE ¦ 4QU LoRE | Non-Red Flag Warning - Small Fires | 2041 | 0 | 0.091184 | 0.042438 | 0.0018418 | 0.046905 | 0.029165 | 0.0041636 | 0 | 0.00012143 | 0.00012143 | 0 | 2.4306e-07 | 2.4306e-07 | 0 | 2.4306e-07
[79 empty] | WLDFR | HFTD - Distribution - Zone 1 - 5QU CoRE ¦ 4QU LoRE | Non-Red Flag Warning - Small Fires | 2042 | 0 | 0.091184 | 0.042438 | 0.0018418 | 0.046905 | 0.029165 | 0.0041636 | 0 | 0.00012143 | 0.00012143 | 0 | 2.4306e-07 | 2.4306e-07 | 0 | 2.4306e-07
[79 empty] | WLDFR | HFTD - Distribution - Zone 1 - 5QU CoRE ¦ 4QU LoRE | Non-Red Flag Warning - Small Fires | 2043 | 0 | 0.095486 | 0.044306 | 0.0019228 | 0.049257 | 0.030628 | 0.0041636 | 0 | 0.00012752 | 0.00012752 | 0 | 2.4306e-07 | 2.4306e-07 | 0 | 2.4306e-07
[79 empty] | WLDFR | HFTD - Distribution - Zone 1 - 5QU CoRE ¦ 4QU LoRE | Non-Red Flag Warning - Small Fires | 2044 | 0 | 0.095486 | 0.044306 | 0.0019228 | 0.049257 | 0.030628 | 0.0041636 | 0 | 0.00012752 | 0.00012752 | 0 | 2.4306e-07 | 2.4306e-07 | 0 | 2.4306e-07
[79 empty] | WLDFR | HFTD - Distribution - Zone 1 - 5QU CoRE ¦ 4QU LoRE | Non-Red Flag Warning - Small Fires | 2045 | 0 | 0.095486 | 0.044306 | 0.0019228 | 0.049257 | 0.030628 | 0.0041636 | 0 | 0.00012752 | 0.00012752 | 0 | 2.4306e-07 | 2.4306e-07 | 0 | 2.4306e-07
[79 empty] | WLDFR | HFTD - Distribution - Zone 1 - 5QU CoRE ¦ 4QU LoRE | Non-Red Flag Warning - Small Fires | 2046 | 0 | 0.095486 | 0.044306 | 0.0019228 | 0.049257 | 0.030628 | 0.0041636 | 0 | 0.00012752 | 0.00012752 | 0 | 2.5273e-07 | 2.5273e-07 | 0 | 2.5273e-07
[79 empty] | WLDFR | HFTD - Distribution - Zone 1 - 5QU CoRE ¦ 4QU LoRE | Non-Red Flag Warning - Small Fires | 2047 | 0 | 0.095486 | 0.044306 | 0.0019228 | 0.049257 | 0.030628 | 0.0041636 | 0 | 0.00012752 | 0.00012752 | 0 | 2.5273e-07 | 2.5273e-07 | 0 | 2.5273e-07
[79 empty] | WLDFR | HFTD - Distribution - Zone 1 - 5QU CoRE ¦ 4QU LoRE | Non-Red Flag Warning - Small Fires | 2048 | 0 | 0.10007 | 0.04626 | 0.0020076 | 0.051804 | 0.032212 | 0.0041636 | 0 | 0.00013412 | 0.00013412 | 0 | 2.5273e-07 | 2.5273e-07 | 0 | 2.5273e-07
[79 empty] | WLDFR | HFTD - Distribution - Zone 1 - 5QU CoRE ¦ 4QU LoRE | Non-Red Flag Warning - Small Fires | 2049 | 0 | 0.10007 | 0.04626 | 0.0020076 | 0.051804 | 0.032212 | 0.0041636 | 0 | 0.00013412 | 0.00013412 | 0 | 2.5273e-07 | 2.5273e-07 | 0 | 2.5273e-07
[79 empty] | WLDFR | HFTD - Distribution - Zone 1 - 5QU CoRE ¦ 4QU LoRE | Non-Red Flag Warning - Small Fires | 2050 | 0 | 0.10007 | 0.04626 | 0.0020076 | 0.051804 | 0.032212 | 0.0041636 | 0 | 0.00013412 | 0.00013412 | 0 | 2.5273e-07 | 2.5273e-07 | 0 | 2.5273e-07
[79 empty] | WLDFR | HFTD - Distribution - Zone 1 - 5QU CoRE ¦ 4QU LoRE | Non-Red Flag Warning - Small Fires | 2051 | 0 | 0.10007 | 0.04626 | 0.0020076 | 0.051804 | 0.032212 | 0.0041636 | 0 | 0.00013412 | 0.00013412 | 0 | 2.6362e-07 | 2.6362e-07 | 0 | 2.6362e-07
[79 empty] | WLDFR | HFTD - Distribution - Zone 1 - 5QU CoRE ¦ 4QU LoRE | Non-Red Flag Warning - Small Fires | 2052 | 0 | 0.10007 | 0.04626 | 0.0020076 | 0.051804 | 0.032212 | 0.0041636 | 0 | 0.00013412 | 0.00013412 | 0 | 2.6362e-07 | 2.6362e-07 | 0 | 2.6362e-07
[79 empty] | WLDFR | HFTD - Distribution - Zone 1 - 5QU CoRE ¦ 4QU LoRE | Non-Red Flag Warning - Small Fires | 2053 | 0 | 0.10489 | 0.048274 | 0.002095 | 0.054525 | 0.033904 | 0.0041636 | 0 | 0.00014116 | 0.00014116 | 0 | 2.6362e-07 | 2.6362e-07 | 0 | 2.6362e-07
[79 empty] | WLDFR | HFTD - Distribution - Zone 1 - 5QU CoRE ¦ 4QU LoRE | Non-Red Flag Warning - Small Fires | 2054 | 0 | 0.10489 | 0.048274 | 0.002095 | 0.054525 | 0.033904 | 0.0041636 | 0 | 0.00014116 | 0.00014116 | 0 | 2.6362e-07 | 2.6362e-07 | 0 | 2.6362e-07
[79 empty] | WLDFR | HFTD - Distribution - Zone 1 - 5QU CoRE ¦ 4QU LoRE | Non-Red Flag Warning - Small Fires | 2055 | 0 | 0.10489 | 0.048274 | 0.002095 | 0.054525 | 0.033904 | 0.0041636 | 0 | 0.00014116 | 0.00014116 | 0 | 2.6362e-07 | 2.6362e-07 | 0 | 2.6362e-07
[79 empty] | WLDFR | HFTD - Distribution - Zone 1 - 5QU CoRE ¦ 4QU LoRE | Red Flag Warning - Large Fires | 2026 | 0 | 5.475 | 0.71896 | 3.0715 | 1.6846 | 1.0475 | 2.6095e-06 | 0 | 2.7334e-06 | 2.7334e-06 | 0 | 2.7563e-07 | 2.7563e-07 | 0 | 2.7563e-07
[79 empty] | WLDFR | HFTD - Distribution - Zone 1 - 5QU CoRE ¦ 4QU LoRE | Red Flag Warning - Large Fires | 2027 | 0 | 5.475 | 0.71896 | 3.0715 | 1.6846 | 1.0475 | 2.6095e-06 | 0 | 2.7334e-06 | 2.7334e-06 | 0 | 2.7563e-07 | 2.7563e-07 | 0 | 2.7563e-07
[79 empty] | WLDFR | HFTD - Distribution - Zone 1 - 5QU CoRE ¦ 4QU LoRE | Red Flag Warning - Large Fires | 2028 | 0 | 5.777 | 0.74734 | 3.238 | 1.7917 | 1.1141 | 2.6095e-06 | 0 | 2.9072e-06 | 2.9072e-06 | 0 | 2.7563e-07 | 2.7563e-07 | 0 | 2.7563e-07
[79 empty] | WLDFR | HFTD - Distribution - Zone 1 - 5QU CoRE ¦ 4QU LoRE | Red Flag Warning - Large Fires | 2029 | 0 | 5.777 | 0.74734 | 3.238 | 1.7917 | 1.1141 | 2.6095e-06 | 0 | 2.9072e-06 | 2.9072e-06 | 0 | 2.7563e-07 | 2.7563e-07 | 0 | 2.7563e-07
[79 empty] | WLDFR | HFTD - Distribution - Zone 1 - 5QU CoRE ¦ 4QU LoRE | Red Flag Warning - Large Fires | 2030 | 0 | 5.777 | 0.74734 | 3.238 | 1.7917 | 1.1141 | 2.6095e-06 | 0 | 2.9072e-06 | 2.9072e-06 | 0 | 2.7563e-07 | 2.7563e-07 | 0 | 2.7563e-07
[79 empty] | WLDFR | HFTD - Distribution - Zone 1 - 5QU CoRE ¦ 4QU LoRE | Red Flag Warning - Large Fires | 2031 | 0 | 5.777 | 0.74734 | 3.238 | 1.7917 | 1.1141 | 2.6095e-06 | 0 | 2.9072e-06 | 2.9072e-06 | 0 | 2.8863e-07 | 2.8863e-07 | 0 | 2.8863e-07
[79 empty] | WLDFR | HFTD - Distribution - Zone 1 - 5QU CoRE ¦ 4QU LoRE | Red Flag Warning - Large Fires | 2032 | 0 | 5.777 | 0.74734 | 3.238 | 1.7917 | 1.1141 | 2.6095e-06 | 0 | 2.9072e-06 | 2.9072e-06 | 0 | 2.8863e-07 | 2.8863e-07 | 0 | 2.8863e-07
[79 empty] | WLDFR | HFTD - Distribution - Zone 1 - 5QU CoRE ¦ 4QU LoRE | Red Flag Warning - Large Fires | 2033 | 0 | 6.1205 | 0.77885 | 3.4265 | 1.9151 | 1.1908 | 2.6095e-06 | 0 | 3.1075e-06 | 3.1075e-06 | 0 | 2.8863e-07 | 2.8863e-07 | 0 | 2.8863e-07
[79 empty] | WLDFR | HFTD - Distribution - Zone 1 - 5QU CoRE ¦ 4QU LoRE | Red Flag Warning - Large Fires | 2034 | 0 | 6.1205 | 0.77885 | 3.4265 | 1.9151 | 1.1908 | 2.6095e-06 | 0 | 3.1075e-06 | 3.1075e-06 | 0 | 2.8863e-07 | 2.8863e-07 | 0 | 2.8863e-07
[79 empty] | WLDFR | HFTD - Distribution - Zone 1 - 5QU CoRE ¦ 4QU LoRE | Red Flag Warning - Large Fires | 2035 | 0 | 6.1205 | 0.77885 | 3.4265 | 1.9151 | 1.1908 | 2.6095e-06 | 0 | 3.1075e-06 | 3.1075e-06 | 0 | 2.8863e-07 | 2.8863e-07 | 0 | 2.8863e-07
[79 empty] | WLDFR | HFTD - Distribution - Zone 1 - 5QU CoRE ¦ 4QU LoRE | Red Flag Warning - Large Fires | 2036 | 0 | 6.1205 | 0.77885 | 3.4265 | 1.9151 | 1.1908 | 2.6095e-06 | 0 | 3.1075e-06 | 3.1075e-06 | 0 | 3.025e-07 | 3.025e-07 | 0 | 3.025e-07
[79 empty] | WLDFR | HFTD - Distribution - Zone 1 - 5QU CoRE ¦ 4QU LoRE | Red Flag Warning - Large Fires | 2037 | 0 | 6.1205 | 0.77885 | 3.4265 | 1.9151 | 1.1908 | 2.6095e-06 | 0 | 3.1075e-06 | 3.1075e-06 | 0 | 3.025e-07 | 3.025e-07 | 0 | 3.025e-07
[79 empty] | WLDFR | HFTD - Distribution - Zone 1 - 5QU CoRE ¦ 4QU LoRE | Red Flag Warning - Large Fires | 2038 | 0 | 6.5028 | 0.81304 | 3.6355 | 2.0543 | 1.2773 | 2.6095e-06 | 0 | 3.3332e-06 | 3.3332e-06 | 0 | 3.025e-07 | 3.025e-07 | 0 | 3.025e-07
[79 empty] | WLDFR | HFTD - Distribution - Zone 1 - 5QU CoRE ¦ 4QU LoRE | Red Flag Warning - Large Fires | 2039 | 0 | 6.5028 | 0.81304 | 3.6355 | 2.0543 | 1.2773 | 2.6095e-06 | 0 | 3.3332e-06 | 3.3332e-06 | 0 | 3.025e-07 | 3.025e-07 | 0 | 3.025e-07
[79 empty] | WLDFR | HFTD - Distribution - Zone 1 - 5QU CoRE ¦ 4QU LoRE | Red Flag Warning - Large Fires | 2040 | 0 | 6.5028 | 0.81304 | 3.6355 | 2.0543 | 1.2773 | 2.6095e-06 | 0 | 3.3332e-06 | 3.3332e-06 | 0 | 0 | 3.025e-07 | 0 | 3.025e-07
[79 empty] | WLDFR | HFTD - Distribution - Zone 1 - 5QU CoRE ¦ 4QU LoRE | Red Flag Warning - Large Fires | 2041 | 0 | 6.5028 | 0.81304 | 3.6355 | 2.0543 | 1.2773 | 2.6095e-06 | 0 | 3.3332e-06 | 3.3332e-06 | 0 | 3.2449e-06 | 0 | 0 | 0
[79 empty] | WLDFR | HFTD - Distribution - Zone 1 - 5QU CoRE ¦ 4QU LoRE | Red Flag Warning - Large Fires | 2042 | 0 | 6.5028 | 0.81304 | 3.6355 | 2.0543 | 1.2773 | 2.6095e-06 | 0 | 3.3332e-06 | 3.3332e-06 | 0 | 3.3639e-06 | 3.3639e-06 | 0 | 3.3639e-06
[79 empty] | WLDFR | HFTD - Distribution - Zone 1 - 5QU CoRE ¦ 4QU LoRE | Red Flag Warning - Large Fires | 2043 | 0 | 6.9209 | 0.84944 | 3.8632 | 2.2083 | 1.3731 | 2.6095e-06 | 0 | 3.5832e-06 | 3.5832e-06 | 0 | 3.3639e-06 | 3.3639e-06 | 0 | 3.3639e-06
[79 empty] | WLDFR | HFTD - Distribution - Zone 1 - 5QU CoRE ¦ 4QU LoRE | Red Flag Warning - Large Fires | 2044 | 0 | 6.9209 | 0.84944 | 3.8632 | 2.2083 | 1.3731 | 2.6095e-06 | 0 | 3.5832e-06 | 3.5832e-06 | 0 | 3.3639e-06 | 3.3639e-06 | 0 | 3.3639e-06
[79 empty] | WLDFR | HFTD - Distribution - Zone 1 - 5QU CoRE ¦ 4QU LoRE | Red Flag Warning - Large Fires | 2045 | 0 | 6.9209 | 0.84944 | 3.8632 | 2.2083 | 1.3731 | 2.6095e-06 | 0 | 3.5832e-06 | 3.5832e-06 | 0 | 3.3639e-06 | 3.3639e-06 | 0 | 3.3639e-06
[79 empty] | WLDFR | HFTD - Distribution - Zone 1 - 5QU CoRE ¦ 4QU LoRE | Red Flag Warning - Large Fires | 2046 | 0 | 6.9209 | 0.84944 | 3.8632 | 2.2083 | 1.3731 | 2.6095e-06 | 0 | 3.5832e-06 | 3.5832e-06 | 0 | 3.3639e-06 | 3.3639e-06 | 0 | 3.3639e-06
[79 empty] | WLDFR | HFTD - Distribution - Zone 1 - 5QU CoRE ¦ 4QU LoRE | Red Flag Warning - Large Fires | 2047 | 0 | 6.9209 | 0.84944 | 3.8632 | 2.2083 | 1.3731 | 2.6095e-06 | 0 | 3.5832e-06 | 3.5832e-06 | 0 | 3.5138e-06 | 3.5138e-06 | 0 | 3.5138e-06
[79 empty] | WLDFR | HFTD - Distribution - Zone 1 - 5QU CoRE ¦ 4QU LoRE | Red Flag Warning - Large Fires | 2048 | 0 | 7.3713 | 0.88759 | 4.1075 | 2.3763 | 1.4776 | 2.6095e-06 | 0 | 3.8558e-06 | 3.8558e-06 | 0 | 3.5138e-06 | 3.5138e-06 | 0 | 3.5138e-06
[79 empty] | WLDFR | HFTD - Distribution - Zone 1 - 5QU CoRE ¦ 4QU LoRE | Red Flag Warning - Large Fires | 2049 | 0 | 7.3713 | 0.88759 | 4.1075 | 2.3763 | 1.4776 | 2.6095e-06 | 0 | 3.8558e-06 | 3.8558e-06 | 0 | 3.5138e-06 | 3.5138e-06 | 0 | 3.5138e-06
[79 empty] | WLDFR | HFTD - Distribution - Zone 1 - 5QU CoRE ¦ 4QU LoRE | Red Flag Warning - Large Fires | 2050 | 0 | 7.3713 | 0.88759 | 4.1075 | 2.3763 | 1.4776 | 2.6095e-06 | 0 | 3.8558e-06 | 3.8558e-06 | 0 | 3.5138e-06 | 3.5138e-06 | 0 | 3.5138e-06
[79 empty] | WLDFR | HFTD - Distribution - Zone 1 - 5QU CoRE ¦ 4QU LoRE | Red Flag Warning - Large Fires | 2051 | 0 | 7.3713 | 0.88759 | 4.1075 | 2.3763 | 1.4776 | 2.6095e-06 | 0 | 3.8558e-06 | 3.8558e-06 | 0 | 3.5138e-06 | 3.5138e-06 | 0 | 3.5138e-06
[79 empty] | WLDFR | HFTD - Distribution - Zone 1 - 5QU CoRE ¦ 4QU LoRE | Red Flag Warning - Large Fires | 2052 | 0 | 7.3713 | 0.88759 | 4.1075 | 2.3763 | 1.4776 | 2.6095e-06 | 0 | 3.8558e-06 | 3.8558e-06 | 0 | 3.6803e-06 | 3.6803e-06 | 0 | 3.6803e-06
[79 empty] | WLDFR | HFTD - Distribution - Zone 1 - 5QU CoRE ¦ 4QU LoRE | Red Flag Warning - Large Fires | 2053 | 0 | 7.8503 | 0.92702 | 4.3664 | 2.5569 | 1.5899 | 2.6095e-06 | 0 | 4.1488e-06 | 4.1488e-06 | 0 | 3.6803e-06 | 3.6803e-06 | 0 | 3.6803e-06
[79 empty] | WLDFR | HFTD - Distribution - Zone 1 - 5QU CoRE ¦ 4QU LoRE | Red Flag Warning - Large Fires | 2054 | 0 | 7.8503 | 0.92702 | 4.3664 | 2.5569 | 1.5899 | 2.6095e-06 | 0 | 4.1488e-06 | 4.1488e-06 | 0 | 3.6803e-06 | 3.6803e-06 | 0 | 3.6803e-06
[79 empty] | WLDFR | HFTD - Distribution - Zone 1 - 5QU CoRE ¦ 4QU LoRE | Red Flag Warning - Large Fires | 2055 | 0 | 7.8503 | 0.92702 | 4.3664 | 2.5569 | 1.5899 | 2.6095e-06 | 0 | 4.1488e-06 | 4.1488e-06 | 0 | 3.6803e-06 | 3.6803e-06 | 0 | 3.6803e-06
[79 empty] | WLDFR | HFTD - Distribution - Zone 1 - 5QU CoRE ¦ 4QU LoRE | Red Flag Warning - Small Fires | 2026 | 0 | 0.080408 | 0.03759 | 0.0016314 | 0.041187 | 0.02561 | 0.00012802 | 0 | 3.2786e-06 | 3.2786e-06 | 0 | 3.6803e-06 | 3.6803e-06 | 0 | 3.6803e-06
[79 empty] | WLDFR | HFTD - Distribution - Zone 1 - 5QU CoRE ¦ 4QU LoRE | Red Flag Warning - Small Fires | 2027 | 0 | 0.080408 | 0.03759 | 0.0016314 | 0.041187 | 0.02561 | 0.00012802 | 0 | 3.2786e-06 | 3.2786e-06 | 0 | 3.8611e-06 | 3.8611e-06 | 0 | 3.8611e-06
[79 empty] | WLDFR | HFTD - Distribution - Zone 1 - 5QU CoRE ¦ 4QU LoRE | Red Flag Warning - Small Fires | 2028 | 0 | 0.083606 | 0.039055 | 0.001695 | 0.042856 | 0.026648 | 0.00012802 | 0 | 3.4115e-06 | 3.4115e-06 | 0 | 3.8611e-06 | 3.8611e-06 | 0 | 3.8611e-06
[79 empty] | WLDFR | HFTD - Distribution - Zone 1 - 5QU CoRE ¦ 4QU LoRE | Red Flag Warning - Small Fires | 2029 | 0 | 0.083606 | 0.039055 | 0.001695 | 0.042856 | 0.026648 | 0.00012802 | 0 | 3.4115e-06 | 3.4115e-06 | 0 | 3.8611e-06 | 3.8611e-06 | 0 | 3.8611e-06
[79 empty] | WLDFR | HFTD - Distribution - Zone 1 - 5QU CoRE ¦ 4QU LoRE | Red Flag Warning - Small Fires | 2030 | 0 | 0.083606 | 0.039055 | 0.001695 | 0.042856 | 0.026648 | 0.00012802 | 0 | 3.4115e-06 | 3.4115e-06 | 0 | 3.8611e-06 | 3.8611e-06 | 0 | 3.8611e-06
[79 empty] | WLDFR | HFTD - Distribution - Zone 1 - 5QU CoRE ¦ 4QU LoRE | Red Flag Warning - Small Fires | 2031 | 0 | 0.083606 | 0.039055 | 0.001695 | 0.042856 | 0.026648 | 0.00012802 | 0 | 3.4115e-06 | 3.4115e-06 | 0 | 3.8611e-06 | 3.8611e-06 | 0 | 3.8611e-06
[79 empty] | WLDFR | HFTD - Distribution - Zone 1 - 5QU CoRE ¦ 4QU LoRE | Red Flag Warning - Small Fires | 2032 | 0 | 0.083606 | 0.039055 | 0.001695 | 0.042856 | 0.026648 | 0.00012802 | 0 | 3.4115e-06 | 3.4115e-06 | 0 | 4.0538e-06 | 4.0538e-06 | 0 | 4.0538e-06
[79 empty] | WLDFR | HFTD - Distribution - Zone 1 - 5QU CoRE ¦ 4QU LoRE | Red Flag Warning - Small Fires | 2033 | 0 | 0.087211 | 0.040679 | 0.0017655 | 0.044766 | 0.027836 | 0.00012802 | 0 | 3.5636e-06 | 3.5636e-06 | 0 | 4.0538e-06 | 4.0538e-06 | 0 | 4.0538e-06
[79 empty] | WLDFR | HFTD - Distribution - Zone 1 - 5QU CoRE ¦ 4QU LoRE | Red Flag Warning - Small Fires | 2034 | 0 | 0.087211 | 0.040679 | 0.0017655 | 0.044766 | 0.027836 | 0.00012802 | 0 | 3.5636e-06 | 3.5636e-06 | 0 | 4.0538e-06 | 4.0538e-06 | 0 | 4.0538e-06
[79 empty] | WLDFR | HFTD - Distribution - Zone 1 - 5QU CoRE ¦ 4QU LoRE | Red Flag Warning - Small Fires | 2035 | 0 | 0.087211 | 0.040679 | 0.0017655 | 0.044766 | 0.027836 | 0.00012802 | 0 | 3.5636e-06 | 3.5636e-06 | 0 | 4.0538e-06 | 4.0538e-06 | 0 | 4.0538e-06
[79 empty] | WLDFR | HFTD - Distribution - Zone 1 - 5QU CoRE ¦ 4QU LoRE | Red Flag Warning - Small Fires | 2036 | 0 | 0.087211 | 0.040679 | 0.0017655 | 0.044766 | 0.027836 | 0.00012802 | 0 | 3.5636e-06 | 3.5636e-06 | 0 | 4.0538e-06 | 4.0538e-06 | 0 | 4.0538e-06
[79 empty] | WLDFR | HFTD - Distribution - Zone 1 - 5QU CoRE ¦ 4QU LoRE | Red Flag Warning - Small Fires | 2037 | 0 | 0.087211 | 0.040679 | 0.0017655 | 0.044766 | 0.027836 | 0.00012802 | 0 | 3.5636e-06 | 3.5636e-06 | 0 | 4.2557e-06 | 4.2557e-06 | 0 | 4.2557e-06
[79 empty] | WLDFR | HFTD - Distribution - Zone 1 - 5QU CoRE ¦ 4QU LoRE | Red Flag Warning - Small Fires | 2038 | 0 | 0.091184 | 0.042438 | 0.0018418 | 0.046905 | 0.029165 | 0.00012802 | 0 | 3.7338e-06 | 3.7338e-06 | 0 | 4.2557e-06 | 4.2557e-06 | 0 | 4.2557e-06
[79 empty] | WLDFR | HFTD - Distribution - Zone 1 - 5QU CoRE ¦ 4QU LoRE | Red Flag Warning - Small Fires | 2039 | 0 | 0.091184 | 0.042438 | 0.0018418 | 0.046905 | 0.029165 | 0.00012802 | 0 | 3.7338e-06 | 3.7338e-06 | 0 | 4.2557e-06 | 4.2557e-06 | 0 | 4.2557e-06
[79 empty] | WLDFR | HFTD - Distribution - Zone 1 - 5QU CoRE ¦ 4QU LoRE | Red Flag Warning - Small Fires | 2040 | 0 | 0.091184 | 0.042438 | 0.0018418 | 0.046905 | 0.029165 | 0.00012802 | 0 | 3.7338e-06 | 3.7338e-06 | 0 | 4.2557e-06 | 4.2557e-06 | 0 | 4.2557e-06
[79 empty] | WLDFR | HFTD - Distribution - Zone 1 - 5QU CoRE ¦ 4QU LoRE | Red Flag Warning - Small Fires | 2041 | 0 | 0.091184 | 0.042438 | 0.0018418 | 0.046905 | 0.029165 | 0.00012802 | 0 | 3.7338e-06 | 3.7338e-06 | 0 | 0 | 4.2557e-06 | 0 | 4.2557e-06
[79 empty] | WLDFR | HFTD - Distribution - Zone 1 - 5QU CoRE ¦ 4QU LoRE | Red Flag Warning - Small Fires | 2042 | 0 | 0.091184 | 0.042438 | 0.0018418 | 0.046905 | 0.029165 | 0.00012802 | 0 | 3.7338e-06 | 3.7338e-06 | 0 | 3.5021e-06 | 0 | 0 | 0
[79 empty] | WLDFR | HFTD - Distribution - Zone 1 - 5QU CoRE ¦ 4QU LoRE | Red Flag Warning - Small Fires | 2043 | 0 | 0.095486 | 0.044306 | 0.0019228 | 0.049257 | 0.030628 | 0.00012802 | 0 | 3.921e-06 | 3.921e-06 | 0 | 3.6301e-06 | 3.6301e-06 | 0 | 3.6301e-06
[79 empty] | WLDFR | HFTD - Distribution - Zone 1 - 5QU CoRE ¦ 4QU LoRE | Red Flag Warning - Small Fires | 2044 | 0 | 0.095486 | 0.044306 | 0.0019228 | 0.049257 | 0.030628 | 0.00012802 | 0 | 3.921e-06 | 3.921e-06 | 0 | 3.6301e-06 | 3.6301e-06 | 0 | 3.6301e-06
[79 empty] | WLDFR | HFTD - Distribution - Zone 1 - 5QU CoRE ¦ 4QU LoRE | Red Flag Warning - Small Fires | 2045 | 0 | 0.095486 | 0.044306 | 0.0019228 | 0.049257 | 0.030628 | 0.00012802 | 0 | 3.921e-06 | 3.921e-06 | 0 | 3.6301e-06 | 3.6301e-06 | 0 | 3.6301e-06
[79 empty] | WLDFR | HFTD - Distribution - Zone 1 - 5QU CoRE ¦ 4QU LoRE | Red Flag Warning - Small Fires | 2046 | 0 | 0.095486 | 0.044306 | 0.0019228 | 0.049257 | 0.030628 | 0.00012802 | 0 | 3.921e-06 | 3.921e-06 | 0 | 3.6301e-06 | 3.6301e-06 | 0 | 3.6301e-06
[79 empty] | WLDFR | HFTD - Distribution - Zone 1 - 5QU CoRE ¦ 4QU LoRE | Red Flag Warning - Small Fires | 2047 | 0 | 0.095486 | 0.044306 | 0.0019228 | 0.049257 | 0.030628 | 0.00012802 | 0 | 3.921e-06 | 3.921e-06 | 0 | 3.6301e-06 | 3.6301e-06 | 0 | 3.6301e-06
[79 empty] | WLDFR | HFTD - Distribution - Zone 1 - 5QU CoRE ¦ 4QU LoRE | Red Flag Warning - Small Fires | 2048 | 0 | 0.10007 | 0.04626 | 0.0020076 | 0.051804 | 0.032212 | 0.00012802 | 0 | 4.1238e-06 | 4.1238e-06 | 0 | 3.7912e-06 | 3.7912e-06 | 0 | 3.7912e-06
[79 empty] | WLDFR | HFTD - Distribution - Zone 1 - 5QU CoRE ¦ 4QU LoRE | Red Flag Warning - Small Fires | 2049 | 0 | 0.10007 | 0.04626 | 0.0020076 | 0.051804 | 0.032212 | 0.00012802 | 0 | 4.1238e-06 | 4.1238e-06 | 0 | 3.7912e-06 | 3.7912e-06 | 0 | 3.7912e-06
[79 empty] | WLDFR | HFTD - Distribution - Zone 1 - 5QU CoRE ¦ 4QU LoRE | Red Flag Warning - Small Fires | 2050 | 0 | 0.10007 | 0.04626 | 0.0020076 | 0.051804 | 0.032212 | 0.00012802 | 0 | 4.1238e-06 | 4.1238e-06 | 0 | 3.7912e-06 | 3.7912e-06 | 0 | 3.7912e-06
[79 empty] | WLDFR | HFTD - Distribution - Zone 1 - 5QU CoRE ¦ 4QU LoRE | Red Flag Warning - Small Fires | 2051 | 0 | 0.10007 | 0.04626 | 0.0020076 | 0.051804 | 0.032212 | 0.00012802 | 0 | 4.1238e-06 | 4.1238e-06 | 0 | 3.7912e-06 | 3.7912e-06 | 0 | 3.7912e-06
[79 empty] | WLDFR | HFTD - Distribution - Zone 1 - 5QU CoRE ¦ 4QU LoRE | Red Flag Warning - Small Fires | 2052 | 0 | 0.10007 | 0.04626 | 0.0020076 | 0.051804 | 0.032212 | 0.00012802 | 0 | 4.1238e-06 | 4.1238e-06 | 0 | 3.7912e-06 | 3.7912e-06 | 0 | 3.7912e-06
[79 empty] | WLDFR | HFTD - Distribution - Zone 1 - 5QU CoRE ¦ 4QU LoRE | Red Flag Warning - Small Fires | 2053 | 0 | 0.10489 | 0.048274 | 0.002095 | 0.054525 | 0.033904 | 0.00012802 | 0 | 4.3404e-06 | 4.3404e-06 | 0 | 3.9701e-06 | 3.9701e-06 | 0 | 3.9701e-06
[79 empty] | WLDFR | HFTD - Distribution - Zone 1 - 5QU CoRE ¦ 4QU LoRE | Red Flag Warning - Small Fires | 2054 | 0 | 0.10489 | 0.048274 | 0.002095 | 0.054525 | 0.033904 | 0.00012802 | 0 | 4.3404e-06 | 4.3404e-06 | 0 | 3.9701e-06 | 3.9701e-06 | 0 | 3.9701e-06
[79 empty] | WLDFR | HFTD - Distribution - Zone 1 - 5QU CoRE ¦ 4QU LoRE | Red Flag Warning - Small Fires | 2055 | 0 | 0.10489 | 0.048274 | 0.002095 | 0.054525 | 0.033904 | 0.00012802 | 0 | 4.3404e-06 | 4.3404e-06 | 0 | 3.9701e-06 | 3.9701e-06 | 0 | 3.9701e-06
[79 empty] | WLDFR | HFTD - Distribution - Zone 1 - 5QU CoRE ¦ 4QU LoRE | Seismic - Non-Red Flag Warning - Catastrophic Fires | 2026 | 0 | 21835.9781 | 428.6023 | 13939.561 | 7467.8148 | 4643.4753 | 5.1903e-10 | 0 | 2.4101e-06 | 2.4101e-06 | 0 | 3.9701e-06 | 3.9701e-06 | 0 | 3.9701e-06
[79 empty] | WLDFR | HFTD - Distribution - Zone 1 - 5QU CoRE ¦ 4QU LoRE | Seismic - Non-Red Flag Warning - Catastrophic Fires | 2027 | 0 | 21835.9781 | 428.6023 | 13939.561 | 7467.8148 | 4643.4753 | 5.1903e-10 | 0 | 2.4101e-06 | 2.4101e-06 | 0 | 3.9701e-06 | 3.9701e-06 | 0 | 3.9701e-06
[79 empty] | WLDFR | HFTD - Distribution - Zone 1 - 5QU CoRE ¦ 4QU LoRE | Seismic - Non-Red Flag Warning - Catastrophic Fires | 2028 | 0 | 22783.187 | 453.261 | 14531.3357 | 7798.5904 | 4849.151 | 5.1903e-10 | 0 | 2.5169e-06 | 2.5169e-06 | 0 | 4.1641e-06 | 4.1641e-06 | 0 | 4.1641e-06
[79 empty] | WLDFR | HFTD - Distribution - Zone 1 - 5QU CoRE ¦ 4QU LoRE | Seismic - Non-Red Flag Warning - Catastrophic Fires | 2029 | 0 | 22783.187 | 453.261 | 14531.3357 | 7798.5904 | 4849.151 | 5.1903e-10 | 0 | 2.5169e-06 | 2.5169e-06 | 0 | 4.1641e-06 | 4.1641e-06 | 0 | 4.1641e-06
[79 empty] | WLDFR | HFTD - Distribution - Zone 1 - 5QU CoRE ¦ 4QU LoRE | Seismic - Non-Red Flag Warning - Catastrophic Fires | 2030 | 0 | 22783.187 | 453.261 | 14531.3357 | 7798.5904 | 4849.151 | 5.1903e-10 | 0 | 2.5169e-06 | 2.5169e-06 | 0 | 4.1641e-06 | 4.1641e-06 | 0 | 4.1641e-06
[79 empty] | WLDFR | HFTD - Distribution - Zone 1 - 5QU CoRE ¦ 4QU LoRE | Seismic - Non-Red Flag Warning - Catastrophic Fires | 2031 | 0 | 22783.187 | 453.261 | 14531.3357 | 7798.5904 | 4849.151 | 5.1903e-10 | 0 | 2.5169e-06 | 2.5169e-06 | 0 | 4.1641e-06 | 4.1641e-06 | 0 | 4.1641e-06
[79 empty] | WLDFR | HFTD - Distribution - Zone 1 - 5QU CoRE ¦ 4QU LoRE | Seismic - Non-Red Flag Warning - Catastrophic Fires | 2032 | 0 | 22783.187 | 453.261 | 14531.3357 | 7798.5904 | 4849.151 | 5.1903e-10 | 0 | 2.5169e-06 | 2.5169e-06 | 0 | 4.1641e-06 | 4.1641e-06 | 0 | 4.1641e-06
[79 empty] | WLDFR | HFTD - Distribution - Zone 1 - 5QU CoRE ¦ 4QU LoRE | Seismic - Non-Red Flag Warning - Catastrophic Fires | 2033 | 0 | 23835.2641 | 480.9649 | 15187.7294 | 8166.5698 | 5077.96 | 5.1903e-10 | 0 | 2.6356e-06 | 2.6356e-06 | 0 | 4.3706e-06 | 4.3706e-06 | 0 | 4.3706e-06
[79 empty] | WLDFR | HFTD - Distribution - Zone 1 - 5QU CoRE ¦ 4QU LoRE | Seismic - Non-Red Flag Warning - Catastrophic Fires | 2034 | 0 | 23835.2641 | 480.9649 | 15187.7294 | 8166.5698 | 5077.96 | 5.1903e-10 | 0 | 2.6356e-06 | 2.6356e-06 | 0 | 4.3706e-06 | 4.3706e-06 | 0 | 4.3706e-06
[79 empty] | WLDFR | HFTD - Distribution - Zone 1 - 5QU CoRE ¦ 4QU LoRE | Seismic - Non-Red Flag Warning - Catastrophic Fires | 2035 | 0 | 23835.2641 | 480.9649 | 15187.7294 | 8166.5698 | 5077.96 | 5.1903e-10 | 0 | 2.6356e-06 | 2.6356e-06 | 0 | 4.3706e-06 | 4.3706e-06 | 0 | 4.3706e-06
[79 empty] | WLDFR | HFTD - Distribution - Zone 1 - 5QU CoRE ¦ 4QU LoRE | Seismic - Non-Red Flag Warning - Catastrophic Fires | 2036 | 0 | 23835.2641 | 480.9649 | 15187.7294 | 8166.5698 | 5077.96 | 5.1903e-10 | 0 | 2.6356e-06 | 2.6356e-06 | 0 | 4.3706e-06 | 4.3706e-06 | 0 | 4.3706e-06
[79 empty] | WLDFR | HFTD - Distribution - Zone 1 - 5QU CoRE ¦ 4QU LoRE | Seismic - Non-Red Flag Warning - Catastrophic Fires | 2037 | 0 | 23835.2641 | 480.9649 | 15187.7294 | 8166.5698 | 5077.96 | 5.1903e-10 | 0 | 2.6356e-06 | 2.6356e-06 | 0 | 4.3706e-06 | 4.3706e-06 | 0 | 4.3706e-06
[79 empty] | WLDFR | HFTD - Distribution - Zone 1 - 5QU CoRE ¦ 4QU LoRE | Seismic - Non-Red Flag Warning - Catastrophic Fires | 2038 | 0 | 24976.6418 | 511.3745 | 15898.8237 | 8566.4437 | 5326.601 | 5.1903e-10 | 0 | 2.7647e-06 | 2.7647e-06 | 0 | 4.5868e-06 | 4.5868e-06 | 0 | 4.5868e-06
[79 empty] | WLDFR | HFTD - Distribution - Zone 1 - 5QU CoRE ¦ 4QU LoRE | Seismic - Non-Red Flag Warning - Catastrophic Fires | 2039 | 0 | 24976.6418 | 511.3745 | 15898.8237 | 8566.4437 | 5326.601 | 5.1903e-10 | 0 | 2.7647e-06 | 2.7647e-06 | 0 | 4.5868e-06 | 4.5868e-06 | 0 | 4.5868e-06
[79 empty] | WLDFR | HFTD - Distribution - Zone 1 - 5QU CoRE ¦ 4QU LoRE | Seismic - Non-Red Flag Warning - Catastrophic Fires | 2040 | 0 | 24976.6418 | 511.3745 | 15898.8237 | 8566.4437 | 5326.601 | 5.1903e-10 | 0 | 2.7647e-06 | 2.7647e-06 | 0 | 4.5868e-06 | 4.5868e-06 | 0 | 4.5868e-06
[79 empty] | WLDFR | HFTD - Distribution - Zone 1 - 5QU CoRE ¦ 4QU LoRE | Seismic - Non-Red Flag Warning - Catastrophic Fires | 2041 | 0 | 24976.6418 | 511.3745 | 15898.8237 | 8566.4437 | 5326.601 | 5.1903e-10 | 0 | 2.7647e-06 | 2.7647e-06 | 0 | 4.5868e-06 | 4.5868e-06 | 0 | 4.5868e-06
[79 empty] | WLDFR | HFTD - Distribution - Zone 1 - 5QU CoRE ¦ 4QU LoRE | Seismic - Non-Red Flag Warning - Catastrophic Fires | 2042 | 0 | 24976.6418 | 511.3745 | 15898.8237 | 8566.4437 | 5326.601 | 5.1903e-10 | 0 | 2.7647e-06 | 2.7647e-06 | 0 | 0 | 4.5868e-06 | 0 | 4.5868e-06
[79 empty] | WLDFR | HFTD - Distribution - Zone 1 - 5QU CoRE ¦ 4QU LoRE | Seismic - Non-Red Flag Warning - Catastrophic Fires | 2043 | 0 | 26191.7278 | 544.1291 | 16654.7414 | 8992.8573 | 5591.7443 | 5.1903e-10 | 0 | 2.9023e-06 | 2.9023e-06 | 0 | 1.3189e-06 | 0 | 0 | 0
[79 empty] | WLDFR | HFTD - Distribution - Zone 1 - 5QU CoRE ¦ 4QU LoRE | Seismic - Non-Red Flag Warning - Catastrophic Fires | 2044 | 0 | 26191.7278 | 544.1291 | 16654.7414 | 8992.8573 | 5591.7443 | 5.1903e-10 | 0 | 2.9023e-06 | 2.9023e-06 | 0 | 1.3779e-06 | 1.3779e-06 | 0 | 1.3779e-06
[79 empty] | WLDFR | HFTD - Distribution - Zone 1 - 5QU CoRE ¦ 4QU LoRE | Seismic - Non-Red Flag Warning - Catastrophic Fires | 2045 | 0 | 26191.7278 | 544.1291 | 16654.7414 | 8992.8573 | 5591.7443 | 5.1903e-10 | 0 | 2.9023e-06 | 2.9023e-06 | 0 | 1.3779e-06 | 1.3779e-06 | 0 | 1.3779e-06
[79 empty] | WLDFR | HFTD - Distribution - Zone 1 - 5QU CoRE ¦ 4QU LoRE | Seismic - Non-Red Flag Warning - Catastrophic Fires | 2046 | 0 | 26191.7278 | 544.1291 | 16654.7414 | 8992.8573 | 5591.7443 | 5.1903e-10 | 0 | 2.9023e-06 | 2.9023e-06 | 0 | 1.3779e-06 | 1.3779e-06 | 0 | 1.3779e-06
[79 empty] | WLDFR | HFTD - Distribution - Zone 1 - 5QU CoRE ¦ 4QU LoRE | Seismic - Non-Red Flag Warning - Catastrophic Fires | 2047 | 0 | 26191.7278 | 544.1291 | 16654.7414 | 8992.8573 | 5591.7443 | 5.1903e-10 | 0 | 2.9023e-06 | 2.9023e-06 | 0 | 1.3779e-06 | 1.3779e-06 | 0 | 1.3779e-06
[79 empty] | WLDFR | HFTD - Distribution - Zone 1 - 5QU CoRE ¦ 4QU LoRE | Seismic - Non-Red Flag Warning - Catastrophic Fires | 2048 | 0 | 27464.7227 | 578.8407 | 17445.538 | 9440.3441 | 5869.9909 | 5.1903e-10 | 0 | 3.0467e-06 | 3.0467e-06 | 0 | 1.3779e-06 | 1.3779e-06 | 0 | 1.3779e-06
[79 empty] | WLDFR | HFTD - Distribution - Zone 1 - 5QU CoRE ¦ 4QU LoRE | Seismic - Non-Red Flag Warning - Catastrophic Fires | 2049 | 0 | 27464.7227 | 578.8407 | 17445.538 | 9440.3441 | 5869.9909 | 5.1903e-10 | 0 | 3.0467e-06 | 3.0467e-06 | 0 | 1.4539e-06 | 1.4539e-06 | 0 | 1.4539e-06
[79 empty] | WLDFR | HFTD - Distribution - Zone 1 - 5QU CoRE ¦ 4QU LoRE | Seismic - Non-Red Flag Warning - Catastrophic Fires | 2050 | 0 | 27464.7227 | 578.8407 | 17445.538 | 9440.3441 | 5869.9909 | 5.1903e-10 | 0 | 3.0467e-06 | 3.0467e-06 | 0 | 1.4539e-06 | 1.4539e-06 | 0 | 1.4539e-06
[79 empty] | WLDFR | HFTD - Distribution - Zone 1 - 5QU CoRE ¦ 4QU LoRE | Seismic - Non-Red Flag Warning - Catastrophic Fires | 2051 | 0 | 27464.7227 | 578.8407 | 17445.538 | 9440.3441 | 5869.9909 | 5.1903e-10 | 0 | 3.0467e-06 | 3.0467e-06 | 0 | 1.4539e-06 | 1.4539e-06 | 0 | 1.4539e-06
[79 empty] | WLDFR | HFTD - Distribution - Zone 1 - 5QU CoRE ¦ 4QU LoRE | Seismic - Non-Red Flag Warning - Catastrophic Fires | 2052 | 0 | 27464.7227 | 578.8407 | 17445.538 | 9440.3441 | 5869.9909 | 5.1903e-10 | 0 | 3.0467e-06 | 3.0467e-06 | 0 | 1.4539e-06 | 1.4539e-06 | 0 | 1.4539e-06
[79 empty] | WLDFR | HFTD - Distribution - Zone 1 - 5QU CoRE ¦ 4QU LoRE | Seismic - Non-Red Flag Warning - Catastrophic Fires | 2053 | 0 | 28779.6694 | 615.0952 | 18261.2327 | 9903.3415 | 6157.8819 | 5.1903e-10 | 0 | 3.1961e-06 | 3.1961e-06 | 0 | 1.4539e-06 | 1.4539e-06 | 0 | 1.4539e-06
[79 empty] | WLDFR | HFTD - Distribution - Zone 1 - 5QU CoRE ¦ 4QU LoRE | Seismic - Non-Red Flag Warning - Catastrophic Fires | 2054 | 0 | 28779.6694 | 615.0952 | 18261.2327 | 9903.3415 | 6157.8819 | 5.1903e-10 | 0 | 3.1961e-06 | 3.1961e-06 | 0 | 1.5404e-06 | 1.5404e-06 | 0 | 1.5404e-06
[79 empty] | WLDFR | HFTD - Distribution - Zone 1 - 5QU CoRE ¦ 4QU LoRE | Seismic - Non-Red Flag Warning - Catastrophic Fires | 2055 | 0 | 28779.6694 | 615.0952 | 18261.2327 | 9903.3415 | 6157.8819 | 5.1903e-10 | 0 | 3.1961e-06 | 3.1961e-06 | 0 | 1.5404e-06 | 1.5404e-06 | 0 | 1.5404e-06
[79 empty] | WLDFR | HFTD - Distribution - Zone 1 - 5QU CoRE ¦ 4QU LoRE | Seismic - Red Flag Warning - Catastrophic Fires | 2026 | 0 | 21835.9781 | 428.6023 | 13939.561 | 7467.8148 | 4643.4753 | 2.238e-08 | 0 | 0.00010392 | 0.00010392 | 0 | 1.5404e-06 | 1.5404e-06 | 0 | 1.5404e-06
[79 empty] | WLDFR | HFTD - Distribution - Zone 1 - 5QU CoRE ¦ 4QU LoRE | Seismic - Red Flag Warning - Catastrophic Fires | 2027 | 0 | 21835.9781 | 428.6023 | 13939.561 | 7467.8148 | 4643.4753 | 2.238e-08 | 0 | 0.00010392 | 0.00010392 | 0 | 1.5404e-06 | 1.5404e-06 | 0 | 1.5404e-06
[79 empty] | WLDFR | HFTD - Distribution - Zone 1 - 5QU CoRE ¦ 4QU LoRE | Seismic - Red Flag Warning - Catastrophic Fires | 2028 | 0 | 22783.187 | 453.261 | 14531.3357 | 7798.5904 | 4849.151 | 2.238e-08 | 0 | 0.00010853 | 0.00010853 | 0 | 1.5404e-06 | 1.5404e-06 | 0 | 1.5404e-06
[79 empty] | WLDFR | HFTD - Distribution - Zone 1 - 5QU CoRE ¦ 4QU LoRE | Seismic - Red Flag Warning - Catastrophic Fires | 2029 | 0 | 22783.187 | 453.261 | 14531.3357 | 7798.5904 | 4849.151 | 2.238e-08 | 0 | 0.00010853 | 0.00010853 | 0 | 1.6366e-06 | 1.6366e-06 | 0 | 1.6366e-06
[79 empty] | WLDFR | HFTD - Distribution - Zone 1 - 5QU CoRE ¦ 4QU LoRE | Seismic - Red Flag Warning - Catastrophic Fires | 2030 | 0 | 22783.187 | 453.261 | 14531.3357 | 7798.5904 | 4849.151 | 2.238e-08 | 0 | 0.00010853 | 0.00010853 | 0 | 1.6366e-06 | 1.6366e-06 | 0 | 1.6366e-06
[79 empty] | WLDFR | HFTD - Distribution - Zone 1 - 5QU CoRE ¦ 4QU LoRE | Seismic - Red Flag Warning - Catastrophic Fires | 2031 | 0 | 22783.187 | 453.261 | 14531.3357 | 7798.5904 | 4849.151 | 2.238e-08 | 0 | 0.00010853 | 0.00010853 | 0 | 1.6366e-06 | 1.6366e-06 | 0 | 1.6366e-06
[79 empty] | WLDFR | HFTD - Distribution - Zone 1 - 5QU CoRE ¦ 4QU LoRE | Seismic - Red Flag Warning - Catastrophic Fires | 2032 | 0 | 22783.187 | 453.261 | 14531.3357 | 7798.5904 | 4849.151 | 2.238e-08 | 0 | 0.00010853 | 0.00010853 | 0 | 1.6366e-06 | 1.6366e-06 | 0 | 1.6366e-06
[79 empty] | WLDFR | HFTD - Distribution - Zone 1 - 5QU CoRE ¦ 4QU LoRE | Seismic - Red Flag Warning - Catastrophic Fires | 2033 | 0 | 23835.2641 | 480.9649 | 15187.7294 | 8166.5698 | 5077.96 | 2.238e-08 | 0 | 0.00011365 | 0.00011365 | 0 | 1.6366e-06 | 1.6366e-06 | 0 | 1.6366e-06
[79 empty] | WLDFR | HFTD - Distribution - Zone 1 - 5QU CoRE ¦ 4QU LoRE | Seismic - Red Flag Warning - Catastrophic Fires | 2034 | 0 | 23835.2641 | 480.9649 | 15187.7294 | 8166.5698 | 5077.96 | 2.238e-08 | 0 | 0.00011365 | 0.00011365 | 0 | 1.7418e-06 | 1.7418e-06 | 0 | 1.7418e-06
[79 empty] | WLDFR | HFTD - Distribution - Zone 1 - 5QU CoRE ¦ 4QU LoRE | Seismic - Red Flag Warning - Catastrophic Fires | 2035 | 0 | 23835.2641 | 480.9649 | 15187.7294 | 8166.5698 | 5077.96 | 2.238e-08 | 0 | 0.00011365 | 0.00011365 | 0 | 1.7418e-06 | 1.7418e-06 | 0 | 1.7418e-06
[79 empty] | WLDFR | HFTD - Distribution - Zone 1 - 5QU CoRE ¦ 4QU LoRE | Seismic - Red Flag Warning - Catastrophic Fires | 2036 | 0 | 23835.2641 | 480.9649 | 15187.7294 | 8166.5698 | 5077.96 | 2.238e-08 | 0 | 0.00011365 | 0.00011365 | 0 | 1.7418e-06 | 1.7418e-06 | 0 | 1.7418e-06
[79 empty] | WLDFR | HFTD - Distribution - Zone 1 - 5QU CoRE ¦ 4QU LoRE | Seismic - Red Flag Warning - Catastrophic Fires | 2037 | 0 | 23835.2641 | 480.9649 | 15187.7294 | 8166.5698 | 5077.96 | 2.238e-08 | 0 | 0.00011365 | 0.00011365 | 0 | 1.7418e-06 | 1.7418e-06 | 0 | 1.7418e-06
[79 empty] | WLDFR | HFTD - Distribution - Zone 1 - 5QU CoRE ¦ 4QU LoRE | Seismic - Red Flag Warning - Catastrophic Fires | 2038 | 0 | 24976.6418 | 511.3745 | 15898.8237 | 8566.4437 | 5326.601 | 2.238e-08 | 0 | 0.00011921 | 0.00011921 | 0 | 1.7418e-06 | 1.7418e-06 | 0 | 1.7418e-06
[79 empty] | WLDFR | HFTD - Distribution - Zone 1 - 5QU CoRE ¦ 4QU LoRE | Seismic - Red Flag Warning - Catastrophic Fires | 2039 | 0 | 24976.6418 | 511.3745 | 15898.8237 | 8566.4437 | 5326.601 | 2.238e-08 | 0 | 0.00011921 | 0.00011921 | 0 | 1.8552e-06 | 1.8552e-06 | 0 | 1.8552e-06
[79 empty] | WLDFR | HFTD - Distribution - Zone 1 - 5QU CoRE ¦ 4QU LoRE | Seismic - Red Flag Warning - Catastrophic Fires | 2040 | 0 | 24976.6418 | 511.3745 | 15898.8237 | 8566.4437 | 5326.601 | 2.238e-08 | 0 | 0.00011921 | 0.00011921 | 0 | 1.8552e-06 | 1.8552e-06 | 0 | 1.8552e-06
[79 empty] | WLDFR | HFTD - Distribution - Zone 1 - 5QU CoRE ¦ 4QU LoRE | Seismic - Red Flag Warning - Catastrophic Fires | 2041 | 0 | 24976.6418 | 511.3745 | 15898.8237 | 8566.4437 | 5326.601 | 2.238e-08 | 0 | 0.00011921 | 0.00011921 | 0 | 1.8552e-06 | 1.8552e-06 | 0 | 1.8552e-06
[79 empty] | WLDFR | HFTD - Distribution - Zone 1 - 5QU CoRE ¦ 4QU LoRE | Seismic - Red Flag Warning - Catastrophic Fires | 2042 | 0 | 24976.6418 | 511.3745 | 15898.8237 | 8566.4437 | 5326.601 | 2.238e-08 | 0 | 0.00011921 | 0.00011921 | 0 | 1.8552e-06 | 1.8552e-06 | 0 | 1.8552e-06
[79 empty] | WLDFR | HFTD - Distribution - Zone 1 - 5QU CoRE ¦ 4QU LoRE | Seismic - Red Flag Warning - Catastrophic Fires | 2043 | 0 | 26191.7278 | 544.1291 | 16654.7414 | 8992.8573 | 5591.7443 | 2.238e-08 | 0 | 0.00012515 | 0.00012515 | 0 | 0 | 1.8552e-06 | 0 | 1.8552e-06
[79 empty] | WLDFR | HFTD - Distribution - Zone 1 - 5QU CoRE ¦ 4QU LoRE | Seismic - Red Flag Warning - Catastrophic Fires | 2044 | 0 | 26191.7278 | 544.1291 | 16654.7414 | 8992.8573 | 5591.7443 | 2.238e-08 | 0 | 0.00012515 | 0.00012515 | 0 | 5.3438e-06 | 0 | 0 | 0
[79 empty] | WLDFR | HFTD - Distribution - Zone 1 - 5QU CoRE ¦ 4QU LoRE | Seismic - Red Flag Warning - Catastrophic Fires | 2045 | 0 | 26191.7278 | 544.1291 | 16654.7414 | 8992.8573 | 5591.7443 | 2.238e-08 | 0 | 0.00012515 | 0.00012515 | 0 | 5.5159e-06 | 5.5159e-06 | 0 | 5.5159e-06
[79 empty] | WLDFR | HFTD - Distribution - Zone 1 - 5QU CoRE ¦ 4QU LoRE | Seismic - Red Flag Warning - Catastrophic Fires | 2046 | 0 | 26191.7278 | 544.1291 | 16654.7414 | 8992.8573 | 5591.7443 | 2.238e-08 | 0 | 0.00012515 | 0.00012515 | 0 | 5.5159e-06 | 5.5159e-06 | 0 | 5.5159e-06
[79 empty] | WLDFR | HFTD - Distribution - Zone 1 - 5QU CoRE ¦ 4QU LoRE | Seismic - Red Flag Warning - Catastrophic Fires | 2047 | 0 | 26191.7278 | 544.1291 | 16654.7414 | 8992.8573 | 5591.7443 | 2.238e-08 | 0 | 0.00012515 | 0.00012515 | 0 | 5.5159e-06 | 5.5159e-06 | 0 | 5.5159e-06
[79 empty] | WLDFR | HFTD - Distribution - Zone 1 - 5QU CoRE ¦ 4QU LoRE | Seismic - Red Flag Warning - Catastrophic Fires | 2048 | 0 | 27464.7227 | 578.8407 | 17445.538 | 9440.3441 | 5869.9909 | 2.238e-08 | 0 | 0.00013137 | 0.00013137 | 0 | 5.5159e-06 | 5.5159e-06 | 0 | 5.5159e-06
[79 empty] | WLDFR | HFTD - Distribution - Zone 1 - 5QU CoRE ¦ 4QU LoRE | Seismic - Red Flag Warning - Catastrophic Fires | 2049 | 0 | 27464.7227 | 578.8407 | 17445.538 | 9440.3441 | 5869.9909 | 2.238e-08 | 0 | 0.00013137 | 0.00013137 | 0 | 5.5159e-06 | 5.5159e-06 | 0 | 5.5159e-06
[79 empty] | WLDFR | HFTD - Distribution - Zone 1 - 5QU CoRE ¦ 4QU LoRE | Seismic - Red Flag Warning - Catastrophic Fires | 2050 | 0 | 27464.7227 | 578.8407 | 17445.538 | 9440.3441 | 5869.9909 | 2.238e-08 | 0 | 0.00013137 | 0.00013137 | 0 | 5.7352e-06 | 5.7352e-06 | 0 | 5.7352e-06
[79 empty] | WLDFR | HFTD - Distribution - Zone 1 - 5QU CoRE ¦ 4QU LoRE | Seismic - Red Flag Warning - Catastrophic Fires | 2051 | 0 | 27464.7227 | 578.8407 | 17445.538 | 9440.3441 | 5869.9909 | 2.238e-08 | 0 | 0.00013137 | 0.00013137 | 0 | 5.7352e-06 | 5.7352e-06 | 0 | 5.7352e-06
[79 empty] | WLDFR | HFTD - Distribution - Zone 1 - 5QU CoRE ¦ 4QU LoRE | Seismic - Red Flag Warning - Catastrophic Fires | 2052 | 0 | 27464.7227 | 578.8407 | 17445.538 | 9440.3441 | 5869.9909 | 2.238e-08 | 0 | 0.00013137 | 0.00013137 | 0 | 5.7352e-06 | 5.7352e-06 | 0 | 5.7352e-06
[79 empty] | WLDFR | HFTD - Distribution - Zone 1 - 5QU CoRE ¦ 4QU LoRE | Seismic - Red Flag Warning - Catastrophic Fires | 2053 | 0 | 28779.6694 | 615.0952 | 18261.2327 | 9903.3415 | 6157.8819 | 2.238e-08 | 0 | 0.00013782 | 0.00013782 | 0 | 5.7352e-06 | 5.7352e-06 | 0 | 5.7352e-06
[79 empty] | WLDFR | HFTD - Distribution - Zone 1 - 5QU CoRE ¦ 4QU LoRE | Seismic - Red Flag Warning - Catastrophic Fires | 2054 | 0 | 28779.6694 | 615.0952 | 18261.2327 | 9903.3415 | 6157.8819 | 2.238e-08 | 0 | 0.00013782 | 0.00013782 | 0 | 5.7352e-06 | 5.7352e-06 | 0 | 5.7352e-06
[79 empty] | WLDFR | HFTD - Distribution - Zone 1 - 5QU CoRE ¦ 4QU LoRE | Seismic - Red Flag Warning - Catastrophic Fires | 2055 | 0 | 28779.6694 | 615.0952 | 18261.2327 | 9903.3415 | 6157.8819 | 2.238e-08 | 0 | 0.00013782 | 0.00013782 | 0 | 5.9825e-06 | 5.9825e-06 | 0 | 5.9825e-06
[79 empty] | WLDFR | HFTD - Transmission - Tier 2 - 115 kV or Lower | Non-Red Flag Warning - Catastrophic Fires | 2026 | 0 | 14664.6376 | 233.2301 | 8896.516 | 5534.8915 | 3817.0051 | 1.4675e-06 | 0 | 0.0056014 | 0.0056014 | 0 | 5.9825e-06 | 5.9825e-06 | 0 | 5.9825e-06
[79 empty] | WLDFR | HFTD - Transmission - Tier 2 - 115 kV or Lower | Non-Red Flag Warning - Catastrophic Fires | 2027 | 0 | 14664.6376 | 233.2301 | 8896.516 | 5534.8915 | 3817.0051 | 1.4675e-06 | 0 | 0.0056014 | 0.0056014 | 0 | 5.9825e-06 | 5.9825e-06 | 0 | 5.9825e-06
[79 empty] | WLDFR | HFTD - Transmission - Tier 2 - 115 kV or Lower | Non-Red Flag Warning - Catastrophic Fires | 2028 | 0 | 15317.9909 | 247.273 | 9287.6491 | 5783.0689 | 3988.1546 | 1.4675e-06 | 0 | 0.0058526 | 0.0058526 | 0 | 5.9825e-06 | 5.9825e-06 | 0 | 5.9825e-06
[79 empty] | WLDFR | HFTD - Transmission - Tier 2 - 115 kV or Lower | Non-Red Flag Warning - Catastrophic Fires | 2029 | 0 | 15317.9909 | 247.273 | 9287.6491 | 5783.0689 | 3988.1546 | 1.4675e-06 | 0 | 0.0058526 | 0.0058526 | 0 | 5.9825e-06 | 5.9825e-06 | 0 | 5.9825e-06
[79 empty] | WLDFR | HFTD - Transmission - Tier 2 - 115 kV or Lower | Non-Red Flag Warning - Catastrophic Fires | 2030 | 0 | 15317.9909 | 247.273 | 9287.6491 | 5783.0689 | 3988.1546 | 1.4675e-06 | 0 | 0.0058526 | 0.0058526 | 0 | 6.2551e-06 | 6.2551e-06 | 0 | 6.2551e-06
[79 empty] | WLDFR | HFTD - Transmission - Tier 2 - 115 kV or Lower | Non-Red Flag Warning - Catastrophic Fires | 2031 | 0 | 15317.9909 | 247.273 | 9287.6491 | 5783.0689 | 3988.1546 | 1.4675e-06 | 0 | 0.0058526 | 0.0058526 | 0 | 6.2551e-06 | 6.2551e-06 | 0 | 6.2551e-06
[79 empty] | WLDFR | HFTD - Transmission - Tier 2 - 115 kV or Lower | Non-Red Flag Warning - Catastrophic Fires | 2032 | 0 | 15317.9909 | 247.273 | 9287.6491 | 5783.0689 | 3988.1546 | 1.4675e-06 | 0 | 0.0058526 | 0.0058526 | 0 | 6.2551e-06 | 6.2551e-06 | 0 | 6.2551e-06
[79 empty] | WLDFR | HFTD - Transmission - Tier 2 - 115 kV or Lower | Non-Red Flag Warning - Catastrophic Fires | 2033 | 0 | 16044.1264 | 263.1074 | 9721.74 | 6059.2791 | 4178.6364 | 1.4675e-06 | 0 | 0.0061321 | 0.0061321 | 0 | 6.2551e-06 | 6.2551e-06 | 0 | 6.2551e-06
[79 empty] | WLDFR | HFTD - Transmission - Tier 2 - 115 kV or Lower | Non-Red Flag Warning - Catastrophic Fires | 2034 | 0 | 16044.1264 | 263.1074 | 9721.74 | 6059.2791 | 4178.6364 | 1.4675e-06 | 0 | 0.0061321 | 0.0061321 | 0 | 6.2551e-06 | 6.2551e-06 | 0 | 6.2551e-06
[79 empty] | WLDFR | HFTD - Transmission - Tier 2 - 115 kV or Lower | Non-Red Flag Warning - Catastrophic Fires | 2035 | 0 | 16044.1264 | 263.1074 | 9721.74 | 6059.2791 | 4178.6364 | 1.4675e-06 | 0 | 0.0061321 | 0.0061321 | 0 | 6.5501e-06 | 6.5501e-06 | 0 | 6.5501e-06
[79 empty] | WLDFR | HFTD - Transmission - Tier 2 - 115 kV or Lower | Non-Red Flag Warning - Catastrophic Fires | 2036 | 0 | 16044.1264 | 263.1074 | 9721.74 | 6059.2791 | 4178.6364 | 1.4675e-06 | 0 | 0.0061321 | 0.0061321 | 0 | 6.5501e-06 | 6.5501e-06 | 0 | 6.5501e-06
[79 empty] | WLDFR | HFTD - Transmission - Tier 2 - 115 kV or Lower | Non-Red Flag Warning - Catastrophic Fires | 2037 | 0 | 16044.1264 | 263.1074 | 9721.74 | 6059.2791 | 4178.6364 | 1.4675e-06 | 0 | 0.0061321 | 0.0061321 | 0 | 6.5501e-06 | 6.5501e-06 | 0 | 6.5501e-06
[79 empty] | WLDFR | HFTD - Transmission - Tier 2 - 115 kV or Lower | Non-Red Flag Warning - Catastrophic Fires | 2038 | 0 | 16832.3912 | 280.5544 | 10192.2718 | 6359.5651 | 4385.7214 | 1.4675e-06 | 0 | 0.006436 | 0.006436 | 0 | 6.5501e-06 | 6.5501e-06 | 0 | 6.5501e-06
[79 empty] | WLDFR | HFTD - Transmission - Tier 2 - 115 kV or Lower | Non-Red Flag Warning - Catastrophic Fires | 2039 | 0 | 16832.3912 | 280.5544 | 10192.2718 | 6359.5651 | 4385.7214 | 1.4675e-06 | 0 | 0.006436 | 0.006436 | 0 | 6.5501e-06 | 6.5501e-06 | 0 | 6.5501e-06
[79 empty] | WLDFR | HFTD - Transmission - Tier 2 - 115 kV or Lower | Non-Red Flag Warning - Catastrophic Fires | 2040 | 0 | 16832.3912 | 280.5544 | 10192.2718 | 6359.5651 | 4385.7214 | 1.4675e-06 | 0 | 0.006436 | 0.006436 | 0 | 6.8647e-06 | 6.8647e-06 | 0 | 6.8647e-06
[79 empty] | WLDFR | HFTD - Transmission - Tier 2 - 115 kV or Lower | Non-Red Flag Warning - Catastrophic Fires | 2041 | 0 | 16832.3912 | 280.5544 | 10192.2718 | 6359.5651 | 4385.7214 | 1.4675e-06 | 0 | 0.006436 | 0.006436 | 0 | 6.8647e-06 | 6.8647e-06 | 0 | 6.8647e-06
[79 empty] | WLDFR | HFTD - Transmission - Tier 2 - 115 kV or Lower | Non-Red Flag Warning - Catastrophic Fires | 2042 | 0 | 16832.3912 | 280.5544 | 10192.2718 | 6359.5651 | 4385.7214 | 1.4675e-06 | 0 | 0.006436 | 0.006436 | 0 | 6.8647e-06 | 6.8647e-06 | 0 | 6.8647e-06
[79 empty] | WLDFR | HFTD - Transmission - Tier 2 - 115 kV or Lower | Non-Red Flag Warning - Catastrophic Fires | 2043 | 0 | 17672.0852 | 299.42 | 10692.7362 | 6679.929 | 4606.6527 | 1.4675e-06 | 0 | 0.0067602 | 0.0067602 | 0 | 6.8647e-06 | 6.8647e-06 | 0 | 6.8647e-06
[79 empty] | WLDFR | HFTD - Transmission - Tier 2 - 115 kV or Lower | Non-Red Flag Warning - Catastrophic Fires | 2044 | 0 | 17672.0852 | 299.42 | 10692.7362 | 6679.929 | 4606.6527 | 1.4675e-06 | 0 | 0.0067602 | 0.0067602 | 0 | 0 | 6.8647e-06 | 0 | 6.8647e-06
[79 empty] | WLDFR | HFTD - Transmission - Tier 2 - 115 kV or Lower | Non-Red Flag Warning - Catastrophic Fires | 2045 | 0 | 17672.0852 | 299.42 | 10692.7362 | 6679.929 | 4606.6527 | 1.4675e-06 | 0 | 0.0067602 | 0.0067602 | 0 | 1.0205e-07 | 0 | 0 | 0
[79 empty] | WLDFR | HFTD - Transmission - Tier 2 - 115 kV or Lower | Non-Red Flag Warning - Catastrophic Fires | 2046 | 0 | 17672.0852 | 299.42 | 10692.7362 | 6679.929 | 4606.6527 | 1.4675e-06 | 0 | 0.0067602 | 0.0067602 | 0 | 1.0533e-07 | 1.0533e-07 | 0 | 1.0533e-07
[79 empty] | WLDFR | HFTD - Transmission - Tier 2 - 115 kV or Lower | Non-Red Flag Warning - Catastrophic Fires | 2047 | 0 | 17672.0852 | 299.42 | 10692.7362 | 6679.929 | 4606.6527 | 1.4675e-06 | 0 | 0.0067602 | 0.0067602 | 0 | 1.0533e-07 | 1.0533e-07 | 0 | 1.0533e-07
[79 empty] | WLDFR | HFTD - Transmission - Tier 2 - 115 kV or Lower | Non-Red Flag Warning - Catastrophic Fires | 2048 | 0 | 18552.3348 | 319.4911 | 11216.5626 | 7016.281 | 4838.6098 | 1.4675e-06 | 0 | 0.0071006 | 0.0071006 | 0 | 1.0533e-07 | 1.0533e-07 | 0 | 1.0533e-07
[79 empty] | WLDFR | HFTD - Transmission - Tier 2 - 115 kV or Lower | Non-Red Flag Warning - Catastrophic Fires | 2049 | 0 | 18552.3348 | 319.4911 | 11216.5626 | 7016.281 | 4838.6098 | 1.4675e-06 | 0 | 0.0071006 | 0.0071006 | 0 | 1.0533e-07 | 1.0533e-07 | 0 | 1.0533e-07
[79 empty] | WLDFR | HFTD - Transmission - Tier 2 - 115 kV or Lower | Non-Red Flag Warning - Catastrophic Fires | 2050 | 0 | 18552.3348 | 319.4911 | 11216.5626 | 7016.281 | 4838.6098 | 1.4675e-06 | 0 | 0.0071006 | 0.0071006 | 0 | 1.0533e-07 | 1.0533e-07 | 0 | 1.0533e-07
[79 empty] | WLDFR | HFTD - Transmission - Tier 2 - 115 kV or Lower | Non-Red Flag Warning - Catastrophic Fires | 2051 | 0 | 18552.3348 | 319.4911 | 11216.5626 | 7016.281 | 4838.6098 | 1.4675e-06 | 0 | 0.0071006 | 0.0071006 | 0 | 1.0952e-07 | 1.0952e-07 | 0 | 1.0952e-07
[79 empty] | WLDFR | HFTD - Transmission - Tier 2 - 115 kV or Lower | Non-Red Flag Warning - Catastrophic Fires | 2052 | 0 | 18552.3348 | 319.4911 | 11216.5626 | 7016.281 | 4838.6098 | 1.4675e-06 | 0 | 0.0071006 | 0.0071006 | 0 | 1.0952e-07 | 1.0952e-07 | 0 | 1.0952e-07
[79 empty] | WLDFR | HFTD - Transmission - Tier 2 - 115 kV or Lower | Non-Red Flag Warning - Catastrophic Fires | 2053 | 0 | 19462.1283 | 340.5356 | 11757.1413 | 7364.4514 | 5078.7171 | 1.4675e-06 | 0 | 0.007453 | 0.007453 | 0 | 1.0952e-07 | 1.0952e-07 | 0 | 1.0952e-07
[79 empty] | WLDFR | HFTD - Transmission - Tier 2 - 115 kV or Lower | Non-Red Flag Warning - Catastrophic Fires | 2054 | 0 | 19462.1283 | 340.5356 | 11757.1413 | 7364.4514 | 5078.7171 | 1.4675e-06 | 0 | 0.007453 | 0.007453 | 0 | 1.0952e-07 | 1.0952e-07 | 0 | 1.0952e-07
[79 empty] | WLDFR | HFTD - Transmission - Tier 2 - 115 kV or Lower | Non-Red Flag Warning - Catastrophic Fires | 2055 | 0 | 19462.1283 | 340.5356 | 11757.1413 | 7364.4514 | 5078.7171 | 1.4675e-06 | 0 | 0.007453 | 0.007453 | 0 | 1.0952e-07 | 1.0952e-07 | 0 | 1.0952e-07
[79 empty] | WLDFR | HFTD - Transmission - Tier 2 - 115 kV or Lower | Non-Red Flag Warning - Large Fires | 2026 | 0 | 5.475 | 0.71896 | 3.0715 | 1.6846 | 1.1617 | 1.3207e-05 | 0 | 1.5343e-05 | 1.5343e-05 | 0 | 1.1424e-07 | 1.1424e-07 | 0 | 1.1424e-07
[79 empty] | WLDFR | HFTD - Transmission - Tier 2 - 115 kV or Lower | Non-Red Flag Warning - Large Fires | 2027 | 0 | 5.475 | 0.71896 | 3.0715 | 1.6846 | 1.1617 | 1.3207e-05 | 0 | 1.5343e-05 | 1.5343e-05 | 0 | 1.1424e-07 | 1.1424e-07 | 0 | 1.1424e-07
[79 empty] | WLDFR | HFTD - Transmission - Tier 2 - 115 kV or Lower | Non-Red Flag Warning - Large Fires | 2028 | 0 | 5.777 | 0.74734 | 3.238 | 1.7917 | 1.2356 | 1.3207e-05 | 0 | 1.6319e-05 | 1.6319e-05 | 0 | 1.1424e-07 | 1.1424e-07 | 0 | 1.1424e-07
[79 empty] | WLDFR | HFTD - Transmission - Tier 2 - 115 kV or Lower | Non-Red Flag Warning - Large Fires | 2029 | 0 | 5.777 | 0.74734 | 3.238 | 1.7917 | 1.2356 | 1.3207e-05 | 0 | 1.6319e-05 | 1.6319e-05 | 0 | 1.1424e-07 | 1.1424e-07 | 0 | 1.1424e-07
[79 empty] | WLDFR | HFTD - Transmission - Tier 2 - 115 kV or Lower | Non-Red Flag Warning - Large Fires | 2030 | 0 | 5.777 | 0.74734 | 3.238 | 1.7917 | 1.2356 | 1.3207e-05 | 0 | 1.6319e-05 | 1.6319e-05 | 0 | 1.1424e-07 | 1.1424e-07 | 0 | 1.1424e-07
[79 empty] | WLDFR | HFTD - Transmission - Tier 2 - 115 kV or Lower | Non-Red Flag Warning - Large Fires | 2031 | 0 | 5.777 | 0.74734 | 3.238 | 1.7917 | 1.2356 | 1.3207e-05 | 0 | 1.6319e-05 | 1.6319e-05 | 0 | 1.1945e-07 | 1.1945e-07 | 0 | 1.1945e-07
[79 empty] | WLDFR | HFTD - Transmission - Tier 2 - 115 kV or Lower | Non-Red Flag Warning - Large Fires | 2032 | 0 | 5.777 | 0.74734 | 3.238 | 1.7917 | 1.2356 | 1.3207e-05 | 0 | 1.6319e-05 | 1.6319e-05 | 0 | 1.1945e-07 | 1.1945e-07 | 0 | 1.1945e-07
[79 empty] | WLDFR | HFTD - Transmission - Tier 2 - 115 kV or Lower | Non-Red Flag Warning - Large Fires | 2033 | 0 | 6.1205 | 0.77885 | 3.4265 | 1.9151 | 1.3207 | 1.3207e-05 | 0 | 1.7443e-05 | 1.7443e-05 | 0 | 1.1945e-07 | 1.1945e-07 | 0 | 1.1945e-07
[79 empty] | WLDFR | HFTD - Transmission - Tier 2 - 115 kV or Lower | Non-Red Flag Warning - Large Fires | 2034 | 0 | 6.1205 | 0.77885 | 3.4265 | 1.9151 | 1.3207 | 1.3207e-05 | 0 | 1.7443e-05 | 1.7443e-05 | 0 | 1.1945e-07 | 1.1945e-07 | 0 | 1.1945e-07
[79 empty] | WLDFR | HFTD - Transmission - Tier 2 - 115 kV or Lower | Non-Red Flag Warning - Large Fires | 2035 | 0 | 6.1205 | 0.77885 | 3.4265 | 1.9151 | 1.3207 | 1.3207e-05 | 0 | 1.7443e-05 | 1.7443e-05 | 0 | 1.1945e-07 | 1.1945e-07 | 0 | 1.1945e-07
[79 empty] | WLDFR | HFTD - Transmission - Tier 2 - 115 kV or Lower | Non-Red Flag Warning - Large Fires | 2036 | 0 | 6.1205 | 0.77885 | 3.4265 | 1.9151 | 1.3207 | 1.3207e-05 | 0 | 1.7443e-05 | 1.7443e-05 | 0 | 1.2508e-07 | 1.2508e-07 | 0 | 1.2508e-07
[79 empty] | WLDFR | HFTD - Transmission - Tier 2 - 115 kV or Lower | Non-Red Flag Warning - Large Fires | 2037 | 0 | 6.1205 | 0.77885 | 3.4265 | 1.9151 | 1.3207 | 1.3207e-05 | 0 | 1.7443e-05 | 1.7443e-05 | 0 | 1.2508e-07 | 1.2508e-07 | 0 | 1.2508e-07
[79 empty] | WLDFR | HFTD - Transmission - Tier 2 - 115 kV or Lower | Non-Red Flag Warning - Large Fires | 2038 | 0 | 6.5028 | 0.81304 | 3.6355 | 2.0543 | 1.4167 | 1.3207e-05 | 0 | 1.8711e-05 | 1.8711e-05 | 0 | 1.2508e-07 | 1.2508e-07 | 0 | 1.2508e-07
[79 empty] | WLDFR | HFTD - Transmission - Tier 2 - 115 kV or Lower | Non-Red Flag Warning - Large Fires | 2039 | 0 | 6.5028 | 0.81304 | 3.6355 | 2.0543 | 1.4167 | 1.3207e-05 | 0 | 1.8711e-05 | 1.8711e-05 | 0 | 1.2508e-07 | 1.2508e-07 | 0 | 1.2508e-07
[79 empty] | WLDFR | HFTD - Transmission - Tier 2 - 115 kV or Lower | Non-Red Flag Warning - Large Fires | 2040 | 0 | 6.5028 | 0.81304 | 3.6355 | 2.0543 | 1.4167 | 1.3207e-05 | 0 | 1.8711e-05 | 1.8711e-05 | 0 | 1.2508e-07 | 1.2508e-07 | 0 | 1.2508e-07
[79 empty] | WLDFR | HFTD - Transmission - Tier 2 - 115 kV or Lower | Non-Red Flag Warning - Large Fires | 2041 | 0 | 6.5028 | 0.81304 | 3.6355 | 2.0543 | 1.4167 | 1.3207e-05 | 0 | 1.8711e-05 | 1.8711e-05 | 0 | 1.3109e-07 | 1.3109e-07 | 0 | 1.3109e-07
[79 empty] | WLDFR | HFTD - Transmission - Tier 2 - 115 kV or Lower | Non-Red Flag Warning - Large Fires | 2042 | 0 | 6.5028 | 0.81304 | 3.6355 | 2.0543 | 1.4167 | 1.3207e-05 | 0 | 1.8711e-05 | 1.8711e-05 | 0 | 1.3109e-07 | 1.3109e-07 | 0 | 1.3109e-07
[79 empty] | WLDFR | HFTD - Transmission - Tier 2 - 115 kV or Lower | Non-Red Flag Warning - Large Fires | 2043 | 0 | 6.9209 | 0.84944 | 3.8632 | 2.2083 | 1.5229 | 1.3207e-05 | 0 | 2.0114e-05 | 2.0114e-05 | 0 | 1.3109e-07 | 1.3109e-07 | 0 | 1.3109e-07
[79 empty] | WLDFR | HFTD - Transmission - Tier 2 - 115 kV or Lower | Non-Red Flag Warning - Large Fires | 2044 | 0 | 6.9209 | 0.84944 | 3.8632 | 2.2083 | 1.5229 | 1.3207e-05 | 0 | 2.0114e-05 | 2.0114e-05 | 0 | 1.3109e-07 | 1.3109e-07 | 0 | 1.3109e-07
[79 empty] | WLDFR | HFTD - Transmission - Tier 2 - 115 kV or Lower | Non-Red Flag Warning - Large Fires | 2045 | 0 | 6.9209 | 0.84944 | 3.8632 | 2.2083 | 1.5229 | 1.3207e-05 | 0 | 2.0114e-05 | 2.0114e-05 | 0 | 0 | 1.3109e-07 | 0 | 1.3109e-07
[79 empty] | WLDFR | HFTD - Transmission - Tier 2 - 115 kV or Lower | Non-Red Flag Warning - Large Fires | 2046 | 0 | 6.9209 | 0.84944 | 3.8632 | 2.2083 | 1.5229 | 1.3207e-05 | 0 | 2.0114e-05 | 2.0114e-05 | 0 | 1.9046e-06 | 0 | 0 | 0
[79 empty] | WLDFR | HFTD - Transmission - Tier 2 - 115 kV or Lower | Non-Red Flag Warning - Large Fires | 2047 | 0 | 6.9209 | 0.84944 | 3.8632 | 2.2083 | 1.5229 | 1.3207e-05 | 0 | 2.0114e-05 | 2.0114e-05 | 0 | 1.9898e-06 | 1.9898e-06 | 0 | 1.9898e-06
[79 empty] | WLDFR | HFTD - Transmission - Tier 2 - 115 kV or Lower | Non-Red Flag Warning - Large Fires | 2048 | 0 | 7.3713 | 0.88759 | 4.1075 | 2.3763 | 1.6388 | 1.3207e-05 | 0 | 2.1644e-05 | 2.1644e-05 | 0 | 1.9898e-06 | 1.9898e-06 | 0 | 1.9898e-06
[79 empty] | WLDFR | HFTD - Transmission - Tier 2 - 115 kV or Lower | Non-Red Flag Warning - Large Fires | 2049 | 0 | 7.3713 | 0.88759 | 4.1075 | 2.3763 | 1.6388 | 1.3207e-05 | 0 | 2.1644e-05 | 2.1644e-05 | 0 | 1.9898e-06 | 1.9898e-06 | 0 | 1.9898e-06
[79 empty] | WLDFR | HFTD - Transmission - Tier 2 - 115 kV or Lower | Non-Red Flag Warning - Large Fires | 2050 | 0 | 7.3713 | 0.88759 | 4.1075 | 2.3763 | 1.6388 | 1.3207e-05 | 0 | 2.1644e-05 | 2.1644e-05 | 0 | 1.9898e-06 | 1.9898e-06 | 0 | 1.9898e-06
[79 empty] | WLDFR | HFTD - Transmission - Tier 2 - 115 kV or Lower | Non-Red Flag Warning - Large Fires | 2051 | 0 | 7.3713 | 0.88759 | 4.1075 | 2.3763 | 1.6388 | 1.3207e-05 | 0 | 2.1644e-05 | 2.1644e-05 | 0 | 1.9898e-06 | 1.9898e-06 | 0 | 1.9898e-06
[79 empty] | WLDFR | HFTD - Transmission - Tier 2 - 115 kV or Lower | Non-Red Flag Warning - Large Fires | 2052 | 0 | 7.3713 | 0.88759 | 4.1075 | 2.3763 | 1.6388 | 1.3207e-05 | 0 | 2.1644e-05 | 2.1644e-05 | 0 | 2.0996e-06 | 2.0996e-06 | 0 | 2.0996e-06
[79 empty] | WLDFR | HFTD - Transmission - Tier 2 - 115 kV or Lower | Non-Red Flag Warning - Large Fires | 2053 | 0 | 7.8503 | 0.92702 | 4.3664 | 2.5569 | 1.7633 | 1.3207e-05 | 0 | 2.3288e-05 | 2.3288e-05 | 0 | 2.0996e-06 | 2.0996e-06 | 0 | 2.0996e-06
[79 empty] | WLDFR | HFTD - Transmission - Tier 2 - 115 kV or Lower | Non-Red Flag Warning - Large Fires | 2054 | 0 | 7.8503 | 0.92702 | 4.3664 | 2.5569 | 1.7633 | 1.3207e-05 | 0 | 2.3288e-05 | 2.3288e-05 | 0 | 2.0996e-06 | 2.0996e-06 | 0 | 2.0996e-06
[79 empty] | WLDFR | HFTD - Transmission - Tier 2 - 115 kV or Lower | Non-Red Flag Warning - Large Fires | 2055 | 0 | 7.8503 | 0.92702 | 4.3664 | 2.5569 | 1.7633 | 1.3207e-05 | 0 | 2.3288e-05 | 2.3288e-05 | 0 | 2.0996e-06 | 2.0996e-06 | 0 | 2.0996e-06
[79 empty] | WLDFR | HFTD - Transmission - Tier 2 - 115 kV or Lower | Non-Red Flag Warning - Small Fires | 2026 | 0 | 0.080408 | 0.03759 | 0.0016314 | 0.041187 | 0.028403 | 0.002268 | 0 | 6.4419e-05 | 6.4419e-05 | 0 | 2.0996e-06 | 2.0996e-06 | 0 | 2.0996e-06
[79 empty] | WLDFR | HFTD - Transmission - Tier 2 - 115 kV or Lower | Non-Red Flag Warning - Small Fires | 2027 | 0 | 0.080408 | 0.03759 | 0.0016314 | 0.041187 | 0.028403 | 0.002268 | 0 | 6.4419e-05 | 6.4419e-05 | 0 | 2.2244e-06 | 2.2244e-06 | 0 | 2.2244e-06
[79 empty] | WLDFR | HFTD - Transmission - Tier 2 - 115 kV or Lower | Non-Red Flag Warning - Small Fires | 2028 | 0 | 0.083606 | 0.039055 | 0.001695 | 0.042856 | 0.029555 | 0.002268 | 0 | 6.7031e-05 | 6.7031e-05 | 0 | 2.2244e-06 | 2.2244e-06 | 0 | 2.2244e-06
[79 empty] | WLDFR | HFTD - Transmission - Tier 2 - 115 kV or Lower | Non-Red Flag Warning - Small Fires | 2029 | 0 | 0.083606 | 0.039055 | 0.001695 | 0.042856 | 0.029555 | 0.002268 | 0 | 6.7031e-05 | 6.7031e-05 | 0 | 2.2244e-06 | 2.2244e-06 | 0 | 2.2244e-06
[79 empty] | WLDFR | HFTD - Transmission - Tier 2 - 115 kV or Lower | Non-Red Flag Warning - Small Fires | 2030 | 0 | 0.083606 | 0.039055 | 0.001695 | 0.042856 | 0.029555 | 0.002268 | 0 | 6.7031e-05 | 6.7031e-05 | 0 | 2.2244e-06 | 2.2244e-06 | 0 | 2.2244e-06
[79 empty] | WLDFR | HFTD - Transmission - Tier 2 - 115 kV or Lower | Non-Red Flag Warning - Small Fires | 2031 | 0 | 0.083606 | 0.039055 | 0.001695 | 0.042856 | 0.029555 | 0.002268 | 0 | 6.7031e-05 | 6.7031e-05 | 0 | 2.2244e-06 | 2.2244e-06 | 0 | 2.2244e-06
[79 empty] | WLDFR | HFTD - Transmission - Tier 2 - 115 kV or Lower | Non-Red Flag Warning - Small Fires | 2032 | 0 | 0.083606 | 0.039055 | 0.001695 | 0.042856 | 0.029555 | 0.002268 | 0 | 6.7031e-05 | 6.7031e-05 | 0 | 2.3634e-06 | 2.3634e-06 | 0 | 2.3634e-06
[79 empty] | WLDFR | HFTD - Transmission - Tier 2 - 115 kV or Lower | Non-Red Flag Warning - Small Fires | 2033 | 0 | 0.087211 | 0.040679 | 0.0017655 | 0.044766 | 0.030872 | 0.002268 | 0 | 7.0018e-05 | 7.0018e-05 | 0 | 2.3634e-06 | 2.3634e-06 | 0 | 2.3634e-06
[79 empty] | WLDFR | HFTD - Transmission - Tier 2 - 115 kV or Lower | Non-Red Flag Warning - Small Fires | 2034 | 0 | 0.087211 | 0.040679 | 0.0017655 | 0.044766 | 0.030872 | 0.002268 | 0 | 7.0018e-05 | 7.0018e-05 | 0 | 2.3634e-06 | 2.3634e-06 | 0 | 2.3634e-06
[79 empty] | WLDFR | HFTD - Transmission - Tier 2 - 115 kV or Lower | Non-Red Flag Warning - Small Fires | 2035 | 0 | 0.087211 | 0.040679 | 0.0017655 | 0.044766 | 0.030872 | 0.002268 | 0 | 7.0018e-05 | 7.0018e-05 | 0 | 2.3634e-06 | 2.3634e-06 | 0 | 2.3634e-06
[79 empty] | WLDFR | HFTD - Transmission - Tier 2 - 115 kV or Lower | Non-Red Flag Warning - Small Fires | 2036 | 0 | 0.087211 | 0.040679 | 0.0017655 | 0.044766 | 0.030872 | 0.002268 | 0 | 7.0018e-05 | 7.0018e-05 | 0 | 2.3634e-06 | 2.3634e-06 | 0 | 2.3634e-06
[79 empty] | WLDFR | HFTD - Transmission - Tier 2 - 115 kV or Lower | Non-Red Flag Warning - Small Fires | 2037 | 0 | 0.087211 | 0.040679 | 0.0017655 | 0.044766 | 0.030872 | 0.002268 | 0 | 7.0018e-05 | 7.0018e-05 | 0 | 2.5153e-06 | 2.5153e-06 | 0 | 2.5153e-06
[79 empty] | WLDFR | HFTD - Transmission - Tier 2 - 115 kV or Lower | Non-Red Flag Warning - Small Fires | 2038 | 0 | 0.091184 | 0.042438 | 0.0018418 | 0.046905 | 0.032347 | 0.002268 | 0 | 7.3363e-05 | 7.3363e-05 | 0 | 2.5153e-06 | 2.5153e-06 | 0 | 2.5153e-06
[79 empty] | WLDFR | HFTD - Transmission - Tier 2 - 115 kV or Lower | Non-Red Flag Warning - Small Fires | 2039 | 0 | 0.091184 | 0.042438 | 0.0018418 | 0.046905 | 0.032347 | 0.002268 | 0 | 7.3363e-05 | 7.3363e-05 | 0 | 2.5153e-06 | 2.5153e-06 | 0 | 2.5153e-06
[79 empty] | WLDFR | HFTD - Transmission - Tier 2 - 115 kV or Lower | Non-Red Flag Warning - Small Fires | 2040 | 0 | 0.091184 | 0.042438 | 0.0018418 | 0.046905 | 0.032347 | 0.002268 | 0 | 7.3363e-05 | 7.3363e-05 | 0 | 2.5153e-06 | 2.5153e-06 | 0 | 2.5153e-06
[79 empty] | WLDFR | HFTD - Transmission - Tier 2 - 115 kV or Lower | Non-Red Flag Warning - Small Fires | 2041 | 0 | 0.091184 | 0.042438 | 0.0018418 | 0.046905 | 0.032347 | 0.002268 | 0 | 7.3363e-05 | 7.3363e-05 | 0 | 2.5153e-06 | 2.5153e-06 | 0 | 2.5153e-06
[79 empty] | WLDFR | HFTD - Transmission - Tier 2 - 115 kV or Lower | Non-Red Flag Warning - Small Fires | 2042 | 0 | 0.091184 | 0.042438 | 0.0018418 | 0.046905 | 0.032347 | 0.002268 | 0 | 7.3363e-05 | 7.3363e-05 | 0 | 2.679e-06 | 2.679e-06 | 0 | 2.679e-06
[79 empty] | WLDFR | HFTD - Transmission - Tier 2 - 115 kV or Lower | Non-Red Flag Warning - Small Fires | 2043 | 0 | 0.095486 | 0.044306 | 0.0019228 | 0.049257 | 0.033969 | 0.002268 | 0 | 7.7042e-05 | 7.7042e-05 | 0 | 2.679e-06 | 2.679e-06 | 0 | 2.679e-06
[79 empty] | WLDFR | HFTD - Transmission - Tier 2 - 115 kV or Lower | Non-Red Flag Warning - Small Fires | 2044 | 0 | 0.095486 | 0.044306 | 0.0019228 | 0.049257 | 0.033969 | 0.002268 | 0 | 7.7042e-05 | 7.7042e-05 | 0 | 2.679e-06 | 2.679e-06 | 0 | 2.679e-06
[79 empty] | WLDFR | HFTD - Transmission - Tier 2 - 115 kV or Lower | Non-Red Flag Warning - Small Fires | 2045 | 0 | 0.095486 | 0.044306 | 0.0019228 | 0.049257 | 0.033969 | 0.002268 | 0 | 7.7042e-05 | 7.7042e-05 | 0 | 2.679e-06 | 2.679e-06 | 0 | 2.679e-06
[79 empty] | WLDFR | HFTD - Transmission - Tier 2 - 115 kV or Lower | Non-Red Flag Warning - Small Fires | 2046 | 0 | 0.095486 | 0.044306 | 0.0019228 | 0.049257 | 0.033969 | 0.002268 | 0 | 7.7042e-05 | 7.7042e-05 | 0 | 0 | 2.679e-06 | 0 | 2.679e-06
[79 empty] | WLDFR | HFTD - Transmission - Tier 2 - 115 kV or Lower | Non-Red Flag Warning - Small Fires | 2047 | 0 | 0.095486 | 0.044306 | 0.0019228 | 0.049257 | 0.033969 | 0.002268 | 0 | 7.7042e-05 | 7.7042e-05 | 0 | 7.5628e-06 | 0 | 0 | 0
[79 empty] | WLDFR | HFTD - Transmission - Tier 2 - 115 kV or Lower | Non-Red Flag Warning - Small Fires | 2048 | 0 | 0.10007 | 0.04626 | 0.0020076 | 0.051804 | 0.035726 | 0.002268 | 0 | 8.1026e-05 | 8.1026e-05 | 0 | 7.8063e-06 | 7.8063e-06 | 0 | 7.8063e-06
[79 empty] | WLDFR | HFTD - Transmission - Tier 2 - 115 kV or Lower | Non-Red Flag Warning - Small Fires | 2049 | 0 | 0.10007 | 0.04626 | 0.0020076 | 0.051804 | 0.035726 | 0.002268 | 0 | 8.1026e-05 | 8.1026e-05 | 0 | 7.8063e-06 | 7.8063e-06 | 0 | 7.8063e-06
[79 empty] | WLDFR | HFTD - Transmission - Tier 2 - 115 kV or Lower | Non-Red Flag Warning - Small Fires | 2050 | 0 | 0.10007 | 0.04626 | 0.0020076 | 0.051804 | 0.035726 | 0.002268 | 0 | 8.1026e-05 | 8.1026e-05 | 0 | 7.8063e-06 | 7.8063e-06 | 0 | 7.8063e-06
[79 empty] | WLDFR | HFTD - Transmission - Tier 2 - 115 kV or Lower | Non-Red Flag Warning - Small Fires | 2051 | 0 | 0.10007 | 0.04626 | 0.0020076 | 0.051804 | 0.035726 | 0.002268 | 0 | 8.1026e-05 | 8.1026e-05 | 0 | 7.8063e-06 | 7.8063e-06 | 0 | 7.8063e-06
[79 empty] | WLDFR | HFTD - Transmission - Tier 2 - 115 kV or Lower | Non-Red Flag Warning - Small Fires | 2052 | 0 | 0.10007 | 0.04626 | 0.0020076 | 0.051804 | 0.035726 | 0.002268 | 0 | 8.1026e-05 | 8.1026e-05 | 0 | 7.8063e-06 | 7.8063e-06 | 0 | 7.8063e-06
[79 empty] | WLDFR | HFTD - Transmission - Tier 2 - 115 kV or Lower | Non-Red Flag Warning - Small Fires | 2053 | 0 | 0.10489 | 0.048274 | 0.002095 | 0.054525 | 0.037602 | 0.002268 | 0 | 8.5281e-05 | 8.5281e-05 | 0 | 8.1168e-06 | 8.1168e-06 | 0 | 8.1168e-06
[79 empty] | WLDFR | HFTD - Transmission - Tier 2 - 115 kV or Lower | Non-Red Flag Warning - Small Fires | 2054 | 0 | 0.10489 | 0.048274 | 0.002095 | 0.054525 | 0.037602 | 0.002268 | 0 | 8.5281e-05 | 8.5281e-05 | 0 | 8.1168e-06 | 8.1168e-06 | 0 | 8.1168e-06
[79 empty] | WLDFR | HFTD - Transmission - Tier 2 - 115 kV or Lower | Non-Red Flag Warning - Small Fires | 2055 | 0 | 0.10489 | 0.048274 | 0.002095 | 0.054525 | 0.037602 | 0.002268 | 0 | 8.5281e-05 | 8.5281e-05 | 0 | 8.1168e-06 | 8.1168e-06 | 0 | 8.1168e-06
[79 empty] | WLDFR | HFTD - Transmission - Tier 2 - 115 kV or Lower | Red Flag Warning - Catastrophic Fires | 2026 | 0 | 14664.6376 | 233.2301 | 8896.516 | 5534.8915 | 3817.0051 | 8.3846e-06 | 0 | 0.032004 | 0.032004 | 0 | 8.1168e-06 | 8.1168e-06 | 0 | 8.1168e-06
[79 empty] | WLDFR | HFTD - Transmission - Tier 2 - 115 kV or Lower | Red Flag Warning - Catastrophic Fires | 2027 | 0 | 14664.6376 | 233.2301 | 8896.516 | 5534.8915 | 3817.0051 | 8.3846e-06 | 0 | 0.032004 | 0.032004 | 0 | 8.1168e-06 | 8.1168e-06 | 0 | 8.1168e-06
[79 empty] | WLDFR | HFTD - Transmission - Tier 2 - 115 kV or Lower | Red Flag Warning - Catastrophic Fires | 2028 | 0 | 15317.9909 | 247.273 | 9287.6491 | 5783.0689 | 3988.1546 | 8.3846e-06 | 0 | 0.033439 | 0.033439 | 0 | 8.4667e-06 | 8.4667e-06 | 0 | 8.4667e-06
[79 empty] | WLDFR | HFTD - Transmission - Tier 2 - 115 kV or Lower | Red Flag Warning - Catastrophic Fires | 2029 | 0 | 15317.9909 | 247.273 | 9287.6491 | 5783.0689 | 3988.1546 | 8.3846e-06 | 0 | 0.033439 | 0.033439 | 0 | 8.4667e-06 | 8.4667e-06 | 0 | 8.4667e-06
[79 empty] | WLDFR | HFTD - Transmission - Tier 2 - 115 kV or Lower | Red Flag Warning - Catastrophic Fires | 2030 | 0 | 15317.9909 | 247.273 | 9287.6491 | 5783.0689 | 3988.1546 | 8.3846e-06 | 0 | 0.033439 | 0.033439 | 0 | 8.4667e-06 | 8.4667e-06 | 0 | 8.4667e-06
[79 empty] | WLDFR | HFTD - Transmission - Tier 2 - 115 kV or Lower | Red Flag Warning - Catastrophic Fires | 2031 | 0 | 15317.9909 | 247.273 | 9287.6491 | 5783.0689 | 3988.1546 | 8.3846e-06 | 0 | 0.033439 | 0.033439 | 0 | 8.4667e-06 | 8.4667e-06 | 0 | 8.4667e-06
[79 empty] | WLDFR | HFTD - Transmission - Tier 2 - 115 kV or Lower | Red Flag Warning - Catastrophic Fires | 2032 | 0 | 15317.9909 | 247.273 | 9287.6491 | 5783.0689 | 3988.1546 | 8.3846e-06 | 0 | 0.033439 | 0.033439 | 0 | 8.4667e-06 | 8.4667e-06 | 0 | 8.4667e-06
[79 empty] | WLDFR | HFTD - Transmission - Tier 2 - 115 kV or Lower | Red Flag Warning - Catastrophic Fires | 2033 | 0 | 16044.1264 | 263.1074 | 9721.74 | 6059.2791 | 4178.6364 | 8.3846e-06 | 0 | 0.035036 | 0.035036 | 0 | 8.8525e-06 | 8.8525e-06 | 0 | 8.8525e-06
[79 empty] | WLDFR | HFTD - Transmission - Tier 2 - 115 kV or Lower | Red Flag Warning - Catastrophic Fires | 2034 | 0 | 16044.1264 | 263.1074 | 9721.74 | 6059.2791 | 4178.6364 | 8.3846e-06 | 0 | 0.035036 | 0.035036 | 0 | 8.8525e-06 | 8.8525e-06 | 0 | 8.8525e-06
[79 empty] | WLDFR | HFTD - Transmission - Tier 2 - 115 kV or Lower | Red Flag Warning - Catastrophic Fires | 2035 | 0 | 16044.1264 | 263.1074 | 9721.74 | 6059.2791 | 4178.6364 | 8.3846e-06 | 0 | 0.035036 | 0.035036 | 0 | 8.8525e-06 | 8.8525e-06 | 0 | 8.8525e-06
[79 empty] | WLDFR | HFTD - Transmission - Tier 2 - 115 kV or Lower | Red Flag Warning - Catastrophic Fires | 2036 | 0 | 16044.1264 | 263.1074 | 9721.74 | 6059.2791 | 4178.6364 | 8.3846e-06 | 0 | 0.035036 | 0.035036 | 0 | 8.8525e-06 | 8.8525e-06 | 0 | 8.8525e-06
[79 empty] | WLDFR | HFTD - Transmission - Tier 2 - 115 kV or Lower | Red Flag Warning - Catastrophic Fires | 2037 | 0 | 16044.1264 | 263.1074 | 9721.74 | 6059.2791 | 4178.6364 | 8.3846e-06 | 0 | 0.035036 | 0.035036 | 0 | 8.8525e-06 | 8.8525e-06 | 0 | 8.8525e-06
[79 empty] | WLDFR | HFTD - Transmission - Tier 2 - 115 kV or Lower | Red Flag Warning - Catastrophic Fires | 2038 | 0 | 16832.3912 | 280.5544 | 10192.2718 | 6359.5651 | 4385.7214 | 8.3846e-06 | 0 | 0.036773 | 0.036773 | 0 | 9.2701e-06 | 9.2701e-06 | 0 | 9.2701e-06
[79 empty] | WLDFR | HFTD - Transmission - Tier 2 - 115 kV or Lower | Red Flag Warning - Catastrophic Fires | 2039 | 0 | 16832.3912 | 280.5544 | 10192.2718 | 6359.5651 | 4385.7214 | 8.3846e-06 | 0 | 0.036773 | 0.036773 | 0 | 9.2701e-06 | 9.2701e-06 | 0 | 9.2701e-06
[79 empty] | WLDFR | HFTD - Transmission - Tier 2 - 115 kV or Lower | Red Flag Warning - Catastrophic Fires | 2040 | 0 | 16832.3912 | 280.5544 | 10192.2718 | 6359.5651 | 4385.7214 | 8.3846e-06 | 0 | 0.036773 | 0.036773 | 0 | 9.2701e-06 | 9.2701e-06 | 0 | 9.2701e-06
[79 empty] | WLDFR | HFTD - Transmission - Tier 2 - 115 kV or Lower | Red Flag Warning - Catastrophic Fires | 2041 | 0 | 16832.3912 | 280.5544 | 10192.2718 | 6359.5651 | 4385.7214 | 8.3846e-06 | 0 | 0.036773 | 0.036773 | 0 | 9.2701e-06 | 9.2701e-06 | 0 | 9.2701e-06
[79 empty] | WLDFR | HFTD - Transmission - Tier 2 - 115 kV or Lower | Red Flag Warning - Catastrophic Fires | 2042 | 0 | 16832.3912 | 280.5544 | 10192.2718 | 6359.5651 | 4385.7214 | 8.3846e-06 | 0 | 0.036773 | 0.036773 | 0 | 9.2701e-06 | 9.2701e-06 | 0 | 9.2701e-06
[79 empty] | WLDFR | HFTD - Transmission - Tier 2 - 115 kV or Lower | Red Flag Warning - Catastrophic Fires | 2043 | 0 | 17672.0852 | 299.42 | 10692.7362 | 6679.929 | 4606.6527 | 8.3846e-06 | 0 | 0.038625 | 0.038625 | 0 | 9.7153e-06 | 9.7153e-06 | 0 | 9.7153e-06
[79 empty] | WLDFR | HFTD - Transmission - Tier 2 - 115 kV or Lower | Red Flag Warning - Catastrophic Fires | 2044 | 0 | 17672.0852 | 299.42 | 10692.7362 | 6679.929 | 4606.6527 | 8.3846e-06 | 0 | 0.038625 | 0.038625 | 0 | 9.7153e-06 | 9.7153e-06 | 0 | 9.7153e-06
[79 empty] | WLDFR | HFTD - Transmission - Tier 2 - 115 kV or Lower | Red Flag Warning - Catastrophic Fires | 2045 | 0 | 17672.0852 | 299.42 | 10692.7362 | 6679.929 | 4606.6527 | 8.3846e-06 | 0 | 0.038625 | 0.038625 | 0 | 9.7153e-06 | 9.7153e-06 | 0 | 9.7153e-06
[79 empty] | WLDFR | HFTD - Transmission - Tier 2 - 115 kV or Lower | Red Flag Warning - Catastrophic Fires | 2046 | 0 | 17672.0852 | 299.42 | 10692.7362 | 6679.929 | 4606.6527 | 8.3846e-06 | 0 | 0.038625 | 0.038625 | 0 | 9.7153e-06 | 9.7153e-06 | 0 | 9.7153e-06
[79 empty] | WLDFR | HFTD - Transmission - Tier 2 - 115 kV or Lower | Red Flag Warning - Catastrophic Fires | 2047 | 0 | 17672.0852 | 299.42 | 10692.7362 | 6679.929 | 4606.6527 | 8.3846e-06 | 0 | 0.038625 | 0.038625 | 0 | 0 | 9.7153e-06 | 0 | 9.7153e-06
[79 empty] | WLDFR | HFTD - Transmission - Tier 2 - 115 kV or Lower | Red Flag Warning - Catastrophic Fires | 2048 | 0 | 18552.3348 | 319.4911 | 11216.5626 | 7016.281 | 4838.6098 | 8.3846e-06 | 0 | 0.04057 | 0.04057 | 0 | 1.4442e-07 | 0 | 0 | 0
[79 empty] | WLDFR | HFTD - Transmission - Tier 2 - 115 kV or Lower | Red Flag Warning - Catastrophic Fires | 2049 | 0 | 18552.3348 | 319.4911 | 11216.5626 | 7016.281 | 4838.6098 | 8.3846e-06 | 0 | 0.04057 | 0.04057 | 0 | 1.4907e-07 | 1.4907e-07 | 0 | 1.4907e-07
[79 empty] | WLDFR | HFTD - Transmission - Tier 2 - 115 kV or Lower | Red Flag Warning - Catastrophic Fires | 2050 | 0 | 18552.3348 | 319.4911 | 11216.5626 | 7016.281 | 4838.6098 | 8.3846e-06 | 0 | 0.04057 | 0.04057 | 0 | 1.4907e-07 | 1.4907e-07 | 0 | 1.4907e-07
[79 empty] | WLDFR | HFTD - Transmission - Tier 2 - 115 kV or Lower | Red Flag Warning - Catastrophic Fires | 2051 | 0 | 18552.3348 | 319.4911 | 11216.5626 | 7016.281 | 4838.6098 | 8.3846e-06 | 0 | 0.04057 | 0.04057 | 0 | 1.4907e-07 | 1.4907e-07 | 0 | 1.4907e-07
[79 empty] | WLDFR | HFTD - Transmission - Tier 2 - 115 kV or Lower | Red Flag Warning - Catastrophic Fires | 2052 | 0 | 18552.3348 | 319.4911 | 11216.5626 | 7016.281 | 4838.6098 | 8.3846e-06 | 0 | 0.04057 | 0.04057 | 0 | 1.4907e-07 | 1.4907e-07 | 0 | 1.4907e-07
[79 empty] | WLDFR | HFTD - Transmission - Tier 2 - 115 kV or Lower | Red Flag Warning - Catastrophic Fires | 2053 | 0 | 19462.1283 | 340.5356 | 11757.1413 | 7364.4514 | 5078.7171 | 8.3846e-06 | 0 | 0.042583 | 0.042583 | 0 | 1.4907e-07 | 1.4907e-07 | 0 | 1.4907e-07
[79 empty] | WLDFR | HFTD - Transmission - Tier 2 - 115 kV or Lower | Red Flag Warning - Catastrophic Fires | 2054 | 0 | 19462.1283 | 340.5356 | 11757.1413 | 7364.4514 | 5078.7171 | 8.3846e-06 | 0 | 0.042583 | 0.042583 | 0 | 1.55e-07 | 1.55e-07 | 0 | 1.55e-07
[79 empty] | WLDFR | HFTD - Transmission - Tier 2 - 115 kV or Lower | Red Flag Warning - Catastrophic Fires | 2055 | 0 | 19462.1283 | 340.5356 | 11757.1413 | 7364.4514 | 5078.7171 | 8.3846e-06 | 0 | 0.042583 | 0.042583 | 0 | 1.55e-07 | 1.55e-07 | 0 | 1.55e-07
[79 empty] | WLDFR | HFTD - Transmission - Tier 2 - 115 kV or Lower | Red Flag Warning - Large Fires | 2026 | 0 | 5.475 | 0.71896 | 3.0715 | 1.6846 | 1.1617 | 7.1868e-06 | 0 | 8.3491e-06 | 8.3491e-06 | 0 | 1.55e-07 | 1.55e-07 | 0 | 1.55e-07
[79 empty] | WLDFR | HFTD - Transmission - Tier 2 - 115 kV or Lower | Red Flag Warning - Large Fires | 2027 | 0 | 5.475 | 0.71896 | 3.0715 | 1.6846 | 1.1617 | 7.1868e-06 | 0 | 8.3491e-06 | 8.3491e-06 | 0 | 1.55e-07 | 1.55e-07 | 0 | 1.55e-07
[79 empty] | WLDFR | HFTD - Transmission - Tier 2 - 115 kV or Lower | Red Flag Warning - Large Fires | 2028 | 0 | 5.777 | 0.74734 | 3.238 | 1.7917 | 1.2356 | 7.1868e-06 | 0 | 8.8802e-06 | 8.8802e-06 | 0 | 1.55e-07 | 1.55e-07 | 0 | 1.55e-07
[79 empty] | WLDFR | HFTD - Transmission - Tier 2 - 115 kV or Lower | Red Flag Warning - Large Fires | 2029 | 0 | 5.777 | 0.74734 | 3.238 | 1.7917 | 1.2356 | 7.1868e-06 | 0 | 8.8802e-06 | 8.8802e-06 | 0 | 1.6168e-07 | 1.6168e-07 | 0 | 1.6168e-07
[79 empty] | WLDFR | HFTD - Transmission - Tier 2 - 115 kV or Lower | Red Flag Warning - Large Fires | 2030 | 0 | 5.777 | 0.74734 | 3.238 | 1.7917 | 1.2356 | 7.1868e-06 | 0 | 8.8802e-06 | 8.8802e-06 | 0 | 1.6168e-07 | 1.6168e-07 | 0 | 1.6168e-07
[79 empty] | WLDFR | HFTD - Transmission - Tier 2 - 115 kV or Lower | Red Flag Warning - Large Fires | 2031 | 0 | 5.777 | 0.74734 | 3.238 | 1.7917 | 1.2356 | 7.1868e-06 | 0 | 8.8802e-06 | 8.8802e-06 | 0 | 1.6168e-07 | 1.6168e-07 | 0 | 1.6168e-07
[79 empty] | WLDFR | HFTD - Transmission - Tier 2 - 115 kV or Lower | Red Flag Warning - Large Fires | 2032 | 0 | 5.777 | 0.74734 | 3.238 | 1.7917 | 1.2356 | 7.1868e-06 | 0 | 8.8802e-06 | 8.8802e-06 | 0 | 1.6168e-07 | 1.6168e-07 | 0 | 1.6168e-07
[79 empty] | WLDFR | HFTD - Transmission - Tier 2 - 115 kV or Lower | Red Flag Warning - Large Fires | 2033 | 0 | 6.1205 | 0.77885 | 3.4265 | 1.9151 | 1.3207 | 7.1868e-06 | 0 | 9.4918e-06 | 9.4918e-06 | 0 | 1.6168e-07 | 1.6168e-07 | 0 | 1.6168e-07
[79 empty] | WLDFR | HFTD - Transmission - Tier 2 - 115 kV or Lower | Red Flag Warning - Large Fires | 2034 | 0 | 6.1205 | 0.77885 | 3.4265 | 1.9151 | 1.3207 | 7.1868e-06 | 0 | 9.4918e-06 | 9.4918e-06 | 0 | 1.6905e-07 | 1.6905e-07 | 0 | 1.6905e-07
[79 empty] | WLDFR | HFTD - Transmission - Tier 2 - 115 kV or Lower | Red Flag Warning - Large Fires | 2035 | 0 | 6.1205 | 0.77885 | 3.4265 | 1.9151 | 1.3207 | 7.1868e-06 | 0 | 9.4918e-06 | 9.4918e-06 | 0 | 1.6905e-07 | 1.6905e-07 | 0 | 1.6905e-07
[79 empty] | WLDFR | HFTD - Transmission - Tier 2 - 115 kV or Lower | Red Flag Warning - Large Fires | 2036 | 0 | 6.1205 | 0.77885 | 3.4265 | 1.9151 | 1.3207 | 7.1868e-06 | 0 | 9.4918e-06 | 9.4918e-06 | 0 | 1.6905e-07 | 1.6905e-07 | 0 | 1.6905e-07
[79 empty] | WLDFR | HFTD - Transmission - Tier 2 - 115 kV or Lower | Red Flag Warning - Large Fires | 2037 | 0 | 6.1205 | 0.77885 | 3.4265 | 1.9151 | 1.3207 | 7.1868e-06 | 0 | 9.4918e-06 | 9.4918e-06 | 0 | 1.6905e-07 | 1.6905e-07 | 0 | 1.6905e-07
[79 empty] | WLDFR | HFTD - Transmission - Tier 2 - 115 kV or Lower | Red Flag Warning - Large Fires | 2038 | 0 | 6.5028 | 0.81304 | 3.6355 | 2.0543 | 1.4167 | 7.1868e-06 | 0 | 1.0181e-05 | 1.0181e-05 | 0 | 1.6905e-07 | 1.6905e-07 | 0 | 1.6905e-07
[79 empty] | WLDFR | HFTD - Transmission - Tier 2 - 115 kV or Lower | Red Flag Warning - Large Fires | 2039 | 0 | 6.5028 | 0.81304 | 3.6355 | 2.0543 | 1.4167 | 7.1868e-06 | 0 | 1.0181e-05 | 1.0181e-05 | 0 | 1.7703e-07 | 1.7703e-07 | 0 | 1.7703e-07
[79 empty] | WLDFR | HFTD - Transmission - Tier 2 - 115 kV or Lower | Red Flag Warning - Large Fires | 2040 | 0 | 6.5028 | 0.81304 | 3.6355 | 2.0543 | 1.4167 | 7.1868e-06 | 0 | 1.0181e-05 | 1.0181e-05 | 0 | 1.7703e-07 | 1.7703e-07 | 0 | 1.7703e-07
[79 empty] | WLDFR | HFTD - Transmission - Tier 2 - 115 kV or Lower | Red Flag Warning - Large Fires | 2041 | 0 | 6.5028 | 0.81304 | 3.6355 | 2.0543 | 1.4167 | 7.1868e-06 | 0 | 1.0181e-05 | 1.0181e-05 | 0 | 1.7703e-07 | 1.7703e-07 | 0 | 1.7703e-07
[79 empty] | WLDFR | HFTD - Transmission - Tier 2 - 115 kV or Lower | Red Flag Warning - Large Fires | 2042 | 0 | 6.5028 | 0.81304 | 3.6355 | 2.0543 | 1.4167 | 7.1868e-06 | 0 | 1.0181e-05 | 1.0181e-05 | 0 | 1.7703e-07 | 1.7703e-07 | 0 | 1.7703e-07
[79 empty] | WLDFR | HFTD - Transmission - Tier 2 - 115 kV or Lower | Red Flag Warning - Large Fires | 2043 | 0 | 6.9209 | 0.84944 | 3.8632 | 2.2083 | 1.5229 | 7.1868e-06 | 0 | 1.0945e-05 | 1.0945e-05 | 0 | 1.7703e-07 | 1.7703e-07 | 0 | 1.7703e-07
[79 empty] | WLDFR | HFTD - Transmission - Tier 2 - 115 kV or Lower | Red Flag Warning - Large Fires | 2044 | 0 | 6.9209 | 0.84944 | 3.8632 | 2.2083 | 1.5229 | 7.1868e-06 | 0 | 1.0945e-05 | 1.0945e-05 | 0 | 1.8553e-07 | 1.8553e-07 | 0 | 1.8553e-07
[79 empty] | WLDFR | HFTD - Transmission - Tier 2 - 115 kV or Lower | Red Flag Warning - Large Fires | 2045 | 0 | 6.9209 | 0.84944 | 3.8632 | 2.2083 | 1.5229 | 7.1868e-06 | 0 | 1.0945e-05 | 1.0945e-05 | 0 | 1.8553e-07 | 1.8553e-07 | 0 | 1.8553e-07
[79 empty] | WLDFR | HFTD - Transmission - Tier 2 - 115 kV or Lower | Red Flag Warning - Large Fires | 2046 | 0 | 6.9209 | 0.84944 | 3.8632 | 2.2083 | 1.5229 | 7.1868e-06 | 0 | 1.0945e-05 | 1.0945e-05 | 0 | 1.8553e-07 | 1.8553e-07 | 0 | 1.8553e-07
[79 empty] | WLDFR | HFTD - Transmission - Tier 2 - 115 kV or Lower | Red Flag Warning - Large Fires | 2047 | 0 | 6.9209 | 0.84944 | 3.8632 | 2.2083 | 1.5229 | 7.1868e-06 | 0 | 1.0945e-05 | 1.0945e-05 | 0 | 1.8553e-07 | 1.8553e-07 | 0 | 1.8553e-07
[79 empty] | WLDFR | HFTD - Transmission - Tier 2 - 115 kV or Lower | Red Flag Warning - Large Fires | 2048 | 0 | 7.3713 | 0.88759 | 4.1075 | 2.3763 | 1.6388 | 7.1868e-06 | 0 | 1.1777e-05 | 1.1777e-05 | 0 | 0 | 1.8553e-07 | 0 | 1.8553e-07
[79 empty] | WLDFR | HFTD - Transmission - Tier 2 - 115 kV or Lower | Red Flag Warning - Large Fires | 2049 | 0 | 7.3713 | 0.88759 | 4.1075 | 2.3763 | 1.6388 | 7.1868e-06 | 0 | 1.1777e-05 | 1.1777e-05 | 0 | 6.3841e-06 | 0 | 0 | 0
[79 empty] | WLDFR | HFTD - Transmission - Tier 2 - 115 kV or Lower | Red Flag Warning - Large Fires | 2050 | 0 | 7.3713 | 0.88759 | 4.1075 | 2.3763 | 1.6388 | 7.1868e-06 | 0 | 1.1777e-05 | 1.1777e-05 | 0 | 6.6697e-06 | 6.6697e-06 | 0 | 6.6697e-06
[79 empty] | WLDFR | HFTD - Transmission - Tier 2 - 115 kV or Lower | Red Flag Warning - Large Fires | 2051 | 0 | 7.3713 | 0.88759 | 4.1075 | 2.3763 | 1.6388 | 7.1868e-06 | 0 | 1.1777e-05 | 1.1777e-05 | 0 | 6.6697e-06 | 6.6697e-06 | 0 | 6.6697e-06
[79 empty] | WLDFR | HFTD - Transmission - Tier 2 - 115 kV or Lower | Red Flag Warning - Large Fires | 2052 | 0 | 7.3713 | 0.88759 | 4.1075 | 2.3763 | 1.6388 | 7.1868e-06 | 0 | 1.1777e-05 | 1.1777e-05 | 0 | 6.6697e-06 | 6.6697e-06 | 0 | 6.6697e-06
[79 empty] | WLDFR | HFTD - Transmission - Tier 2 - 115 kV or Lower | Red Flag Warning - Large Fires | 2053 | 0 | 7.8503 | 0.92702 | 4.3664 | 2.5569 | 1.7633 | 7.1868e-06 | 0 | 1.2672e-05 | 1.2672e-05 | 0 | 6.6697e-06 | 6.6697e-06 | 0 | 6.6697e-06
[79 empty] | WLDFR | HFTD - Transmission - Tier 2 - 115 kV or Lower | Red Flag Warning - Large Fires | 2054 | 0 | 7.8503 | 0.92702 | 4.3664 | 2.5569 | 1.7633 | 7.1868e-06 | 0 | 1.2672e-05 | 1.2672e-05 | 0 | 6.6697e-06 | 6.6697e-06 | 0 | 6.6697e-06
[79 empty] | WLDFR | HFTD - Transmission - Tier 2 - 115 kV or Lower | Red Flag Warning - Large Fires | 2055 | 0 | 7.8503 | 0.92702 | 4.3664 | 2.5569 | 1.7633 | 7.1868e-06 | 0 | 1.2672e-05 | 1.2672e-05 | 0 | 7.0376e-06 | 7.0376e-06 | 0 | 7.0376e-06
[79 empty] | WLDFR | HFTD - Transmission - Tier 2 - 115 kV or Lower | Red Flag Warning - Small Fires | 2026 | 0 | 0.080408 | 0.03759 | 0.0016314 | 0.041187 | 0.028403 | 9.8752e-05 | 0 | 2.8049e-06 | 2.8049e-06 | 0 | 7.0376e-06 | 7.0376e-06 | 0 | 7.0376e-06
[79 empty] | WLDFR | HFTD - Transmission - Tier 2 - 115 kV or Lower | Red Flag Warning - Small Fires | 2027 | 0 | 0.080408 | 0.03759 | 0.0016314 | 0.041187 | 0.028403 | 9.8752e-05 | 0 | 2.8049e-06 | 2.8049e-06 | 0 | 7.0376e-06 | 7.0376e-06 | 0 | 7.0376e-06
[79 empty] | WLDFR | HFTD - Transmission - Tier 2 - 115 kV or Lower | Red Flag Warning - Small Fires | 2028 | 0 | 0.083606 | 0.039055 | 0.001695 | 0.042856 | 0.029555 | 9.8752e-05 | 0 | 2.9186e-06 | 2.9186e-06 | 0 | 7.0376e-06 | 7.0376e-06 | 0 | 7.0376e-06
[79 empty] | WLDFR | HFTD - Transmission - Tier 2 - 115 kV or Lower | Red Flag Warning - Small Fires | 2029 | 0 | 0.083606 | 0.039055 | 0.001695 | 0.042856 | 0.029555 | 9.8752e-05 | 0 | 2.9186e-06 | 2.9186e-06 | 0 | 7.0376e-06 | 7.0376e-06 | 0 | 7.0376e-06
[79 empty] | WLDFR | HFTD - Transmission - Tier 2 - 115 kV or Lower | Red Flag Warning - Small Fires | 2030 | 0 | 0.083606 | 0.039055 | 0.001695 | 0.042856 | 0.029555 | 9.8752e-05 | 0 | 2.9186e-06 | 2.9186e-06 | 0 | 7.456e-06 | 7.456e-06 | 0 | 7.456e-06
[79 empty] | WLDFR | HFTD - Transmission - Tier 2 - 115 kV or Lower | Red Flag Warning - Small Fires | 2031 | 0 | 0.083606 | 0.039055 | 0.001695 | 0.042856 | 0.029555 | 9.8752e-05 | 0 | 2.9186e-06 | 2.9186e-06 | 0 | 7.456e-06 | 7.456e-06 | 0 | 7.456e-06
[79 empty] | WLDFR | HFTD - Transmission - Tier 2 - 115 kV or Lower | Red Flag Warning - Small Fires | 2032 | 0 | 0.083606 | 0.039055 | 0.001695 | 0.042856 | 0.029555 | 9.8752e-05 | 0 | 2.9186e-06 | 2.9186e-06 | 0 | 7.456e-06 | 7.456e-06 | 0 | 7.456e-06
[79 empty] | WLDFR | HFTD - Transmission - Tier 2 - 115 kV or Lower | Red Flag Warning - Small Fires | 2033 | 0 | 0.087211 | 0.040679 | 0.0017655 | 0.044766 | 0.030872 | 9.8752e-05 | 0 | 3.0487e-06 | 3.0487e-06 | 0 | 7.456e-06 | 7.456e-06 | 0 | 7.456e-06
[79 empty] | WLDFR | HFTD - Transmission - Tier 2 - 115 kV or Lower | Red Flag Warning - Small Fires | 2034 | 0 | 0.087211 | 0.040679 | 0.0017655 | 0.044766 | 0.030872 | 9.8752e-05 | 0 | 3.0487e-06 | 3.0487e-06 | 0 | 7.456e-06 | 7.456e-06 | 0 | 7.456e-06
[79 empty] | WLDFR | HFTD - Transmission - Tier 2 - 115 kV or Lower | Red Flag Warning - Small Fires | 2035 | 0 | 0.087211 | 0.040679 | 0.0017655 | 0.044766 | 0.030872 | 9.8752e-05 | 0 | 3.0487e-06 | 3.0487e-06 | 0 | 7.9217e-06 | 7.9217e-06 | 0 | 7.9217e-06
[79 empty] | WLDFR | HFTD - Transmission - Tier 2 - 115 kV or Lower | Red Flag Warning - Small Fires | 2036 | 0 | 0.087211 | 0.040679 | 0.0017655 | 0.044766 | 0.030872 | 9.8752e-05 | 0 | 3.0487e-06 | 3.0487e-06 | 0 | 7.9217e-06 | 7.9217e-06 | 0 | 7.9217e-06
[79 empty] | WLDFR | HFTD - Transmission - Tier 2 - 115 kV or Lower | Red Flag Warning - Small Fires | 2037 | 0 | 0.087211 | 0.040679 | 0.0017655 | 0.044766 | 0.030872 | 9.8752e-05 | 0 | 3.0487e-06 | 3.0487e-06 | 0 | 7.9217e-06 | 7.9217e-06 | 0 | 7.9217e-06
[79 empty] | WLDFR | HFTD - Transmission - Tier 2 - 115 kV or Lower | Red Flag Warning - Small Fires | 2038 | 0 | 0.091184 | 0.042438 | 0.0018418 | 0.046905 | 0.032347 | 9.8752e-05 | 0 | 3.1943e-06 | 3.1943e-06 | 0 | 7.9217e-06 | 7.9217e-06 | 0 | 7.9217e-06
[79 empty] | WLDFR | HFTD - Transmission - Tier 2 - 115 kV or Lower | Red Flag Warning - Small Fires | 2039 | 0 | 0.091184 | 0.042438 | 0.0018418 | 0.046905 | 0.032347 | 9.8752e-05 | 0 | 3.1943e-06 | 3.1943e-06 | 0 | 7.9217e-06 | 7.9217e-06 | 0 | 7.9217e-06
[79 empty] | WLDFR | HFTD - Transmission - Tier 2 - 115 kV or Lower | Red Flag Warning - Small Fires | 2040 | 0 | 0.091184 | 0.042438 | 0.0018418 | 0.046905 | 0.032347 | 9.8752e-05 | 0 | 3.1943e-06 | 3.1943e-06 | 0 | 8.4311e-06 | 8.4311e-06 | 0 | 8.4311e-06
[79 empty] | WLDFR | HFTD - Transmission - Tier 2 - 115 kV or Lower | Red Flag Warning - Small Fires | 2041 | 0 | 0.091184 | 0.042438 | 0.0018418 | 0.046905 | 0.032347 | 9.8752e-05 | 0 | 3.1943e-06 | 3.1943e-06 | 0 | 8.4311e-06 | 8.4311e-06 | 0 | 8.4311e-06
[79 empty] | WLDFR | HFTD - Transmission - Tier 2 - 115 kV or Lower | Red Flag Warning - Small Fires | 2042 | 0 | 0.091184 | 0.042438 | 0.0018418 | 0.046905 | 0.032347 | 9.8752e-05 | 0 | 3.1943e-06 | 3.1943e-06 | 0 | 8.4311e-06 | 8.4311e-06 | 0 | 8.4311e-06
[79 empty] | WLDFR | HFTD - Transmission - Tier 2 - 115 kV or Lower | Red Flag Warning - Small Fires | 2043 | 0 | 0.095486 | 0.044306 | 0.0019228 | 0.049257 | 0.033969 | 9.8752e-05 | 0 | 3.3545e-06 | 3.3545e-06 | 0 | 8.4311e-06 | 8.4311e-06 | 0 | 8.4311e-06
[79 empty] | WLDFR | HFTD - Transmission - Tier 2 - 115 kV or Lower | Red Flag Warning - Small Fires | 2044 | 0 | 0.095486 | 0.044306 | 0.0019228 | 0.049257 | 0.033969 | 9.8752e-05 | 0 | 3.3545e-06 | 3.3545e-06 | 0 | 8.4311e-06 | 8.4311e-06 | 0 | 8.4311e-06
[79 empty] | WLDFR | HFTD - Transmission - Tier 2 - 115 kV or Lower | Red Flag Warning - Small Fires | 2045 | 0 | 0.095486 | 0.044306 | 0.0019228 | 0.049257 | 0.033969 | 9.8752e-05 | 0 | 3.3545e-06 | 3.3545e-06 | 0 | 8.9798e-06 | 8.9798e-06 | 0 | 8.9798e-06
[79 empty] | WLDFR | HFTD - Transmission - Tier 2 - 115 kV or Lower | Red Flag Warning - Small Fires | 2046 | 0 | 0.095486 | 0.044306 | 0.0019228 | 0.049257 | 0.033969 | 9.8752e-05 | 0 | 3.3545e-06 | 3.3545e-06 | 0 | 8.9798e-06 | 8.9798e-06 | 0 | 8.9798e-06
[79 empty] | WLDFR | HFTD - Transmission - Tier 2 - 115 kV or Lower | Red Flag Warning - Small Fires | 2047 | 0 | 0.095486 | 0.044306 | 0.0019228 | 0.049257 | 0.033969 | 9.8752e-05 | 0 | 3.3545e-06 | 3.3545e-06 | 0 | 8.9798e-06 | 8.9798e-06 | 0 | 8.9798e-06
[79 empty] | WLDFR | HFTD - Transmission - Tier 2 - 115 kV or Lower | Red Flag Warning - Small Fires | 2048 | 0 | 0.10007 | 0.04626 | 0.0020076 | 0.051804 | 0.035726 | 9.8752e-05 | 0 | 3.528e-06 | 3.528e-06 | 0 | 8.9798e-06 | 8.9798e-06 | 0 | 8.9798e-06
[79 empty] | WLDFR | HFTD - Transmission - Tier 2 - 115 kV or Lower | Red Flag Warning - Small Fires | 2049 | 0 | 0.10007 | 0.04626 | 0.0020076 | 0.051804 | 0.035726 | 9.8752e-05 | 0 | 3.528e-06 | 3.528e-06 | 0 | 0 | 8.9798e-06 | 0 | 8.9798e-06
[79 empty] | WLDFR | HFTD - Transmission - Tier 2 - 115 kV or Lower | Red Flag Warning - Small Fires | 2050 | 0 | 0.10007 | 0.04626 | 0.0020076 | 0.051804 | 0.035726 | 9.8752e-05 | 0 | 3.528e-06 | 3.528e-06 | 0 | 1.9633e-05 | 0 | 0 | 0
[79 empty] | WLDFR | HFTD - Transmission - Tier 2 - 115 kV or Lower | Red Flag Warning - Small Fires | 2051 | 0 | 0.10007 | 0.04626 | 0.0020076 | 0.051804 | 0.035726 | 9.8752e-05 | 0 | 3.528e-06 | 3.528e-06 | 0 | 2.0265e-05 | 2.0265e-05 | 0 | 2.0265e-05
[79 empty] | WLDFR | HFTD - Transmission - Tier 2 - 115 kV or Lower | Red Flag Warning - Small Fires | 2052 | 0 | 0.10007 | 0.04626 | 0.0020076 | 0.051804 | 0.035726 | 9.8752e-05 | 0 | 3.528e-06 | 3.528e-06 | 0 | 2.0265e-05 | 2.0265e-05 | 0 | 2.0265e-05
[79 empty] | WLDFR | HFTD - Transmission - Tier 2 - 115 kV or Lower | Red Flag Warning - Small Fires | 2053 | 0 | 0.10489 | 0.048274 | 0.002095 | 0.054525 | 0.037602 | 9.8752e-05 | 0 | 3.7133e-06 | 3.7133e-06 | 0 | 2.0265e-05 | 2.0265e-05 | 0 | 2.0265e-05
[79 empty] | WLDFR | HFTD - Transmission - Tier 2 - 115 kV or Lower | Red Flag Warning - Small Fires | 2054 | 0 | 0.10489 | 0.048274 | 0.002095 | 0.054525 | 0.037602 | 9.8752e-05 | 0 | 3.7133e-06 | 3.7133e-06 | 0 | 2.0265e-05 | 2.0265e-05 | 0 | 2.0265e-05
[79 empty] | WLDFR | HFTD - Transmission - Tier 2 - 115 kV or Lower | Red Flag Warning - Small Fires | 2055 | 0 | 0.10489 | 0.048274 | 0.002095 | 0.054525 | 0.037602 | 9.8752e-05 | 0 | 3.7133e-06 | 3.7133e-06 | 0 | 2.0265e-05 | 2.0265e-05 | 0 | 2.0265e-05
[79 empty] | WLDFR | HFTD - Transmission - Tier 2 - 230 kV or Higher | Non-Red Flag Warning - Catastrophic Fires | 2026 | 0 | 14664.6376 | 233.2301 | 8896.516 | 5534.8915 | 3817.0051 | 3.0839e-07 | 0 | 0.0011771 | 0.0011771 | 0 | 2.1072e-05 | 2.1072e-05 | 0 | 2.1072e-05
[79 empty] | WLDFR | HFTD - Transmission - Tier 2 - 230 kV or Higher | Non-Red Flag Warning - Catastrophic Fires | 2027 | 0 | 14664.6376 | 233.2301 | 8896.516 | 5534.8915 | 3817.0051 | 3.0839e-07 | 0 | 0.0011771 | 0.0011771 | 0 | 2.1072e-05 | 2.1072e-05 | 0 | 2.1072e-05
[79 empty] | WLDFR | HFTD - Transmission - Tier 2 - 230 kV or Higher | Non-Red Flag Warning - Catastrophic Fires | 2028 | 0 | 15317.9909 | 247.273 | 9287.6491 | 5783.0689 | 3988.1546 | 3.0839e-07 | 0 | 0.0012299 | 0.0012299 | 0 | 2.1072e-05 | 2.1072e-05 | 0 | 2.1072e-05
[79 empty] | WLDFR | HFTD - Transmission - Tier 2 - 230 kV or Higher | Non-Red Flag Warning - Catastrophic Fires | 2029 | 0 | 15317.9909 | 247.273 | 9287.6491 | 5783.0689 | 3988.1546 | 3.0839e-07 | 0 | 0.0012299 | 0.0012299 | 0 | 2.1072e-05 | 2.1072e-05 | 0 | 2.1072e-05
[79 empty] | WLDFR | HFTD - Transmission - Tier 2 - 230 kV or Higher | Non-Red Flag Warning - Catastrophic Fires | 2030 | 0 | 15317.9909 | 247.273 | 9287.6491 | 5783.0689 | 3988.1546 | 3.0839e-07 | 0 | 0.0012299 | 0.0012299 | 0 | 2.1072e-05 | 2.1072e-05 | 0 | 2.1072e-05
[79 empty] | WLDFR | HFTD - Transmission - Tier 2 - 230 kV or Higher | Non-Red Flag Warning - Catastrophic Fires | 2031 | 0 | 15317.9909 | 247.273 | 9287.6491 | 5783.0689 | 3988.1546 | 3.0839e-07 | 0 | 0.0012299 | 0.0012299 | 0 | 2.198e-05 | 2.198e-05 | 0 | 2.198e-05
[79 empty] | WLDFR | HFTD - Transmission - Tier 2 - 230 kV or Higher | Non-Red Flag Warning - Catastrophic Fires | 2032 | 0 | 15317.9909 | 247.273 | 9287.6491 | 5783.0689 | 3988.1546 | 3.0839e-07 | 0 | 0.0012299 | 0.0012299 | 0 | 2.198e-05 | 2.198e-05 | 0 | 2.198e-05
[79 empty] | WLDFR | HFTD - Transmission - Tier 2 - 230 kV or Higher | Non-Red Flag Warning - Catastrophic Fires | 2033 | 0 | 16044.1264 | 263.1074 | 9721.74 | 6059.2791 | 4178.6364 | 3.0839e-07 | 0 | 0.0012887 | 0.0012887 | 0 | 2.198e-05 | 2.198e-05 | 0 | 2.198e-05
[79 empty] | WLDFR | HFTD - Transmission - Tier 2 - 230 kV or Higher | Non-Red Flag Warning - Catastrophic Fires | 2034 | 0 | 16044.1264 | 263.1074 | 9721.74 | 6059.2791 | 4178.6364 | 3.0839e-07 | 0 | 0.0012887 | 0.0012887 | 0 | 2.198e-05 | 2.198e-05 | 0 | 2.198e-05
[79 empty] | WLDFR | HFTD - Transmission - Tier 2 - 230 kV or Higher | Non-Red Flag Warning - Catastrophic Fires | 2035 | 0 | 16044.1264 | 263.1074 | 9721.74 | 6059.2791 | 4178.6364 | 3.0839e-07 | 0 | 0.0012887 | 0.0012887 | 0 | 2.198e-05 | 2.198e-05 | 0 | 2.198e-05
[79 empty] | WLDFR | HFTD - Transmission - Tier 2 - 230 kV or Higher | Non-Red Flag Warning - Catastrophic Fires | 2036 | 0 | 16044.1264 | 263.1074 | 9721.74 | 6059.2791 | 4178.6364 | 3.0839e-07 | 0 | 0.0012887 | 0.0012887 | 0 | 2.2981e-05 | 2.2981e-05 | 0 | 2.2981e-05
[79 empty] | WLDFR | HFTD - Transmission - Tier 2 - 230 kV or Higher | Non-Red Flag Warning - Catastrophic Fires | 2037 | 0 | 16044.1264 | 263.1074 | 9721.74 | 6059.2791 | 4178.6364 | 3.0839e-07 | 0 | 0.0012887 | 0.0012887 | 0 | 2.2981e-05 | 2.2981e-05 | 0 | 2.2981e-05
[79 empty] | WLDFR | HFTD - Transmission - Tier 2 - 230 kV or Higher | Non-Red Flag Warning - Catastrophic Fires | 2038 | 0 | 16832.3912 | 280.5544 | 10192.2718 | 6359.5651 | 4385.7214 | 3.0839e-07 | 0 | 0.0013525 | 0.0013525 | 0 | 2.2981e-05 | 2.2981e-05 | 0 | 2.2981e-05
[79 empty] | WLDFR | HFTD - Transmission - Tier 2 - 230 kV or Higher | Non-Red Flag Warning - Catastrophic Fires | 2039 | 0 | 16832.3912 | 280.5544 | 10192.2718 | 6359.5651 | 4385.7214 | 3.0839e-07 | 0 | 0.0013525 | 0.0013525 | 0 | 2.2981e-05 | 2.2981e-05 | 0 | 2.2981e-05
[79 empty] | WLDFR | HFTD - Transmission - Tier 2 - 230 kV or Higher | Non-Red Flag Warning - Catastrophic Fires | 2040 | 0 | 16832.3912 | 280.5544 | 10192.2718 | 6359.5651 | 4385.7214 | 3.0839e-07 | 0 | 0.0013525 | 0.0013525 | 0 | 2.2981e-05 | 2.2981e-05 | 0 | 2.2981e-05
[79 empty] | WLDFR | HFTD - Transmission - Tier 2 - 230 kV or Higher | Non-Red Flag Warning - Catastrophic Fires | 2041 | 0 | 16832.3912 | 280.5544 | 10192.2718 | 6359.5651 | 4385.7214 | 3.0839e-07 | 0 | 0.0013525 | 0.0013525 | 0 | 2.4065e-05 | 2.4065e-05 | 0 | 2.4065e-05
[79 empty] | WLDFR | HFTD - Transmission - Tier 2 - 230 kV or Higher | Non-Red Flag Warning - Catastrophic Fires | 2042 | 0 | 16832.3912 | 280.5544 | 10192.2718 | 6359.5651 | 4385.7214 | 3.0839e-07 | 0 | 0.0013525 | 0.0013525 | 0 | 2.4065e-05 | 2.4065e-05 | 0 | 2.4065e-05
[79 empty] | WLDFR | HFTD - Transmission - Tier 2 - 230 kV or Higher | Non-Red Flag Warning - Catastrophic Fires | 2043 | 0 | 17672.0852 | 299.42 | 10692.7362 | 6679.929 | 4606.6527 | 3.0839e-07 | 0 | 0.0014207 | 0.0014207 | 0 | 2.4065e-05 | 2.4065e-05 | 0 | 2.4065e-05
[79 empty] | WLDFR | HFTD - Transmission - Tier 2 - 230 kV or Higher | Non-Red Flag Warning - Catastrophic Fires | 2044 | 0 | 17672.0852 | 299.42 | 10692.7362 | 6679.929 | 4606.6527 | 3.0839e-07 | 0 | 0.0014207 | 0.0014207 | 0 | 2.4065e-05 | 2.4065e-05 | 0 | 2.4065e-05
[79 empty] | WLDFR | HFTD - Transmission - Tier 2 - 230 kV or Higher | Non-Red Flag Warning - Catastrophic Fires | 2045 | 0 | 17672.0852 | 299.42 | 10692.7362 | 6679.929 | 4606.6527 | 3.0839e-07 | 0 | 0.0014207 | 0.0014207 | 0 | 2.4065e-05 | 2.4065e-05 | 0 | 2.4065e-05
[79 empty] | WLDFR | HFTD - Transmission - Tier 2 - 230 kV or Higher | Non-Red Flag Warning - Catastrophic Fires | 2046 | 0 | 17672.0852 | 299.42 | 10692.7362 | 6679.929 | 4606.6527 | 3.0839e-07 | 0 | 0.0014207 | 0.0014207 | 0 | 2.5221e-05 | 2.5221e-05 | 0 | 2.5221e-05
[79 empty] | WLDFR | HFTD - Transmission - Tier 2 - 230 kV or Higher | Non-Red Flag Warning - Catastrophic Fires | 2047 | 0 | 17672.0852 | 299.42 | 10692.7362 | 6679.929 | 4606.6527 | 3.0839e-07 | 0 | 0.0014207 | 0.0014207 | 0 | 2.5221e-05 | 2.5221e-05 | 0 | 2.5221e-05
[79 empty] | WLDFR | HFTD - Transmission - Tier 2 - 230 kV or Higher | Non-Red Flag Warning - Catastrophic Fires | 2048 | 0 | 18552.3348 | 319.4911 | 11216.5626 | 7016.281 | 4838.6098 | 3.0839e-07 | 0 | 0.0014922 | 0.0014922 | 0 | 2.5221e-05 | 2.5221e-05 | 0 | 2.5221e-05
[79 empty] | WLDFR | HFTD - Transmission - Tier 2 - 230 kV or Higher | Non-Red Flag Warning - Catastrophic Fires | 2049 | 0 | 18552.3348 | 319.4911 | 11216.5626 | 7016.281 | 4838.6098 | 3.0839e-07 | 0 | 0.0014922 | 0.0014922 | 0 | 2.5221e-05 | 2.5221e-05 | 0 | 2.5221e-05
[79 empty] | WLDFR | HFTD - Transmission - Tier 2 - 230 kV or Higher | Non-Red Flag Warning - Catastrophic Fires | 2050 | 0 | 18552.3348 | 319.4911 | 11216.5626 | 7016.281 | 4838.6098 | 3.0839e-07 | 0 | 0.0014922 | 0.0014922 | 0 | 0 | 2.5221e-05 | 0 | 2.5221e-05
[79 empty] | WLDFR | HFTD - Transmission - Tier 2 - 230 kV or Higher | Non-Red Flag Warning - Catastrophic Fires | 2051 | 0 | 18552.3348 | 319.4911 | 11216.5626 | 7016.281 | 4838.6098 | 3.0839e-07 | 0 | 0.0014922 | 0.0014922 | 0 | 0.00018078 | 0 | 0 | 0
[79 empty] | WLDFR | HFTD - Transmission - Tier 2 - 230 kV or Higher | Non-Red Flag Warning - Catastrophic Fires | 2052 | 0 | 18552.3348 | 319.4911 | 11216.5626 | 7016.281 | 4838.6098 | 3.0839e-07 | 0 | 0.0014922 | 0.0014922 | 0 | 0.0001874 | 0.0001874 | 0 | 0.0001874
[79 empty] | WLDFR | HFTD - Transmission - Tier 2 - 230 kV or Higher | Non-Red Flag Warning - Catastrophic Fires | 2053 | 0 | 19462.1283 | 340.5356 | 11757.1413 | 7364.4514 | 5078.7171 | 3.0839e-07 | 0 | 0.0015662 | 0.0015662 | 0 | 0.0001874 | 0.0001874 | 0 | 0.0001874
[79 empty] | WLDFR | HFTD - Transmission - Tier 2 - 230 kV or Higher | Non-Red Flag Warning - Catastrophic Fires | 2054 | 0 | 19462.1283 | 340.5356 | 11757.1413 | 7364.4514 | 5078.7171 | 3.0839e-07 | 0 | 0.0015662 | 0.0015662 | 0 | 0.0001874 | 0.0001874 | 0 | 0.0001874
[79 empty] | WLDFR | HFTD - Transmission - Tier 2 - 230 kV or Higher | Non-Red Flag Warning - Catastrophic Fires | 2055 | 0 | 19462.1283 | 340.5356 | 11757.1413 | 7364.4514 | 5078.7171 | 3.0839e-07 | 0 | 0.0015662 | 0.0015662 | 0 | 0.0001874 | 0.0001874 | 0 | 0.0001874
[79 empty] | WLDFR | HFTD - Transmission - Tier 2 - 230 kV or Higher | Non-Red Flag Warning - Large Fires | 2026 | 0 | 5.475 | 0.71896 | 3.0715 | 1.6846 | 1.1617 | 2.7755e-06 | 0 | 3.2244e-06 | 3.2244e-06 | 0 | 0.0001874 | 0.0001874 | 0 | 0.0001874
[79 empty] | WLDFR | HFTD - Transmission - Tier 2 - 230 kV or Higher | Non-Red Flag Warning - Large Fires | 2027 | 0 | 5.475 | 0.71896 | 3.0715 | 1.6846 | 1.1617 | 2.7755e-06 | 0 | 3.2244e-06 | 3.2244e-06 | 0 | 0.00019575 | 0.00019575 | 0 | 0.00019575
[79 empty] | WLDFR | HFTD - Transmission - Tier 2 - 230 kV or Higher | Non-Red Flag Warning - Large Fires | 2028 | 0 | 5.777 | 0.74734 | 3.238 | 1.7917 | 1.2356 | 2.7755e-06 | 0 | 3.4295e-06 | 3.4295e-06 | 0 | 0.00019575 | 0.00019575 | 0 | 0.00019575
[79 empty] | WLDFR | HFTD - Transmission - Tier 2 - 230 kV or Higher | Non-Red Flag Warning - Large Fires | 2029 | 0 | 5.777 | 0.74734 | 3.238 | 1.7917 | 1.2356 | 2.7755e-06 | 0 | 3.4295e-06 | 3.4295e-06 | 0 | 0.00019575 | 0.00019575 | 0 | 0.00019575
[79 empty] | WLDFR | HFTD - Transmission - Tier 2 - 230 kV or Higher | Non-Red Flag Warning - Large Fires | 2030 | 0 | 5.777 | 0.74734 | 3.238 | 1.7917 | 1.2356 | 2.7755e-06 | 0 | 3.4295e-06 | 3.4295e-06 | 0 | 0.00019575 | 0.00019575 | 0 | 0.00019575
[79 empty] | WLDFR | HFTD - Transmission - Tier 2 - 230 kV or Higher | Non-Red Flag Warning - Large Fires | 2031 | 0 | 5.777 | 0.74734 | 3.238 | 1.7917 | 1.2356 | 2.7755e-06 | 0 | 3.4295e-06 | 3.4295e-06 | 0 | 0.00019575 | 0.00019575 | 0 | 0.00019575
[79 empty] | WLDFR | HFTD - Transmission - Tier 2 - 230 kV or Higher | Non-Red Flag Warning - Large Fires | 2032 | 0 | 5.777 | 0.74734 | 3.238 | 1.7917 | 1.2356 | 2.7755e-06 | 0 | 3.4295e-06 | 3.4295e-06 | 0 | 0.00020503 | 0.00020503 | 0 | 0.00020503
[79 empty] | WLDFR | HFTD - Transmission - Tier 2 - 230 kV or Higher | Non-Red Flag Warning - Large Fires | 2033 | 0 | 6.1205 | 0.77885 | 3.4265 | 1.9151 | 1.3207 | 2.7755e-06 | 0 | 3.6657e-06 | 3.6657e-06 | 0 | 0.00020503 | 0.00020503 | 0 | 0.00020503
[79 empty] | WLDFR | HFTD - Transmission - Tier 2 - 230 kV or Higher | Non-Red Flag Warning - Large Fires | 2034 | 0 | 6.1205 | 0.77885 | 3.4265 | 1.9151 | 1.3207 | 2.7755e-06 | 0 | 3.6657e-06 | 3.6657e-06 | 0 | 0.00020503 | 0.00020503 | 0 | 0.00020503
[79 empty] | WLDFR | HFTD - Transmission - Tier 2 - 230 kV or Higher | Non-Red Flag Warning - Large Fires | 2035 | 0 | 6.1205 | 0.77885 | 3.4265 | 1.9151 | 1.3207 | 2.7755e-06 | 0 | 3.6657e-06 | 3.6657e-06 | 0 | 0.00020503 | 0.00020503 | 0 | 0.00020503
[79 empty] | WLDFR | HFTD - Transmission - Tier 2 - 230 kV or Higher | Non-Red Flag Warning - Large Fires | 2036 | 0 | 6.1205 | 0.77885 | 3.4265 | 1.9151 | 1.3207 | 2.7755e-06 | 0 | 3.6657e-06 | 3.6657e-06 | 0 | 0.00020503 | 0.00020503 | 0 | 0.00020503
[79 empty] | WLDFR | HFTD - Transmission - Tier 2 - 230 kV or Higher | Non-Red Flag Warning - Large Fires | 2037 | 0 | 6.1205 | 0.77885 | 3.4265 | 1.9151 | 1.3207 | 2.7755e-06 | 0 | 3.6657e-06 | 3.6657e-06 | 0 | 0.0002151 | 0.0002151 | 0 | 0.0002151
[79 empty] | WLDFR | HFTD - Transmission - Tier 2 - 230 kV or Higher | Non-Red Flag Warning - Large Fires | 2038 | 0 | 6.5028 | 0.81304 | 3.6355 | 2.0543 | 1.4167 | 2.7755e-06 | 0 | 3.932e-06 | 3.932e-06 | 0 | 0.0002151 | 0.0002151 | 0 | 0.0002151
[79 empty] | WLDFR | HFTD - Transmission - Tier 2 - 230 kV or Higher | Non-Red Flag Warning - Large Fires | 2039 | 0 | 6.5028 | 0.81304 | 3.6355 | 2.0543 | 1.4167 | 2.7755e-06 | 0 | 3.932e-06 | 3.932e-06 | 0 | 0.0002151 | 0.0002151 | 0 | 0.0002151
[79 empty] | WLDFR | HFTD - Transmission - Tier 2 - 230 kV or Higher | Non-Red Flag Warning - Large Fires | 2040 | 0 | 6.5028 | 0.81304 | 3.6355 | 2.0543 | 1.4167 | 2.7755e-06 | 0 | 3.932e-06 | 3.932e-06 | 0 | 0.0002151 | 0.0002151 | 0 | 0.0002151
[79 empty] | WLDFR | HFTD - Transmission - Tier 2 - 230 kV or Higher | Non-Red Flag Warning - Large Fires | 2041 | 0 | 6.5028 | 0.81304 | 3.6355 | 2.0543 | 1.4167 | 2.7755e-06 | 0 | 3.932e-06 | 3.932e-06 | 0 | 0.0002151 | 0.0002151 | 0 | 0.0002151
[79 empty] | WLDFR | HFTD - Transmission - Tier 2 - 230 kV or Higher | Non-Red Flag Warning - Large Fires | 2042 | 0 | 6.5028 | 0.81304 | 3.6355 | 2.0543 | 1.4167 | 2.7755e-06 | 0 | 3.932e-06 | 3.932e-06 | 0 | 0.00022583 | 0.00022583 | 0 | 0.00022583
[79 empty] | WLDFR | HFTD - Transmission - Tier 2 - 230 kV or Higher | Non-Red Flag Warning - Large Fires | 2043 | 0 | 6.9209 | 0.84944 | 3.8632 | 2.2083 | 1.5229 | 2.7755e-06 | 0 | 4.2269e-06 | 4.2269e-06 | 0 | 0.00022583 | 0.00022583 | 0 | 0.00022583
[79 empty] | WLDFR | HFTD - Transmission - Tier 2 - 230 kV or Higher | Non-Red Flag Warning - Large Fires | 2044 | 0 | 6.9209 | 0.84944 | 3.8632 | 2.2083 | 1.5229 | 2.7755e-06 | 0 | 4.2269e-06 | 4.2269e-06 | 0 | 0.00022583 | 0.00022583 | 0 | 0.00022583
[79 empty] | WLDFR | HFTD - Transmission - Tier 2 - 230 kV or Higher | Non-Red Flag Warning - Large Fires | 2045 | 0 | 6.9209 | 0.84944 | 3.8632 | 2.2083 | 1.5229 | 2.7755e-06 | 0 | 4.2269e-06 | 4.2269e-06 | 0 | 0.00022583 | 0.00022583 | 0 | 0.00022583
[79 empty] | WLDFR | HFTD - Transmission - Tier 2 - 230 kV or Higher | Non-Red Flag Warning - Large Fires | 2046 | 0 | 6.9209 | 0.84944 | 3.8632 | 2.2083 | 1.5229 | 2.7755e-06 | 0 | 4.2269e-06 | 4.2269e-06 | 0 | 0.00022583 | 0.00022583 | 0 | 0.00022583
[79 empty] | WLDFR | HFTD - Transmission - Tier 2 - 230 kV or Higher | Non-Red Flag Warning - Large Fires | 2047 | 0 | 6.9209 | 0.84944 | 3.8632 | 2.2083 | 1.5229 | 2.7755e-06 | 0 | 4.2269e-06 | 4.2269e-06 | 0 | 0.00023708 | 0.00023708 | 0 | 0.00023708
[79 empty] | WLDFR | HFTD - Transmission - Tier 2 - 230 kV or Higher | Non-Red Flag Warning - Large Fires | 2048 | 0 | 7.3713 | 0.88759 | 4.1075 | 2.3763 | 1.6388 | 2.7755e-06 | 0 | 4.5484e-06 | 4.5484e-06 | 0 | 0.00023708 | 0.00023708 | 0 | 0.00023708
[79 empty] | WLDFR | HFTD - Transmission - Tier 2 - 230 kV or Higher | Non-Red Flag Warning - Large Fires | 2049 | 0 | 7.3713 | 0.88759 | 4.1075 | 2.3763 | 1.6388 | 2.7755e-06 | 0 | 4.5484e-06 | 4.5484e-06 | 0 | 0.00023708 | 0.00023708 | 0 | 0.00023708
[79 empty] | WLDFR | HFTD - Transmission - Tier 2 - 230 kV or Higher | Non-Red Flag Warning - Large Fires | 2050 | 0 | 7.3713 | 0.88759 | 4.1075 | 2.3763 | 1.6388 | 2.7755e-06 | 0 | 4.5484e-06 | 4.5484e-06 | 0 | 0.00023708 | 0.00023708 | 0 | 0.00023708
[79 empty] | WLDFR | HFTD - Transmission - Tier 2 - 230 kV or Higher | Non-Red Flag Warning - Large Fires | 2051 | 0 | 7.3713 | 0.88759 | 4.1075 | 2.3763 | 1.6388 | 2.7755e-06 | 0 | 4.5484e-06 | 4.5484e-06 | 0 | 0 | 0.00023708 | 0 | 0.00023708
[79 empty] | WLDFR | HFTD - Transmission - Tier 2 - 230 kV or Higher | Non-Red Flag Warning - Large Fires | 2052 | 0 | 7.3713 | 0.88759 | 4.1075 | 2.3763 | 1.6388 | 2.7755e-06 | 0 | 4.5484e-06 | 4.5484e-06 | 0 | 3.2159e-05 | 0 | 0 | 0
[79 empty] | WLDFR | HFTD - Transmission - Tier 2 - 230 kV or Higher | Non-Red Flag Warning - Large Fires | 2053 | 0 | 7.8503 | 0.92702 | 4.3664 | 2.5569 | 1.7633 | 2.7755e-06 | 0 | 4.894e-06 | 4.894e-06 | 0 | 3.3334e-05 | 3.3334e-05 | 0 | 3.3334e-05
[79 empty] | WLDFR | HFTD - Transmission - Tier 2 - 230 kV or Higher | Non-Red Flag Warning - Large Fires | 2054 | 0 | 7.8503 | 0.92702 | 4.3664 | 2.5569 | 1.7633 | 2.7755e-06 | 0 | 4.894e-06 | 4.894e-06 | 0 | 3.3334e-05 | 3.3334e-05 | 0 | 3.3334e-05
[79 empty] | WLDFR | HFTD - Transmission - Tier 2 - 230 kV or Higher | Non-Red Flag Warning - Large Fires | 2055 | 0 | 7.8503 | 0.92702 | 4.3664 | 2.5569 | 1.7633 | 2.7755e-06 | 0 | 4.894e-06 | 4.894e-06 | 0 | 3.3334e-05 | 3.3334e-05 | 0 | 3.3334e-05
[79 empty] | WLDFR | HFTD - Transmission - Tier 2 - 230 kV or Higher | Non-Red Flag Warning - Small Fires | 2026 | 0 | 0.080408 | 0.03759 | 0.0016314 | 0.041187 | 0.028403 | 0.00047662 | 0 | 1.3538e-05 | 1.3538e-05 | 0 | 3.3334e-05 | 3.3334e-05 | 0 | 3.3334e-05
[79 empty] | WLDFR | HFTD - Transmission - Tier 2 - 230 kV or Higher | Non-Red Flag Warning - Small Fires | 2027 | 0 | 0.080408 | 0.03759 | 0.0016314 | 0.041187 | 0.028403 | 0.00047662 | 0 | 1.3538e-05 | 1.3538e-05 | 0 | 3.3334e-05 | 3.3334e-05 | 0 | 3.3334e-05
[79 empty] | WLDFR | HFTD - Transmission - Tier 2 - 230 kV or Higher | Non-Red Flag Warning - Small Fires | 2028 | 0 | 0.083606 | 0.039055 | 0.001695 | 0.042856 | 0.029555 | 0.00047662 | 0 | 1.4086e-05 | 1.4086e-05 | 0 | 3.4814e-05 | 3.4814e-05 | 0 | 3.4814e-05
[79 empty] | WLDFR | HFTD - Transmission - Tier 2 - 230 kV or Higher | Non-Red Flag Warning - Small Fires | 2029 | 0 | 0.083606 | 0.039055 | 0.001695 | 0.042856 | 0.029555 | 0.00047662 | 0 | 1.4086e-05 | 1.4086e-05 | 0 | 3.4814e-05 | 3.4814e-05 | 0 | 3.4814e-05
[79 empty] | WLDFR | HFTD - Transmission - Tier 2 - 230 kV or Higher | Non-Red Flag Warning - Small Fires | 2030 | 0 | 0.083606 | 0.039055 | 0.001695 | 0.042856 | 0.029555 | 0.00047662 | 0 | 1.4086e-05 | 1.4086e-05 | 0 | 3.4814e-05 | 3.4814e-05 | 0 | 3.4814e-05
[79 empty] | WLDFR | HFTD - Transmission - Tier 2 - 230 kV or Higher | Non-Red Flag Warning - Small Fires | 2031 | 0 | 0.083606 | 0.039055 | 0.001695 | 0.042856 | 0.029555 | 0.00047662 | 0 | 1.4086e-05 | 1.4086e-05 | 0 | 3.4814e-05 | 3.4814e-05 | 0 | 3.4814e-05
[79 empty] | WLDFR | HFTD - Transmission - Tier 2 - 230 kV or Higher | Non-Red Flag Warning - Small Fires | 2032 | 0 | 0.083606 | 0.039055 | 0.001695 | 0.042856 | 0.029555 | 0.00047662 | 0 | 1.4086e-05 | 1.4086e-05 | 0 | 3.4814e-05 | 3.4814e-05 | 0 | 3.4814e-05
[79 empty] | WLDFR | HFTD - Transmission - Tier 2 - 230 kV or Higher | Non-Red Flag Warning - Small Fires | 2033 | 0 | 0.087211 | 0.040679 | 0.0017655 | 0.044766 | 0.030872 | 0.00047662 | 0 | 1.4714e-05 | 1.4714e-05 | 0 | 3.6457e-05 | 3.6457e-05 | 0 | 3.6457e-05
[79 empty] | WLDFR | HFTD - Transmission - Tier 2 - 230 kV or Higher | Non-Red Flag Warning - Small Fires | 2034 | 0 | 0.087211 | 0.040679 | 0.0017655 | 0.044766 | 0.030872 | 0.00047662 | 0 | 1.4714e-05 | 1.4714e-05 | 0 | 3.6457e-05 | 3.6457e-05 | 0 | 3.6457e-05
[79 empty] | WLDFR | HFTD - Transmission - Tier 2 - 230 kV or Higher | Non-Red Flag Warning - Small Fires | 2035 | 0 | 0.087211 | 0.040679 | 0.0017655 | 0.044766 | 0.030872 | 0.00047662 | 0 | 1.4714e-05 | 1.4714e-05 | 0 | 3.6457e-05 | 3.6457e-05 | 0 | 3.6457e-05
[79 empty] | WLDFR | HFTD - Transmission - Tier 2 - 230 kV or Higher | Non-Red Flag Warning - Small Fires | 2036 | 0 | 0.087211 | 0.040679 | 0.0017655 | 0.044766 | 0.030872 | 0.00047662 | 0 | 1.4714e-05 | 1.4714e-05 | 0 | 3.6457e-05 | 3.6457e-05 | 0 | 3.6457e-05
[79 empty] | WLDFR | HFTD - Transmission - Tier 2 - 230 kV or Higher | Non-Red Flag Warning - Small Fires | 2037 | 0 | 0.087211 | 0.040679 | 0.0017655 | 0.044766 | 0.030872 | 0.00047662 | 0 | 1.4714e-05 | 1.4714e-05 | 0 | 3.6457e-05 | 3.6457e-05 | 0 | 3.6457e-05
[79 empty] | WLDFR | HFTD - Transmission - Tier 2 - 230 kV or Higher | Non-Red Flag Warning - Small Fires | 2038 | 0 | 0.091184 | 0.042438 | 0.0018418 | 0.046905 | 0.032347 | 0.00047662 | 0 | 1.5417e-05 | 1.5417e-05 | 0 | 3.8238e-05 | 3.8238e-05 | 0 | 3.8238e-05
[79 empty] | WLDFR | HFTD - Transmission - Tier 2 - 230 kV or Higher | Non-Red Flag Warning - Small Fires | 2039 | 0 | 0.091184 | 0.042438 | 0.0018418 | 0.046905 | 0.032347 | 0.00047662 | 0 | 1.5417e-05 | 1.5417e-05 | 0 | 3.8238e-05 | 3.8238e-05 | 0 | 3.8238e-05
[79 empty] | WLDFR | HFTD - Transmission - Tier 2 - 230 kV or Higher | Non-Red Flag Warning - Small Fires | 2040 | 0 | 0.091184 | 0.042438 | 0.0018418 | 0.046905 | 0.032347 | 0.00047662 | 0 | 1.5417e-05 | 1.5417e-05 | 0 | 3.8238e-05 | 3.8238e-05 | 0 | 3.8238e-05
[79 empty] | WLDFR | HFTD - Transmission - Tier 2 - 230 kV or Higher | Non-Red Flag Warning - Small Fires | 2041 | 0 | 0.091184 | 0.042438 | 0.0018418 | 0.046905 | 0.032347 | 0.00047662 | 0 | 1.5417e-05 | 1.5417e-05 | 0 | 3.8238e-05 | 3.8238e-05 | 0 | 3.8238e-05
[79 empty] | WLDFR | HFTD - Transmission - Tier 2 - 230 kV or Higher | Non-Red Flag Warning - Small Fires | 2042 | 0 | 0.091184 | 0.042438 | 0.0018418 | 0.046905 | 0.032347 | 0.00047662 | 0 | 1.5417e-05 | 1.5417e-05 | 0 | 3.8238e-05 | 3.8238e-05 | 0 | 3.8238e-05
[79 empty] | WLDFR | HFTD - Transmission - Tier 2 - 230 kV or Higher | Non-Red Flag Warning - Small Fires | 2043 | 0 | 0.095486 | 0.044306 | 0.0019228 | 0.049257 | 0.033969 | 0.00047662 | 0 | 1.619e-05 | 1.619e-05 | 0 | 4.0134e-05 | 4.0134e-05 | 0 | 4.0134e-05
[79 empty] | WLDFR | HFTD - Transmission - Tier 2 - 230 kV or Higher | Non-Red Flag Warning - Small Fires | 2044 | 0 | 0.095486 | 0.044306 | 0.0019228 | 0.049257 | 0.033969 | 0.00047662 | 0 | 1.619e-05 | 1.619e-05 | 0 | 4.0134e-05 | 4.0134e-05 | 0 | 4.0134e-05
[79 empty] | WLDFR | HFTD - Transmission - Tier 2 - 230 kV or Higher | Non-Red Flag Warning - Small Fires | 2045 | 0 | 0.095486 | 0.044306 | 0.0019228 | 0.049257 | 0.033969 | 0.00047662 | 0 | 1.619e-05 | 1.619e-05 | 0 | 4.0134e-05 | 4.0134e-05 | 0 | 4.0134e-05
[79 empty] | WLDFR | HFTD - Transmission - Tier 2 - 230 kV or Higher | Non-Red Flag Warning - Small Fires | 2046 | 0 | 0.095486 | 0.044306 | 0.0019228 | 0.049257 | 0.033969 | 0.00047662 | 0 | 1.619e-05 | 1.619e-05 | 0 | 4.0134e-05 | 4.0134e-05 | 0 | 4.0134e-05
[79 empty] | WLDFR | HFTD - Transmission - Tier 2 - 230 kV or Higher | Non-Red Flag Warning - Small Fires | 2047 | 0 | 0.095486 | 0.044306 | 0.0019228 | 0.049257 | 0.033969 | 0.00047662 | 0 | 1.619e-05 | 1.619e-05 | 0 | 4.0134e-05 | 4.0134e-05 | 0 | 4.0134e-05
[79 empty] | WLDFR | HFTD - Transmission - Tier 2 - 230 kV or Higher | Non-Red Flag Warning - Small Fires | 2048 | 0 | 0.10007 | 0.04626 | 0.0020076 | 0.051804 | 0.035726 | 0.00047662 | 0 | 1.7027e-05 | 1.7027e-05 | 0 | 4.212e-05 | 4.212e-05 | 0 | 4.212e-05
[79 empty] | WLDFR | HFTD - Transmission - Tier 2 - 230 kV or Higher | Non-Red Flag Warning - Small Fires | 2049 | 0 | 0.10007 | 0.04626 | 0.0020076 | 0.051804 | 0.035726 | 0.00047662 | 0 | 1.7027e-05 | 1.7027e-05 | 0 | 4.212e-05 | 4.212e-05 | 0 | 4.212e-05
[79 empty] | WLDFR | HFTD - Transmission - Tier 2 - 230 kV or Higher | Non-Red Flag Warning - Small Fires | 2050 | 0 | 0.10007 | 0.04626 | 0.0020076 | 0.051804 | 0.035726 | 0.00047662 | 0 | 1.7027e-05 | 1.7027e-05 | 0 | 4.212e-05 | 4.212e-05 | 0 | 4.212e-05
[79 empty] | WLDFR | HFTD - Transmission - Tier 2 - 230 kV or Higher | Non-Red Flag Warning - Small Fires | 2051 | 0 | 0.10007 | 0.04626 | 0.0020076 | 0.051804 | 0.035726 | 0.00047662 | 0 | 1.7027e-05 | 1.7027e-05 | 0 | 4.212e-05 | 4.212e-05 | 0 | 4.212e-05
[79 empty] | WLDFR | HFTD - Transmission - Tier 2 - 230 kV or Higher | Non-Red Flag Warning - Small Fires | 2052 | 0 | 0.10007 | 0.04626 | 0.0020076 | 0.051804 | 0.035726 | 0.00047662 | 0 | 1.7027e-05 | 1.7027e-05 | 0 | 0 | 4.212e-05 | 0 | 4.212e-05
[79 empty] | WLDFR | HFTD - Transmission - Tier 2 - 230 kV or Higher | Non-Red Flag Warning - Small Fires | 2053 | 0 | 0.10489 | 0.048274 | 0.002095 | 0.054525 | 0.037602 | 0.00047662 | 0 | 1.7922e-05 | 1.7922e-05 | 0 | 8.6104e-07 | 0 | 0 | 0
[79 empty] | WLDFR | HFTD - Transmission - Tier 2 - 230 kV or Higher | Non-Red Flag Warning - Small Fires | 2054 | 0 | 0.10489 | 0.048274 | 0.002095 | 0.054525 | 0.037602 | 0.00047662 | 0 | 1.7922e-05 | 1.7922e-05 | 0 | 8.9957e-07 | 8.9957e-07 | 0 | 8.9957e-07
[79 empty] | WLDFR | HFTD - Transmission - Tier 2 - 230 kV or Higher | Non-Red Flag Warning - Small Fires | 2055 | 0 | 0.10489 | 0.048274 | 0.002095 | 0.054525 | 0.037602 | 0.00047662 | 0 | 1.7922e-05 | 1.7922e-05 | 0 | 8.9957e-07 | 8.9957e-07 | 0 | 8.9957e-07
[79 empty] | WLDFR | HFTD - Transmission - Tier 2 - 230 kV or Higher | Red Flag Warning - Catastrophic Fires | 2026 | 0 | 14664.6376 | 233.2301 | 8896.516 | 5534.8915 | 3817.0051 | 1.8906e-06 | 0 | 0.0072165 | 0.0072165 | 0 | 8.9957e-07 | 8.9957e-07 | 0 | 8.9957e-07
[79 empty] | WLDFR | HFTD - Transmission - Tier 2 - 230 kV or Higher | Red Flag Warning - Catastrophic Fires | 2027 | 0 | 14664.6376 | 233.2301 | 8896.516 | 5534.8915 | 3817.0051 | 1.8906e-06 | 0 | 0.0072165 | 0.0072165 | 0 | 8.9957e-07 | 8.9957e-07 | 0 | 8.9957e-07
[79 empty] | WLDFR | HFTD - Transmission - Tier 2 - 230 kV or Higher | Red Flag Warning - Catastrophic Fires | 2028 | 0 | 15317.9909 | 247.273 | 9287.6491 | 5783.0689 | 3988.1546 | 1.8906e-06 | 0 | 0.0075401 | 0.0075401 | 0 | 8.9957e-07 | 8.9957e-07 | 0 | 8.9957e-07
[79 empty] | WLDFR | HFTD - Transmission - Tier 2 - 230 kV or Higher | Red Flag Warning - Catastrophic Fires | 2029 | 0 | 15317.9909 | 247.273 | 9287.6491 | 5783.0689 | 3988.1546 | 1.8906e-06 | 0 | 0.0075401 | 0.0075401 | 0 | 9.4918e-07 | 9.4918e-07 | 0 | 9.4918e-07
[79 empty] | WLDFR | HFTD - Transmission - Tier 2 - 230 kV or Higher | Red Flag Warning - Catastrophic Fires | 2030 | 0 | 15317.9909 | 247.273 | 9287.6491 | 5783.0689 | 3988.1546 | 1.8906e-06 | 0 | 0.0075401 | 0.0075401 | 0 | 9.4918e-07 | 9.4918e-07 | 0 | 9.4918e-07
[79 empty] | WLDFR | HFTD - Transmission - Tier 2 - 230 kV or Higher | Red Flag Warning - Catastrophic Fires | 2031 | 0 | 15317.9909 | 247.273 | 9287.6491 | 5783.0689 | 3988.1546 | 1.8906e-06 | 0 | 0.0075401 | 0.0075401 | 0 | 9.4918e-07 | 9.4918e-07 | 0 | 9.4918e-07
[79 empty] | WLDFR | HFTD - Transmission - Tier 2 - 230 kV or Higher | Red Flag Warning - Catastrophic Fires | 2032 | 0 | 15317.9909 | 247.273 | 9287.6491 | 5783.0689 | 3988.1546 | 1.8906e-06 | 0 | 0.0075401 | 0.0075401 | 0 | 9.4918e-07 | 9.4918e-07 | 0 | 9.4918e-07
[79 empty] | WLDFR | HFTD - Transmission - Tier 2 - 230 kV or Higher | Red Flag Warning - Catastrophic Fires | 2033 | 0 | 16044.1264 | 263.1074 | 9721.74 | 6059.2791 | 4178.6364 | 1.8906e-06 | 0 | 0.0079002 | 0.0079002 | 0 | 9.4918e-07 | 9.4918e-07 | 0 | 9.4918e-07
[79 empty] | WLDFR | HFTD - Transmission - Tier 2 - 230 kV or Higher | Red Flag Warning - Catastrophic Fires | 2034 | 0 | 16044.1264 | 263.1074 | 9721.74 | 6059.2791 | 4178.6364 | 1.8906e-06 | 0 | 0.0079002 | 0.0079002 | 0 | 1.0056e-06 | 1.0056e-06 | 0 | 1.0056e-06
[79 empty] | WLDFR | HFTD - Transmission - Tier 2 - 230 kV or Higher | Red Flag Warning - Catastrophic Fires | 2035 | 0 | 16044.1264 | 263.1074 | 9721.74 | 6059.2791 | 4178.6364 | 1.8906e-06 | 0 | 0.0079002 | 0.0079002 | 0 | 1.0056e-06 | 1.0056e-06 | 0 | 1.0056e-06
[79 empty] | WLDFR | HFTD - Transmission - Tier 2 - 230 kV or Higher | Red Flag Warning - Catastrophic Fires | 2036 | 0 | 16044.1264 | 263.1074 | 9721.74 | 6059.2791 | 4178.6364 | 1.8906e-06 | 0 | 0.0079002 | 0.0079002 | 0 | 1.0056e-06 | 1.0056e-06 | 0 | 1.0056e-06
[79 empty] | WLDFR | HFTD - Transmission - Tier 2 - 230 kV or Higher | Red Flag Warning - Catastrophic Fires | 2037 | 0 | 16044.1264 | 263.1074 | 9721.74 | 6059.2791 | 4178.6364 | 1.8906e-06 | 0 | 0.0079002 | 0.0079002 | 0 | 1.0056e-06 | 1.0056e-06 | 0 | 1.0056e-06
[79 empty] | WLDFR | HFTD - Transmission - Tier 2 - 230 kV or Higher | Red Flag Warning - Catastrophic Fires | 2038 | 0 | 16832.3912 | 280.5544 | 10192.2718 | 6359.5651 | 4385.7214 | 1.8906e-06 | 0 | 0.0082917 | 0.0082917 | 0 | 1.0056e-06 | 1.0056e-06 | 0 | 1.0056e-06
[79 empty] | WLDFR | HFTD - Transmission - Tier 2 - 230 kV or Higher | Red Flag Warning - Catastrophic Fires | 2039 | 0 | 16832.3912 | 280.5544 | 10192.2718 | 6359.5651 | 4385.7214 | 1.8906e-06 | 0 | 0.0082917 | 0.0082917 | 0 | 1.0684e-06 | 1.0684e-06 | 0 | 1.0684e-06
[79 empty] | WLDFR | HFTD - Transmission - Tier 2 - 230 kV or Higher | Red Flag Warning - Catastrophic Fires | 2040 | 0 | 16832.3912 | 280.5544 | 10192.2718 | 6359.5651 | 4385.7214 | 1.8906e-06 | 0 | 0.0082917 | 0.0082917 | 0 | 1.0684e-06 | 1.0684e-06 | 0 | 1.0684e-06
[79 empty] | WLDFR | HFTD - Transmission - Tier 2 - 230 kV or Higher | Red Flag Warning - Catastrophic Fires | 2041 | 0 | 16832.3912 | 280.5544 | 10192.2718 | 6359.5651 | 4385.7214 | 1.8906e-06 | 0 | 0.0082917 | 0.0082917 | 0 | 1.0684e-06 | 1.0684e-06 | 0 | 1.0684e-06
[79 empty] | WLDFR | HFTD - Transmission - Tier 2 - 230 kV or Higher | Red Flag Warning - Catastrophic Fires | 2042 | 0 | 16832.3912 | 280.5544 | 10192.2718 | 6359.5651 | 4385.7214 | 1.8906e-06 | 0 | 0.0082917 | 0.0082917 | 0 | 1.0684e-06 | 1.0684e-06 | 0 | 1.0684e-06
[79 empty] | WLDFR | HFTD - Transmission - Tier 2 - 230 kV or Higher | Red Flag Warning - Catastrophic Fires | 2043 | 0 | 17672.0852 | 299.42 | 10692.7362 | 6679.929 | 4606.6527 | 1.8906e-06 | 0 | 0.0087094 | 0.0087094 | 0 | 1.0684e-06 | 1.0684e-06 | 0 | 1.0684e-06
[79 empty] | WLDFR | HFTD - Transmission - Tier 2 - 230 kV or Higher | Red Flag Warning - Catastrophic Fires | 2044 | 0 | 17672.0852 | 299.42 | 10692.7362 | 6679.929 | 4606.6527 | 1.8906e-06 | 0 | 0.0087094 | 0.0087094 | 0 | 1.1371e-06 | 1.1371e-06 | 0 | 1.1371e-06
[79 empty] | WLDFR | HFTD - Transmission - Tier 2 - 230 kV or Higher | Red Flag Warning - Catastrophic Fires | 2045 | 0 | 17672.0852 | 299.42 | 10692.7362 | 6679.929 | 4606.6527 | 1.8906e-06 | 0 | 0.0087094 | 0.0087094 | 0 | 1.1371e-06 | 1.1371e-06 | 0 | 1.1371e-06
[79 empty] | WLDFR | HFTD - Transmission - Tier 2 - 230 kV or Higher | Red Flag Warning - Catastrophic Fires | 2046 | 0 | 17672.0852 | 299.42 | 10692.7362 | 6679.929 | 4606.6527 | 1.8906e-06 | 0 | 0.0087094 | 0.0087094 | 0 | 1.1371e-06 | 1.1371e-06 | 0 | 1.1371e-06
[79 empty] | WLDFR | HFTD - Transmission - Tier 2 - 230 kV or Higher | Red Flag Warning - Catastrophic Fires | 2047 | 0 | 17672.0852 | 299.42 | 10692.7362 | 6679.929 | 4606.6527 | 1.8906e-06 | 0 | 0.0087094 | 0.0087094 | 0 | 1.1371e-06 | 1.1371e-06 | 0 | 1.1371e-06
[79 empty] | WLDFR | HFTD - Transmission - Tier 2 - 230 kV or Higher | Red Flag Warning - Catastrophic Fires | 2048 | 0 | 18552.3348 | 319.4911 | 11216.5626 | 7016.281 | 4838.6098 | 1.8906e-06 | 0 | 0.009148 | 0.009148 | 0 | 1.1371e-06 | 1.1371e-06 | 0 | 1.1371e-06
[79 empty] | WLDFR | HFTD - Transmission - Tier 2 - 230 kV or Higher | Red Flag Warning - Catastrophic Fires | 2049 | 0 | 18552.3348 | 319.4911 | 11216.5626 | 7016.281 | 4838.6098 | 1.8906e-06 | 0 | 0.009148 | 0.009148 | 0 | 1.2111e-06 | 1.2111e-06 | 0 | 1.2111e-06
[79 empty] | WLDFR | HFTD - Transmission - Tier 2 - 230 kV or Higher | Red Flag Warning - Catastrophic Fires | 2050 | 0 | 18552.3348 | 319.4911 | 11216.5626 | 7016.281 | 4838.6098 | 1.8906e-06 | 0 | 0.009148 | 0.009148 | 0 | 1.2111e-06 | 1.2111e-06 | 0 | 1.2111e-06
[79 empty] | WLDFR | HFTD - Transmission - Tier 2 - 230 kV or Higher | Red Flag Warning - Catastrophic Fires | 2051 | 0 | 18552.3348 | 319.4911 | 11216.5626 | 7016.281 | 4838.6098 | 1.8906e-06 | 0 | 0.009148 | 0.009148 | 0 | 1.2111e-06 | 1.2111e-06 | 0 | 1.2111e-06
[79 empty] | WLDFR | HFTD - Transmission - Tier 2 - 230 kV or Higher | Red Flag Warning - Catastrophic Fires | 2052 | 0 | 18552.3348 | 319.4911 | 11216.5626 | 7016.281 | 4838.6098 | 1.8906e-06 | 0 | 0.009148 | 0.009148 | 0 | 1.2111e-06 | 1.2111e-06 | 0 | 1.2111e-06
[79 empty] | WLDFR | HFTD - Transmission - Tier 2 - 230 kV or Higher | Red Flag Warning - Catastrophic Fires | 2053 | 0 | 19462.1283 | 340.5356 | 11757.1413 | 7364.4514 | 5078.7171 | 1.8906e-06 | 0 | 0.0096019 | 0.0096019 | 0 | 0 | 1.2111e-06 | 0 | 1.2111e-06
[79 empty] | WLDFR | HFTD - Transmission - Tier 2 - 230 kV or Higher | Red Flag Warning - Catastrophic Fires | 2054 | 0 | 19462.1283 | 340.5356 | 11757.1413 | 7364.4514 | 5078.7171 | 1.8906e-06 | 0 | 0.0096019 | 0.0096019 | 0 | 1.3247e-06 | 0 | 0 | 0
[79 empty] | WLDFR | HFTD - Transmission - Tier 2 - 230 kV or Higher | Red Flag Warning - Catastrophic Fires | 2055 | 0 | 19462.1283 | 340.5356 | 11757.1413 | 7364.4514 | 5078.7171 | 1.8906e-06 | 0 | 0.0096019 | 0.0096019 | 0 | 1.3674e-06 | 1.3674e-06 | 0 | 1.3674e-06
[79 empty] | WLDFR | HFTD - Transmission - Tier 2 - 230 kV or Higher | Red Flag Warning - Large Fires | 2026 | 0 | 5.475 | 0.71896 | 3.0715 | 1.6846 | 1.1617 | 1.6205e-06 | 0 | 1.8826e-06 | 1.8826e-06 | 0 | 1.3674e-06 | 1.3674e-06 | 0 | 1.3674e-06
[79 empty] | WLDFR | HFTD - Transmission - Tier 2 - 230 kV or Higher | Red Flag Warning - Large Fires | 2027 | 0 | 5.475 | 0.71896 | 3.0715 | 1.6846 | 1.1617 | 1.6205e-06 | 0 | 1.8826e-06 | 1.8826e-06 | 0 | 1.3674e-06 | 1.3674e-06 | 0 | 1.3674e-06
[79 empty] | WLDFR | HFTD - Transmission - Tier 2 - 230 kV or Higher | Red Flag Warning - Large Fires | 2028 | 0 | 5.777 | 0.74734 | 3.238 | 1.7917 | 1.2356 | 1.6205e-06 | 0 | 2.0024e-06 | 2.0024e-06 | 0 | 1.3674e-06 | 1.3674e-06 | 0 | 1.3674e-06
[79 empty] | WLDFR | HFTD - Transmission - Tier 2 - 230 kV or Higher | Red Flag Warning - Large Fires | 2029 | 0 | 5.777 | 0.74734 | 3.238 | 1.7917 | 1.2356 | 1.6205e-06 | 0 | 2.0024e-06 | 2.0024e-06 | 0 | 1.3674e-06 | 1.3674e-06 | 0 | 1.3674e-06
[79 empty] | WLDFR | HFTD - Transmission - Tier 2 - 230 kV or Higher | Red Flag Warning - Large Fires | 2030 | 0 | 5.777 | 0.74734 | 3.238 | 1.7917 | 1.2356 | 1.6205e-06 | 0 | 2.0024e-06 | 2.0024e-06 | 0 | 1.4218e-06 | 1.4218e-06 | 0 | 1.4218e-06
[79 empty] | WLDFR | HFTD - Transmission - Tier 2 - 230 kV or Higher | Red Flag Warning - Large Fires | 2031 | 0 | 5.777 | 0.74734 | 3.238 | 1.7917 | 1.2356 | 1.6205e-06 | 0 | 2.0024e-06 | 2.0024e-06 | 0 | 1.4218e-06 | 1.4218e-06 | 0 | 1.4218e-06
[79 empty] | WLDFR | HFTD - Transmission - Tier 2 - 230 kV or Higher | Red Flag Warning - Large Fires | 2032 | 0 | 5.777 | 0.74734 | 3.238 | 1.7917 | 1.2356 | 1.6205e-06 | 0 | 2.0024e-06 | 2.0024e-06 | 0 | 1.4218e-06 | 1.4218e-06 | 0 | 1.4218e-06
[79 empty] | WLDFR | HFTD - Transmission - Tier 2 - 230 kV or Higher | Red Flag Warning - Large Fires | 2033 | 0 | 6.1205 | 0.77885 | 3.4265 | 1.9151 | 1.3207 | 1.6205e-06 | 0 | 2.1403e-06 | 2.1403e-06 | 0 | 1.4218e-06 | 1.4218e-06 | 0 | 1.4218e-06
[79 empty] | WLDFR | HFTD - Transmission - Tier 2 - 230 kV or Higher | Red Flag Warning - Large Fires | 2034 | 0 | 6.1205 | 0.77885 | 3.4265 | 1.9151 | 1.3207 | 1.6205e-06 | 0 | 2.1403e-06 | 2.1403e-06 | 0 | 1.4218e-06 | 1.4218e-06 | 0 | 1.4218e-06
[79 empty] | WLDFR | HFTD - Transmission - Tier 2 - 230 kV or Higher | Red Flag Warning - Large Fires | 2035 | 0 | 6.1205 | 0.77885 | 3.4265 | 1.9151 | 1.3207 | 1.6205e-06 | 0 | 2.1403e-06 | 2.1403e-06 | 0 | 1.4831e-06 | 1.4831e-06 | 0 | 1.4831e-06
[79 empty] | WLDFR | HFTD - Transmission - Tier 2 - 230 kV or Higher | Red Flag Warning - Large Fires | 2036 | 0 | 6.1205 | 0.77885 | 3.4265 | 1.9151 | 1.3207 | 1.6205e-06 | 0 | 2.1403e-06 | 2.1403e-06 | 0 | 1.4831e-06 | 1.4831e-06 | 0 | 1.4831e-06
[79 empty] | WLDFR | HFTD - Transmission - Tier 2 - 230 kV or Higher | Red Flag Warning - Large Fires | 2037 | 0 | 6.1205 | 0.77885 | 3.4265 | 1.9151 | 1.3207 | 1.6205e-06 | 0 | 2.1403e-06 | 2.1403e-06 | 0 | 1.4831e-06 | 1.4831e-06 | 0 | 1.4831e-06
[79 empty] | WLDFR | HFTD - Transmission - Tier 2 - 230 kV or Higher | Red Flag Warning - Large Fires | 2038 | 0 | 6.5028 | 0.81304 | 3.6355 | 2.0543 | 1.4167 | 1.6205e-06 | 0 | 2.2958e-06 | 2.2958e-06 | 0 | 1.4831e-06 | 1.4831e-06 | 0 | 1.4831e-06
[79 empty] | WLDFR | HFTD - Transmission - Tier 2 - 230 kV or Higher | Red Flag Warning - Large Fires | 2039 | 0 | 6.5028 | 0.81304 | 3.6355 | 2.0543 | 1.4167 | 1.6205e-06 | 0 | 2.2958e-06 | 2.2958e-06 | 0 | 1.4831e-06 | 1.4831e-06 | 0 | 1.4831e-06
[79 empty] | WLDFR | HFTD - Transmission - Tier 2 - 230 kV or Higher | Red Flag Warning - Large Fires | 2040 | 0 | 6.5028 | 0.81304 | 3.6355 | 2.0543 | 1.4167 | 1.6205e-06 | 0 | 2.2958e-06 | 2.2958e-06 | 0 | 1.5506e-06 | 1.5506e-06 | 0 | 1.5506e-06
[79 empty] | WLDFR | HFTD - Transmission - Tier 2 - 230 kV or Higher | Red Flag Warning - Large Fires | 2041 | 0 | 6.5028 | 0.81304 | 3.6355 | 2.0543 | 1.4167 | 1.6205e-06 | 0 | 2.2958e-06 | 2.2958e-06 | 0 | 1.5506e-06 | 1.5506e-06 | 0 | 1.5506e-06
[79 empty] | WLDFR | HFTD - Transmission - Tier 2 - 230 kV or Higher | Red Flag Warning - Large Fires | 2042 | 0 | 6.5028 | 0.81304 | 3.6355 | 2.0543 | 1.4167 | 1.6205e-06 | 0 | 2.2958e-06 | 2.2958e-06 | 0 | 1.5506e-06 | 1.5506e-06 | 0 | 1.5506e-06
[79 empty] | WLDFR | HFTD - Transmission - Tier 2 - 230 kV or Higher | Red Flag Warning - Large Fires | 2043 | 0 | 6.9209 | 0.84944 | 3.8632 | 2.2083 | 1.5229 | 1.6205e-06 | 0 | 2.4679e-06 | 2.4679e-06 | 0 | 1.5506e-06 | 1.5506e-06 | 0 | 1.5506e-06
[79 empty] | WLDFR | HFTD - Transmission - Tier 2 - 230 kV or Higher | Red Flag Warning - Large Fires | 2044 | 0 | 6.9209 | 0.84944 | 3.8632 | 2.2083 | 1.5229 | 1.6205e-06 | 0 | 2.4679e-06 | 2.4679e-06 | 0 | 1.5506e-06 | 1.5506e-06 | 0 | 1.5506e-06
[79 empty] | WLDFR | HFTD - Transmission - Tier 2 - 230 kV or Higher | Red Flag Warning - Large Fires | 2045 | 0 | 6.9209 | 0.84944 | 3.8632 | 2.2083 | 1.5229 | 1.6205e-06 | 0 | 2.4679e-06 | 2.4679e-06 | 0 | 1.6238e-06 | 1.6238e-06 | 0 | 1.6238e-06
[79 empty] | WLDFR | HFTD - Transmission - Tier 2 - 230 kV or Higher | Red Flag Warning - Large Fires | 2046 | 0 | 6.9209 | 0.84944 | 3.8632 | 2.2083 | 1.5229 | 1.6205e-06 | 0 | 2.4679e-06 | 2.4679e-06 | 0 | 1.6238e-06 | 1.6238e-06 | 0 | 1.6238e-06
[79 empty] | WLDFR | HFTD - Transmission - Tier 2 - 230 kV or Higher | Red Flag Warning - Large Fires | 2047 | 0 | 6.9209 | 0.84944 | 3.8632 | 2.2083 | 1.5229 | 1.6205e-06 | 0 | 2.4679e-06 | 2.4679e-06 | 0 | 1.6238e-06 | 1.6238e-06 | 0 | 1.6238e-06
[79 empty] | WLDFR | HFTD - Transmission - Tier 2 - 230 kV or Higher | Red Flag Warning - Large Fires | 2048 | 0 | 7.3713 | 0.88759 | 4.1075 | 2.3763 | 1.6388 | 1.6205e-06 | 0 | 2.6557e-06 | 2.6557e-06 | 0 | 1.6238e-06 | 1.6238e-06 | 0 | 1.6238e-06
[79 empty] | WLDFR | HFTD - Transmission - Tier 2 - 230 kV or Higher | Red Flag Warning - Large Fires | 2049 | 0 | 7.3713 | 0.88759 | 4.1075 | 2.3763 | 1.6388 | 1.6205e-06 | 0 | 2.6557e-06 | 2.6557e-06 | 0 | 1.6238e-06 | 1.6238e-06 | 0 | 1.6238e-06
[79 empty] | WLDFR | HFTD - Transmission - Tier 2 - 230 kV or Higher | Red Flag Warning - Large Fires | 2050 | 0 | 7.3713 | 0.88759 | 4.1075 | 2.3763 | 1.6388 | 1.6205e-06 | 0 | 2.6557e-06 | 2.6557e-06 | 0 | 1.7018e-06 | 1.7018e-06 | 0 | 1.7018e-06
[79 empty] | WLDFR | HFTD - Transmission - Tier 2 - 230 kV or Higher | Red Flag Warning - Large Fires | 2051 | 0 | 7.3713 | 0.88759 | 4.1075 | 2.3763 | 1.6388 | 1.6205e-06 | 0 | 2.6557e-06 | 2.6557e-06 | 0 | 1.7018e-06 | 1.7018e-06 | 0 | 1.7018e-06
[79 empty] | WLDFR | HFTD - Transmission - Tier 2 - 230 kV or Higher | Red Flag Warning - Large Fires | 2052 | 0 | 7.3713 | 0.88759 | 4.1075 | 2.3763 | 1.6388 | 1.6205e-06 | 0 | 2.6557e-06 | 2.6557e-06 | 0 | 1.7018e-06 | 1.7018e-06 | 0 | 1.7018e-06
[79 empty] | WLDFR | HFTD - Transmission - Tier 2 - 230 kV or Higher | Red Flag Warning - Large Fires | 2053 | 0 | 7.8503 | 0.92702 | 4.3664 | 2.5569 | 1.7633 | 1.6205e-06 | 0 | 2.8575e-06 | 2.8575e-06 | 0 | 1.7018e-06 | 1.7018e-06 | 0 | 1.7018e-06
[79 empty] | WLDFR | HFTD - Transmission - Tier 2 - 230 kV or Higher | Red Flag Warning - Large Fires | 2054 | 0 | 7.8503 | 0.92702 | 4.3664 | 2.5569 | 1.7633 | 1.6205e-06 | 0 | 2.8575e-06 | 2.8575e-06 | 0 | 0 | 1.7018e-06 | 0 | 1.7018e-06
[79 empty] | WLDFR | HFTD - Transmission - Tier 2 - 230 kV or Higher | Red Flag Warning - Large Fires | 2055 | 0 | 7.8503 | 0.92702 | 4.3664 | 2.5569 | 1.7633 | 1.6205e-06 | 0 | 2.8575e-06 | 2.8575e-06
[79 empty] | WLDFR | HFTD - Transmission - Tier 2 - 230 kV or Higher | Red Flag Warning - Small Fires | 2026 | 0 | 0.080408 | 0.03759 | 0.0016314 | 0.041187 | 0.028403 | 2.2267e-05 | 0 | 6.3247e-07 | 6.3247e-07
[79 empty] | WLDFR | HFTD - Transmission - Tier 2 - 230 kV or Higher | Red Flag Warning - Small Fires | 2027 | 0 | 0.080408 | 0.03759 | 0.0016314 | 0.041187 | 0.028403 | 2.2267e-05 | 0 | 6.3247e-07 | 6.3247e-07
[79 empty] | WLDFR | HFTD - Transmission - Tier 2 - 230 kV or Higher | Red Flag Warning - Small Fires | 2028 | 0 | 0.083606 | 0.039055 | 0.001695 | 0.042856 | 0.029555 | 2.2267e-05 | 0 | 6.5811e-07 | 6.5811e-07
[79 empty] | WLDFR | HFTD - Transmission - Tier 2 - 230 kV or Higher | Red Flag Warning - Small Fires | 2029 | 0 | 0.083606 | 0.039055 | 0.001695 | 0.042856 | 0.029555 | 2.2267e-05 | 0 | 6.5811e-07 | 6.5811e-07
[79 empty] | WLDFR | HFTD - Transmission - Tier 2 - 230 kV or Higher | Red Flag Warning - Small Fires | 2030 | 0 | 0.083606 | 0.039055 | 0.001695 | 0.042856 | 0.029555 | 2.2267e-05 | 0 | 6.5811e-07 | 6.5811e-07
[79 empty] | WLDFR | HFTD - Transmission - Tier 2 - 230 kV or Higher | Red Flag Warning - Small Fires | 2031 | 0 | 0.083606 | 0.039055 | 0.001695 | 0.042856 | 0.029555 | 2.2267e-05 | 0 | 6.5811e-07 | 6.5811e-07
[79 empty] | WLDFR | HFTD - Transmission - Tier 2 - 230 kV or Higher | Red Flag Warning - Small Fires | 2032 | 0 | 0.083606 | 0.039055 | 0.001695 | 0.042856 | 0.029555 | 2.2267e-05 | 0 | 6.5811e-07 | 6.5811e-07
[79 empty] | WLDFR | HFTD - Transmission - Tier 2 - 230 kV or Higher | Red Flag Warning - Small Fires | 2033 | 0 | 0.087211 | 0.040679 | 0.0017655 | 0.044766 | 0.030872 | 2.2267e-05 | 0 | 6.8744e-07 | 6.8744e-07
[79 empty] | WLDFR | HFTD - Transmission - Tier 2 - 230 kV or Higher | Red Flag Warning - Small Fires | 2034 | 0 | 0.087211 | 0.040679 | 0.0017655 | 0.044766 | 0.030872 | 2.2267e-05 | 0 | 6.8744e-07 | 6.8744e-07
[79 empty] | WLDFR | HFTD - Transmission - Tier 2 - 230 kV or Higher | Red Flag Warning - Small Fires | 2035 | 0 | 0.087211 | 0.040679 | 0.0017655 | 0.044766 | 0.030872 | 2.2267e-05 | 0 | 6.8744e-07 | 6.8744e-07
[79 empty] | WLDFR | HFTD - Transmission - Tier 2 - 230 kV or Higher | Red Flag Warning - Small Fires | 2036 | 0 | 0.087211 | 0.040679 | 0.0017655 | 0.044766 | 0.030872 | 2.2267e-05 | 0 | 6.8744e-07 | 6.8744e-07
[79 empty] | WLDFR | HFTD - Transmission - Tier 2 - 230 kV or Higher | Red Flag Warning - Small Fires | 2037 | 0 | 0.087211 | 0.040679 | 0.0017655 | 0.044766 | 0.030872 | 2.2267e-05 | 0 | 6.8744e-07 | 6.8744e-07
[79 empty] | WLDFR | HFTD - Transmission - Tier 2 - 230 kV or Higher | Red Flag Warning - Small Fires | 2038 | 0 | 0.091184 | 0.042438 | 0.0018418 | 0.046905 | 0.032347 | 2.2267e-05 | 0 | 7.2028e-07 | 7.2028e-07
[79 empty] | WLDFR | HFTD - Transmission - Tier 2 - 230 kV or Higher | Red Flag Warning - Small Fires | 2039 | 0 | 0.091184 | 0.042438 | 0.0018418 | 0.046905 | 0.032347 | 2.2267e-05 | 0 | 7.2028e-07 | 7.2028e-07
[79 empty] | WLDFR | HFTD - Transmission - Tier 2 - 230 kV or Higher | Red Flag Warning - Small Fires | 2040 | 0 | 0.091184 | 0.042438 | 0.0018418 | 0.046905 | 0.032347 | 2.2267e-05 | 0 | 7.2028e-07 | 7.2028e-07
[79 empty] | WLDFR | HFTD - Transmission - Tier 2 - 230 kV or Higher | Red Flag Warning - Small Fires | 2041 | 0 | 0.091184 | 0.042438 | 0.0018418 | 0.046905 | 0.032347 | 2.2267e-05 | 0 | 7.2028e-07 | 7.2028e-07
[79 empty] | WLDFR | HFTD - Transmission - Tier 2 - 230 kV or Higher | Red Flag Warning - Small Fires | 2042 | 0 | 0.091184 | 0.042438 | 0.0018418 | 0.046905 | 0.032347 | 2.2267e-05 | 0 | 7.2028e-07 | 7.2028e-07
[79 empty] | WLDFR | HFTD - Transmission - Tier 2 - 230 kV or Higher | Red Flag Warning - Small Fires | 2043 | 0 | 0.095486 | 0.044306 | 0.0019228 | 0.049257 | 0.033969 | 2.2267e-05 | 0 | 7.5639e-07 | 7.5639e-07
[79 empty] | WLDFR | HFTD - Transmission - Tier 2 - 230 kV or Higher | Red Flag Warning - Small Fires | 2044 | 0 | 0.095486 | 0.044306 | 0.0019228 | 0.049257 | 0.033969 | 2.2267e-05 | 0 | 7.5639e-07 | 7.5639e-07
[79 empty] | WLDFR | HFTD - Transmission - Tier 2 - 230 kV or Higher | Red Flag Warning - Small Fires | 2045 | 0 | 0.095486 | 0.044306 | 0.0019228 | 0.049257 | 0.033969 | 2.2267e-05 | 0 | 7.5639e-07 | 7.5639e-07
[79 empty] | WLDFR | HFTD - Transmission - Tier 2 - 230 kV or Higher | Red Flag Warning - Small Fires | 2046 | 0 | 0.095486 | 0.044306 | 0.0019228 | 0.049257 | 0.033969 | 2.2267e-05 | 0 | 7.5639e-07 | 7.5639e-07
[79 empty] | WLDFR | HFTD - Transmission - Tier 2 - 230 kV or Higher | Red Flag Warning - Small Fires | 2047 | 0 | 0.095486 | 0.044306 | 0.0019228 | 0.049257 | 0.033969 | 2.2267e-05 | 0 | 7.5639e-07 | 7.5639e-07
[79 empty] | WLDFR | HFTD - Transmission - Tier 2 - 230 kV or Higher | Red Flag Warning - Small Fires | 2048 | 0 | 0.10007 | 0.04626 | 0.0020076 | 0.051804 | 0.035726 | 2.2267e-05 | 0 | 7.9551e-07 | 7.9551e-07
[79 empty] | WLDFR | HFTD - Transmission - Tier 2 - 230 kV or Higher | Red Flag Warning - Small Fires | 2049 | 0 | 0.10007 | 0.04626 | 0.0020076 | 0.051804 | 0.035726 | 2.2267e-05 | 0 | 7.9551e-07 | 7.9551e-07
[79 empty] | WLDFR | HFTD - Transmission - Tier 2 - 230 kV or Higher | Red Flag Warning - Small Fires | 2050 | 0 | 0.10007 | 0.04626 | 0.0020076 | 0.051804 | 0.035726 | 2.2267e-05 | 0 | 7.9551e-07 | 7.9551e-07
[79 empty] | WLDFR | HFTD - Transmission - Tier 2 - 230 kV or Higher | Red Flag Warning - Small Fires | 2051 | 0 | 0.10007 | 0.04626 | 0.0020076 | 0.051804 | 0.035726 | 2.2267e-05 | 0 | 7.9551e-07 | 7.9551e-07
[79 empty] | WLDFR | HFTD - Transmission - Tier 2 - 230 kV or Higher | Red Flag Warning - Small Fires | 2052 | 0 | 0.10007 | 0.04626 | 0.0020076 | 0.051804 | 0.035726 | 2.2267e-05 | 0 | 7.9551e-07 | 7.9551e-07
[79 empty] | WLDFR | HFTD - Transmission - Tier 2 - 230 kV or Higher | Red Flag Warning - Small Fires | 2053 | 0 | 0.10489 | 0.048274 | 0.002095 | 0.054525 | 0.037602 | 2.2267e-05 | 0 | 8.3729e-07 | 8.3729e-07
[79 empty] | WLDFR | HFTD - Transmission - Tier 2 - 230 kV or Higher | Red Flag Warning - Small Fires | 2054 | 0 | 0.10489 | 0.048274 | 0.002095 | 0.054525 | 0.037602 | 2.2267e-05 | 0 | 8.3729e-07 | 8.3729e-07
[79 empty] | WLDFR | HFTD - Transmission - Tier 2 - 230 kV or Higher | Red Flag Warning - Small Fires | 2055 | 0 | 0.10489 | 0.048274 | 0.002095 | 0.054525 | 0.037602 | 2.2267e-05 | 0 | 8.3729e-07 | 8.3729e-07
[79 empty] | WLDFR | HFTD - Transmission - Tier 2 - 60/70 kV | Non-Red Flag Warning - Catastrophic Fires | 2026 | 0 | 14664.6376 | 233.2301 | 8896.516 | 5534.8915 | 3817.0051 | 1.7022e-06 | 0 | 0.0064973 | 0.0064973
[79 empty] | WLDFR | HFTD - Transmission - Tier 2 - 60/70 kV | Non-Red Flag Warning - Catastrophic Fires | 2027 | 0 | 14664.6376 | 233.2301 | 8896.516 | 5534.8915 | 3817.0051 | 1.7022e-06 | 0 | 0.0064973 | 0.0064973
[79 empty] | WLDFR | HFTD - Transmission - Tier 2 - 60/70 kV | Non-Red Flag Warning - Catastrophic Fires | 2028 | 0 | 15317.9909 | 247.273 | 9287.6491 | 5783.0689 | 3988.1546 | 1.7022e-06 | 0 | 0.0067887 | 0.0067887
[79 empty] | WLDFR | HFTD - Transmission - Tier 2 - 60/70 kV | Non-Red Flag Warning - Catastrophic Fires | 2029 | 0 | 15317.9909 | 247.273 | 9287.6491 | 5783.0689 | 3988.1546 | 1.7022e-06 | 0 | 0.0067887 | 0.0067887
[79 empty] | WLDFR | HFTD - Transmission - Tier 2 - 60/70 kV | Non-Red Flag Warning - Catastrophic Fires | 2030 | 0 | 15317.9909 | 247.273 | 9287.6491 | 5783.0689 | 3988.1546 | 1.7022e-06 | 0 | 0.0067887 | 0.0067887
[79 empty] | WLDFR | HFTD - Transmission - Tier 2 - 60/70 kV | Non-Red Flag Warning - Catastrophic Fires | 2031 | 0 | 15317.9909 | 247.273 | 9287.6491 | 5783.0689 | 3988.1546 | 1.7022e-06 | 0 | 0.0067887 | 0.0067887
[79 empty] | WLDFR | HFTD - Transmission - Tier 2 - 60/70 kV | Non-Red Flag Warning - Catastrophic Fires | 2032 | 0 | 15317.9909 | 247.273 | 9287.6491 | 5783.0689 | 3988.1546 | 1.7022e-06 | 0 | 0.0067887 | 0.0067887
[79 empty] | WLDFR | HFTD - Transmission - Tier 2 - 60/70 kV | Non-Red Flag Warning - Catastrophic Fires | 2033 | 0 | 16044.1264 | 263.1074 | 9721.74 | 6059.2791 | 4178.6364 | 1.7022e-06 | 0 | 0.0071129 | 0.0071129
[79 empty] | WLDFR | HFTD - Transmission - Tier 2 - 60/70 kV | Non-Red Flag Warning - Catastrophic Fires | 2034 | 0 | 16044.1264 | 263.1074 | 9721.74 | 6059.2791 | 4178.6364 | 1.7022e-06 | 0 | 0.0071129 | 0.0071129
[79 empty] | WLDFR | HFTD - Transmission - Tier 2 - 60/70 kV | Non-Red Flag Warning - Catastrophic Fires | 2035 | 0 | 16044.1264 | 263.1074 | 9721.74 | 6059.2791 | 4178.6364 | 1.7022e-06 | 0 | 0.0071129 | 0.0071129
[79 empty] | WLDFR | HFTD - Transmission - Tier 2 - 60/70 kV | Non-Red Flag Warning - Catastrophic Fires | 2036 | 0 | 16044.1264 | 263.1074 | 9721.74 | 6059.2791 | 4178.6364 | 1.7022e-06 | 0 | 0.0071129 | 0.0071129
[79 empty] | WLDFR | HFTD - Transmission - Tier 2 - 60/70 kV | Non-Red Flag Warning - Catastrophic Fires | 2037 | 0 | 16044.1264 | 263.1074 | 9721.74 | 6059.2791 | 4178.6364 | 1.7022e-06 | 0 | 0.0071129 | 0.0071129
[79 empty] | WLDFR | HFTD - Transmission - Tier 2 - 60/70 kV | Non-Red Flag Warning - Catastrophic Fires | 2038 | 0 | 16832.3912 | 280.5544 | 10192.2718 | 6359.5651 | 4385.7214 | 1.7022e-06 | 0 | 0.0074654 | 0.0074654
[79 empty] | WLDFR | HFTD - Transmission - Tier 2 - 60/70 kV | Non-Red Flag Warning - Catastrophic Fires | 2039 | 0 | 16832.3912 | 280.5544 | 10192.2718 | 6359.5651 | 4385.7214 | 1.7022e-06 | 0 | 0.0074654 | 0.0074654
[79 empty] | WLDFR | HFTD - Transmission - Tier 2 - 60/70 kV | Non-Red Flag Warning - Catastrophic Fires | 2040 | 0 | 16832.3912 | 280.5544 | 10192.2718 | 6359.5651 | 4385.7214 | 1.7022e-06 | 0 | 0.0074654 | 0.0074654
[79 empty] | WLDFR | HFTD - Transmission - Tier 2 - 60/70 kV | Non-Red Flag Warning - Catastrophic Fires | 2041 | 0 | 16832.3912 | 280.5544 | 10192.2718 | 6359.5651 | 4385.7214 | 1.7022e-06 | 0 | 0.0074654 | 0.0074654
[79 empty] | WLDFR | HFTD - Transmission - Tier 2 - 60/70 kV | Non-Red Flag Warning - Catastrophic Fires | 2042 | 0 | 16832.3912 | 280.5544 | 10192.2718 | 6359.5651 | 4385.7214 | 1.7022e-06 | 0 | 0.0074654 | 0.0074654
[79 empty] | WLDFR | HFTD - Transmission - Tier 2 - 60/70 kV | Non-Red Flag Warning - Catastrophic Fires | 2043 | 0 | 17672.0852 | 299.42 | 10692.7362 | 6679.929 | 4606.6527 | 1.7022e-06 | 0 | 0.0078415 | 0.0078415
[79 empty] | WLDFR | HFTD - Transmission - Tier 2 - 60/70 kV | Non-Red Flag Warning - Catastrophic Fires | 2044 | 0 | 17672.0852 | 299.42 | 10692.7362 | 6679.929 | 4606.6527 | 1.7022e-06 | 0 | 0.0078415 | 0.0078415
[79 empty] | WLDFR | HFTD - Transmission - Tier 2 - 60/70 kV | Non-Red Flag Warning - Catastrophic Fires | 2045 | 0 | 17672.0852 | 299.42 | 10692.7362 | 6679.929 | 4606.6527 | 1.7022e-06 | 0 | 0.0078415 | 0.0078415
[79 empty] | WLDFR | HFTD - Transmission - Tier 2 - 60/70 kV | Non-Red Flag Warning - Catastrophic Fires | 2046 | 0 | 17672.0852 | 299.42 | 10692.7362 | 6679.929 | 4606.6527 | 1.7022e-06 | 0 | 0.0078415 | 0.0078415
[79 empty] | WLDFR | HFTD - Transmission - Tier 2 - 60/70 kV | Non-Red Flag Warning - Catastrophic Fires | 2047 | 0 | 17672.0852 | 299.42 | 10692.7362 | 6679.929 | 4606.6527 | 1.7022e-06 | 0 | 0.0078415 | 0.0078415
[79 empty] | WLDFR | HFTD - Transmission - Tier 2 - 60/70 kV | Non-Red Flag Warning - Catastrophic Fires | 2048 | 0 | 18552.3348 | 319.4911 | 11216.5626 | 7016.281 | 4838.6098 | 1.7022e-06 | 0 | 0.0082363 | 0.0082363
[79 empty] | WLDFR | HFTD - Transmission - Tier 2 - 60/70 kV | Non-Red Flag Warning - Catastrophic Fires | 2049 | 0 | 18552.3348 | 319.4911 | 11216.5626 | 7016.281 | 4838.6098 | 1.7022e-06 | 0 | 0.0082363 | 0.0082363
[79 empty] | WLDFR | HFTD - Transmission - Tier 2 - 60/70 kV | Non-Red Flag Warning - Catastrophic Fires | 2050 | 0 | 18552.3348 | 319.4911 | 11216.5626 | 7016.281 | 4838.6098 | 1.7022e-06 | 0 | 0.0082363 | 0.0082363
[79 empty] | WLDFR | HFTD - Transmission - Tier 2 - 60/70 kV | Non-Red Flag Warning - Catastrophic Fires | 2051 | 0 | 18552.3348 | 319.4911 | 11216.5626 | 7016.281 | 4838.6098 | 1.7022e-06 | 0 | 0.0082363 | 0.0082363
[79 empty] | WLDFR | HFTD - Transmission - Tier 2 - 60/70 kV | Non-Red Flag Warning - Catastrophic Fires | 2052 | 0 | 18552.3348 | 319.4911 | 11216.5626 | 7016.281 | 4838.6098 | 1.7022e-06 | 0 | 0.0082363 | 0.0082363
[79 empty] | WLDFR | HFTD - Transmission - Tier 2 - 60/70 kV | Non-Red Flag Warning - Catastrophic Fires | 2053 | 0 | 19462.1283 | 340.5356 | 11757.1413 | 7364.4514 | 5078.7171 | 1.7022e-06 | 0 | 0.008645 | 0.008645
[79 empty] | WLDFR | HFTD - Transmission - Tier 2 - 60/70 kV | Non-Red Flag Warning - Catastrophic Fires | 2054 | 0 | 19462.1283 | 340.5356 | 11757.1413 | 7364.4514 | 5078.7171 | 1.7022e-06 | 0 | 0.008645 | 0.008645
[79 empty] | WLDFR | HFTD - Transmission - Tier 2 - 60/70 kV | Non-Red Flag Warning - Catastrophic Fires | 2055 | 0 | 19462.1283 | 340.5356 | 11757.1413 | 7364.4514 | 5078.7171 | 1.7022e-06 | 0 | 0.008645 | 0.008645
[79 empty] | WLDFR | HFTD - Transmission - Tier 2 - 60/70 kV | Non-Red Flag Warning - Large Fires | 2026 | 0 | 5.475 | 0.71896 | 3.0715 | 1.6846 | 1.1617 | 1.532e-05 | 0 | 1.7798e-05 | 1.7798e-05
[79 empty] | WLDFR | HFTD - Transmission - Tier 2 - 60/70 kV | Non-Red Flag Warning - Large Fires | 2027 | 0 | 5.475 | 0.71896 | 3.0715 | 1.6846 | 1.1617 | 1.532e-05 | 0 | 1.7798e-05 | 1.7798e-05
[79 empty] | WLDFR | HFTD - Transmission - Tier 2 - 60/70 kV | Non-Red Flag Warning - Large Fires | 2028 | 0 | 5.777 | 0.74734 | 3.238 | 1.7917 | 1.2356 | 1.532e-05 | 0 | 1.893e-05 | 1.893e-05
[79 empty] | WLDFR | HFTD - Transmission - Tier 2 - 60/70 kV | Non-Red Flag Warning - Large Fires | 2029 | 0 | 5.777 | 0.74734 | 3.238 | 1.7917 | 1.2356 | 1.532e-05 | 0 | 1.893e-05 | 1.893e-05
[79 empty] | WLDFR | HFTD - Transmission - Tier 2 - 60/70 kV | Non-Red Flag Warning - Large Fires | 2030 | 0 | 5.777 | 0.74734 | 3.238 | 1.7917 | 1.2356 | 1.532e-05 | 0 | 1.893e-05 | 1.893e-05
[79 empty] | WLDFR | HFTD - Transmission - Tier 2 - 60/70 kV | Non-Red Flag Warning - Large Fires | 2031 | 0 | 5.777 | 0.74734 | 3.238 | 1.7917 | 1.2356 | 1.532e-05 | 0 | 1.893e-05 | 1.893e-05
[79 empty] | WLDFR | HFTD - Transmission - Tier 2 - 60/70 kV | Non-Red Flag Warning - Large Fires | 2032 | 0 | 5.777 | 0.74734 | 3.238 | 1.7917 | 1.2356 | 1.532e-05 | 0 | 1.893e-05 | 1.893e-05
[79 empty] | WLDFR | HFTD - Transmission - Tier 2 - 60/70 kV | Non-Red Flag Warning - Large Fires | 2033 | 0 | 6.1205 | 0.77885 | 3.4265 | 1.9151 | 1.3207 | 1.532e-05 | 0 | 2.0233e-05 | 2.0233e-05
[79 empty] | WLDFR | HFTD - Transmission - Tier 2 - 60/70 kV | Non-Red Flag Warning - Large Fires | 2034 | 0 | 6.1205 | 0.77885 | 3.4265 | 1.9151 | 1.3207 | 1.532e-05 | 0 | 2.0233e-05 | 2.0233e-05
[79 empty] | WLDFR | HFTD - Transmission - Tier 2 - 60/70 kV | Non-Red Flag Warning - Large Fires | 2035 | 0 | 6.1205 | 0.77885 | 3.4265 | 1.9151 | 1.3207 | 1.532e-05 | 0 | 2.0233e-05 | 2.0233e-05
[79 empty] | WLDFR | HFTD - Transmission - Tier 2 - 60/70 kV | Non-Red Flag Warning - Large Fires | 2036 | 0 | 6.1205 | 0.77885 | 3.4265 | 1.9151 | 1.3207 | 1.532e-05 | 0 | 2.0233e-05 | 2.0233e-05
[79 empty] | WLDFR | HFTD - Transmission - Tier 2 - 60/70 kV | Non-Red Flag Warning - Large Fires | 2037 | 0 | 6.1205 | 0.77885 | 3.4265 | 1.9151 | 1.3207 | 1.532e-05 | 0 | 2.0233e-05 | 2.0233e-05
[79 empty] | WLDFR | HFTD - Transmission - Tier 2 - 60/70 kV | Non-Red Flag Warning - Large Fires | 2038 | 0 | 6.5028 | 0.81304 | 3.6355 | 2.0543 | 1.4167 | 1.532e-05 | 0 | 2.1703e-05 | 2.1703e-05
[79 empty] | WLDFR | HFTD - Transmission - Tier 2 - 60/70 kV | Non-Red Flag Warning - Large Fires | 2039 | 0 | 6.5028 | 0.81304 | 3.6355 | 2.0543 | 1.4167 | 1.532e-05 | 0 | 2.1703e-05 | 2.1703e-05
[79 empty] | WLDFR | HFTD - Transmission - Tier 2 - 60/70 kV | Non-Red Flag Warning - Large Fires | 2040 | 0 | 6.5028 | 0.81304 | 3.6355 | 2.0543 | 1.4167 | 1.532e-05 | 0 | 2.1703e-05 | 2.1703e-05
[79 empty] | WLDFR | HFTD - Transmission - Tier 2 - 60/70 kV | Non-Red Flag Warning - Large Fires | 2041 | 0 | 6.5028 | 0.81304 | 3.6355 | 2.0543 | 1.4167 | 1.532e-05 | 0 | 2.1703e-05 | 2.1703e-05
[79 empty] | WLDFR | HFTD - Transmission - Tier 2 - 60/70 kV | Non-Red Flag Warning - Large Fires | 2042 | 0 | 6.5028 | 0.81304 | 3.6355 | 2.0543 | 1.4167 | 1.532e-05 | 0 | 2.1703e-05 | 2.1703e-05
[79 empty] | WLDFR | HFTD - Transmission - Tier 2 - 60/70 kV | Non-Red Flag Warning - Large Fires | 2043 | 0 | 6.9209 | 0.84944 | 3.8632 | 2.2083 | 1.5229 | 1.532e-05 | 0 | 2.3331e-05 | 2.3331e-05
[79 empty] | WLDFR | HFTD - Transmission - Tier 2 - 60/70 kV | Non-Red Flag Warning - Large Fires | 2044 | 0 | 6.9209 | 0.84944 | 3.8632 | 2.2083 | 1.5229 | 1.532e-05 | 0 | 2.3331e-05 | 2.3331e-05
[79 empty] | WLDFR | HFTD - Transmission - Tier 2 - 60/70 kV | Non-Red Flag Warning - Large Fires | 2045 | 0 | 6.9209 | 0.84944 | 3.8632 | 2.2083 | 1.5229 | 1.532e-05 | 0 | 2.3331e-05 | 2.3331e-05
[79 empty] | WLDFR | HFTD - Transmission - Tier 2 - 60/70 kV | Non-Red Flag Warning - Large Fires | 2046 | 0 | 6.9209 | 0.84944 | 3.8632 | 2.2083 | 1.5229 | 1.532e-05 | 0 | 2.3331e-05 | 2.3331e-05
[79 empty] | WLDFR | HFTD - Transmission - Tier 2 - 60/70 kV | Non-Red Flag Warning - Large Fires | 2047 | 0 | 6.9209 | 0.84944 | 3.8632 | 2.2083 | 1.5229 | 1.532e-05 | 0 | 2.3331e-05 | 2.3331e-05
[79 empty] | WLDFR | HFTD - Transmission - Tier 2 - 60/70 kV | Non-Red Flag Warning - Large Fires | 2048 | 0 | 7.3713 | 0.88759 | 4.1075 | 2.3763 | 1.6388 | 1.532e-05 | 0 | 2.5105e-05 | 2.5105e-05
[79 empty] | WLDFR | HFTD - Transmission - Tier 2 - 60/70 kV | Non-Red Flag Warning - Large Fires | 2049 | 0 | 7.3713 | 0.88759 | 4.1075 | 2.3763 | 1.6388 | 1.532e-05 | 0 | 2.5105e-05 | 2.5105e-05
[79 empty] | WLDFR | HFTD - Transmission - Tier 2 - 60/70 kV | Non-Red Flag Warning - Large Fires | 2050 | 0 | 7.3713 | 0.88759 | 4.1075 | 2.3763 | 1.6388 | 1.532e-05 | 0 | 2.5105e-05 | 2.5105e-05
[79 empty] | WLDFR | HFTD - Transmission - Tier 2 - 60/70 kV | Non-Red Flag Warning - Large Fires | 2051 | 0 | 7.3713 | 0.88759 | 4.1075 | 2.3763 | 1.6388 | 1.532e-05 | 0 | 2.5105e-05 | 2.5105e-05
[79 empty] | WLDFR | HFTD - Transmission - Tier 2 - 60/70 kV | Non-Red Flag Warning - Large Fires | 2052 | 0 | 7.3713 | 0.88759 | 4.1075 | 2.3763 | 1.6388 | 1.532e-05 | 0 | 2.5105e-05 | 2.5105e-05
[79 empty] | WLDFR | HFTD - Transmission - Tier 2 - 60/70 kV | Non-Red Flag Warning - Large Fires | 2053 | 0 | 7.8503 | 0.92702 | 4.3664 | 2.5569 | 1.7633 | 1.532e-05 | 0 | 2.7013e-05 | 2.7013e-05
[79 empty] | WLDFR | HFTD - Transmission - Tier 2 - 60/70 kV | Non-Red Flag Warning - Large Fires | 2054 | 0 | 7.8503 | 0.92702 | 4.3664 | 2.5569 | 1.7633 | 1.532e-05 | 0 | 2.7013e-05 | 2.7013e-05
[79 empty] | WLDFR | HFTD - Transmission - Tier 2 - 60/70 kV | Non-Red Flag Warning - Large Fires | 2055 | 0 | 7.8503 | 0.92702 | 4.3664 | 2.5569 | 1.7633 | 1.532e-05 | 0 | 2.7013e-05 | 2.7013e-05
[79 empty] | WLDFR | HFTD - Transmission - Tier 2 - 60/70 kV | Non-Red Flag Warning - Small Fires | 2026 | 0 | 0.080408 | 0.03759 | 0.0016314 | 0.041187 | 0.028403 | 0.0026308 | 0 | 7.4722e-05 | 7.4722e-05
[79 empty] | WLDFR | HFTD - Transmission - Tier 2 - 60/70 kV | Non-Red Flag Warning - Small Fires | 2027 | 0 | 0.080408 | 0.03759 | 0.0016314 | 0.041187 | 0.028403 | 0.0026308 | 0 | 7.4722e-05 | 7.4722e-05
[79 empty] | WLDFR | HFTD - Transmission - Tier 2 - 60/70 kV | Non-Red Flag Warning - Small Fires | 2028 | 0 | 0.083606 | 0.039055 | 0.001695 | 0.042856 | 0.029555 | 0.0026308 | 0 | 7.7752e-05 | 7.7752e-05
[79 empty] | WLDFR | HFTD - Transmission - Tier 2 - 60/70 kV | Non-Red Flag Warning - Small Fires | 2029 | 0 | 0.083606 | 0.039055 | 0.001695 | 0.042856 | 0.029555 | 0.0026308 | 0 | 7.7752e-05 | 7.7752e-05
[79 empty] | WLDFR | HFTD - Transmission - Tier 2 - 60/70 kV | Non-Red Flag Warning - Small Fires | 2030 | 0 | 0.083606 | 0.039055 | 0.001695 | 0.042856 | 0.029555 | 0.0026308 | 0 | 7.7752e-05 | 7.7752e-05
[79 empty] | WLDFR | HFTD - Transmission - Tier 2 - 60/70 kV | Non-Red Flag Warning - Small Fires | 2031 | 0 | 0.083606 | 0.039055 | 0.001695 | 0.042856 | 0.029555 | 0.0026308 | 0 | 7.7752e-05 | 7.7752e-05
[79 empty] | WLDFR | HFTD - Transmission - Tier 2 - 60/70 kV | Non-Red Flag Warning - Small Fires | 2032 | 0 | 0.083606 | 0.039055 | 0.001695 | 0.042856 | 0.029555 | 0.0026308 | 0 | 7.7752e-05 | 7.7752e-05
[79 empty] | WLDFR | HFTD - Transmission - Tier 2 - 60/70 kV | Non-Red Flag Warning - Small Fires | 2033 | 0 | 0.087211 | 0.040679 | 0.0017655 | 0.044766 | 0.030872 | 0.0026308 | 0 | 8.1217e-05 | 8.1217e-05
[79 empty] | WLDFR | HFTD - Transmission - Tier 2 - 60/70 kV | Non-Red Flag Warning - Small Fires | 2034 | 0 | 0.087211 | 0.040679 | 0.0017655 | 0.044766 | 0.030872 | 0.0026308 | 0 | 8.1217e-05 | 8.1217e-05
[79 empty] | WLDFR | HFTD - Transmission - Tier 2 - 60/70 kV | Non-Red Flag Warning - Small Fires | 2035 | 0 | 0.087211 | 0.040679 | 0.0017655 | 0.044766 | 0.030872 | 0.0026308 | 0 | 8.1217e-05 | 8.1217e-05
[79 empty] | WLDFR | HFTD - Transmission - Tier 2 - 60/70 kV | Non-Red Flag Warning - Small Fires | 2036 | 0 | 0.087211 | 0.040679 | 0.0017655 | 0.044766 | 0.030872 | 0.0026308 | 0 | 8.1217e-05 | 8.1217e-05
[79 empty] | WLDFR | HFTD - Transmission - Tier 2 - 60/70 kV | Non-Red Flag Warning - Small Fires | 2037 | 0 | 0.087211 | 0.040679 | 0.0017655 | 0.044766 | 0.030872 | 0.0026308 | 0 | 8.1217e-05 | 8.1217e-05
[79 empty] | WLDFR | HFTD - Transmission - Tier 2 - 60/70 kV | Non-Red Flag Warning - Small Fires | 2038 | 0 | 0.091184 | 0.042438 | 0.0018418 | 0.046905 | 0.032347 | 0.0026308 | 0 | 8.5097e-05 | 8.5097e-05
[79 empty] | WLDFR | HFTD - Transmission - Tier 2 - 60/70 kV | Non-Red Flag Warning - Small Fires | 2039 | 0 | 0.091184 | 0.042438 | 0.0018418 | 0.046905 | 0.032347 | 0.0026308 | 0 | 8.5097e-05 | 8.5097e-05
[79 empty] | WLDFR | HFTD - Transmission - Tier 2 - 60/70 kV | Non-Red Flag Warning - Small Fires | 2040 | 0 | 0.091184 | 0.042438 | 0.0018418 | 0.046905 | 0.032347 | 0.0026308 | 0 | 8.5097e-05 | 8.5097e-05
[79 empty] | WLDFR | HFTD - Transmission - Tier 2 - 60/70 kV | Non-Red Flag Warning - Small Fires | 2041 | 0 | 0.091184 | 0.042438 | 0.0018418 | 0.046905 | 0.032347 | 0.0026308 | 0 | 8.5097e-05 | 8.5097e-05
[79 empty] | WLDFR | HFTD - Transmission - Tier 2 - 60/70 kV | Non-Red Flag Warning - Small Fires | 2042 | 0 | 0.091184 | 0.042438 | 0.0018418 | 0.046905 | 0.032347 | 0.0026308 | 0 | 8.5097e-05 | 8.5097e-05
[79 empty] | WLDFR | HFTD - Transmission - Tier 2 - 60/70 kV | Non-Red Flag Warning - Small Fires | 2043 | 0 | 0.095486 | 0.044306 | 0.0019228 | 0.049257 | 0.033969 | 0.0026308 | 0 | 8.9364e-05 | 8.9364e-05
[79 empty] | WLDFR | HFTD - Transmission - Tier 2 - 60/70 kV | Non-Red Flag Warning - Small Fires | 2044 | 0 | 0.095486 | 0.044306 | 0.0019228 | 0.049257 | 0.033969 | 0.0026308 | 0 | 8.9364e-05 | 8.9364e-05
[79 empty] | WLDFR | HFTD - Transmission - Tier 2 - 60/70 kV | Non-Red Flag Warning - Small Fires | 2045 | 0 | 0.095486 | 0.044306 | 0.0019228 | 0.049257 | 0.033969 | 0.0026308 | 0 | 8.9364e-05 | 8.9364e-05
[79 empty] | WLDFR | HFTD - Transmission - Tier 2 - 60/70 kV | Non-Red Flag Warning - Small Fires | 2046 | 0 | 0.095486 | 0.044306 | 0.0019228 | 0.049257 | 0.033969 | 0.0026308 | 0 | 8.9364e-05 | 8.9364e-05
[79 empty] | WLDFR | HFTD - Transmission - Tier 2 - 60/70 kV | Non-Red Flag Warning - Small Fires | 2047 | 0 | 0.095486 | 0.044306 | 0.0019228 | 0.049257 | 0.033969 | 0.0026308 | 0 | 8.9364e-05 | 8.9364e-05
[79 empty] | WLDFR | HFTD - Transmission - Tier 2 - 60/70 kV | Non-Red Flag Warning - Small Fires | 2048 | 0 | 0.10007 | 0.04626 | 0.0020076 | 0.051804 | 0.035726 | 0.0026308 | 0 | 9.3985e-05 | 9.3985e-05
[79 empty] | WLDFR | HFTD - Transmission - Tier 2 - 60/70 kV | Non-Red Flag Warning - Small Fires | 2049 | 0 | 0.10007 | 0.04626 | 0.0020076 | 0.051804 | 0.035726 | 0.0026308 | 0 | 9.3985e-05 | 9.3985e-05
[79 empty] | WLDFR | HFTD - Transmission - Tier 2 - 60/70 kV | Non-Red Flag Warning - Small Fires | 2050 | 0 | 0.10007 | 0.04626 | 0.0020076 | 0.051804 | 0.035726 | 0.0026308 | 0 | 9.3985e-05 | 9.3985e-05
[79 empty] | WLDFR | HFTD - Transmission - Tier 2 - 60/70 kV | Non-Red Flag Warning - Small Fires | 2051 | 0 | 0.10007 | 0.04626 | 0.0020076 | 0.051804 | 0.035726 | 0.0026308 | 0 | 9.3985e-05 | 9.3985e-05
[79 empty] | WLDFR | HFTD - Transmission - Tier 2 - 60/70 kV | Non-Red Flag Warning - Small Fires | 2052 | 0 | 0.10007 | 0.04626 | 0.0020076 | 0.051804 | 0.035726 | 0.0026308 | 0 | 9.3985e-05 | 9.3985e-05
[79 empty] | WLDFR | HFTD - Transmission - Tier 2 - 60/70 kV | Non-Red Flag Warning - Small Fires | 2053 | 0 | 0.10489 | 0.048274 | 0.002095 | 0.054525 | 0.037602 | 0.0026308 | 0 | 9.8922e-05 | 9.8922e-05
[79 empty] | WLDFR | HFTD - Transmission - Tier 2 - 60/70 kV | Non-Red Flag Warning - Small Fires | 2054 | 0 | 0.10489 | 0.048274 | 0.002095 | 0.054525 | 0.037602 | 0.0026308 | 0 | 9.8922e-05 | 9.8922e-05
[79 empty] | WLDFR | HFTD - Transmission - Tier 2 - 60/70 kV | Non-Red Flag Warning - Small Fires | 2055 | 0 | 0.10489 | 0.048274 | 0.002095 | 0.054525 | 0.037602 | 0.0026308 | 0 | 9.8922e-05 | 9.8922e-05
[79 empty] | WLDFR | HFTD - Transmission - Tier 2 - 60/70 kV | Red Flag Warning - Catastrophic Fires | 2026 | 0 | 14664.6376 | 233.2301 | 8896.516 | 5534.8915 | 3817.0051 | 1.0864e-05 | 0 | 0.041468 | 0.041468
[79 empty] | WLDFR | HFTD - Transmission - Tier 2 - 60/70 kV | Red Flag Warning - Catastrophic Fires | 2027 | 0 | 14664.6376 | 233.2301 | 8896.516 | 5534.8915 | 3817.0051 | 1.0864e-05 | 0 | 0.041468 | 0.041468
[79 empty] | WLDFR | HFTD - Transmission - Tier 2 - 60/70 kV | Red Flag Warning - Catastrophic Fires | 2028 | 0 | 15317.9909 | 247.273 | 9287.6491 | 5783.0689 | 3988.1546 | 1.0864e-05 | 0 | 0.043327 | 0.043327
[79 empty] | WLDFR | HFTD - Transmission - Tier 2 - 60/70 kV | Red Flag Warning - Catastrophic Fires | 2029 | 0 | 15317.9909 | 247.273 | 9287.6491 | 5783.0689 | 3988.1546 | 1.0864e-05 | 0 | 0.043327 | 0.043327
[79 empty] | WLDFR | HFTD - Transmission - Tier 2 - 60/70 kV | Red Flag Warning - Catastrophic Fires | 2030 | 0 | 15317.9909 | 247.273 | 9287.6491 | 5783.0689 | 3988.1546 | 1.0864e-05 | 0 | 0.043327 | 0.043327
[79 empty] | WLDFR | HFTD - Transmission - Tier 2 - 60/70 kV | Red Flag Warning - Catastrophic Fires | 2031 | 0 | 15317.9909 | 247.273 | 9287.6491 | 5783.0689 | 3988.1546 | 1.0864e-05 | 0 | 0.043327 | 0.043327
[79 empty] | WLDFR | HFTD - Transmission - Tier 2 - 60/70 kV | Red Flag Warning - Catastrophic Fires | 2032 | 0 | 15317.9909 | 247.273 | 9287.6491 | 5783.0689 | 3988.1546 | 1.0864e-05 | 0 | 0.043327 | 0.043327
[79 empty] | WLDFR | HFTD - Transmission - Tier 2 - 60/70 kV | Red Flag Warning - Catastrophic Fires | 2033 | 0 | 16044.1264 | 263.1074 | 9721.74 | 6059.2791 | 4178.6364 | 1.0864e-05 | 0 | 0.045396 | 0.045396
[79 empty] | WLDFR | HFTD - Transmission - Tier 2 - 60/70 kV | Red Flag Warning - Catastrophic Fires | 2034 | 0 | 16044.1264 | 263.1074 | 9721.74 | 6059.2791 | 4178.6364 | 1.0864e-05 | 0 | 0.045396 | 0.045396
[79 empty] | WLDFR | HFTD - Transmission - Tier 2 - 60/70 kV | Red Flag Warning - Catastrophic Fires | 2035 | 0 | 16044.1264 | 263.1074 | 9721.74 | 6059.2791 | 4178.6364 | 1.0864e-05 | 0 | 0.045396 | 0.045396
[79 empty] | WLDFR | HFTD - Transmission - Tier 2 - 60/70 kV | Red Flag Warning - Catastrophic Fires | 2036 | 0 | 16044.1264 | 263.1074 | 9721.74 | 6059.2791 | 4178.6364 | 1.0864e-05 | 0 | 0.045396 | 0.045396
[79 empty] | WLDFR | HFTD - Transmission - Tier 2 - 60/70 kV | Red Flag Warning - Catastrophic Fires | 2037 | 0 | 16044.1264 | 263.1074 | 9721.74 | 6059.2791 | 4178.6364 | 1.0864e-05 | 0 | 0.045396 | 0.045396
[79 empty] | WLDFR | HFTD - Transmission - Tier 2 - 60/70 kV | Red Flag Warning - Catastrophic Fires | 2038 | 0 | 16832.3912 | 280.5544 | 10192.2718 | 6359.5651 | 4385.7214 | 1.0864e-05 | 0 | 0.047646 | 0.047646
[79 empty] | WLDFR | HFTD - Transmission - Tier 2 - 60/70 kV | Red Flag Warning - Catastrophic Fires | 2039 | 0 | 16832.3912 | 280.5544 | 10192.2718 | 6359.5651 | 4385.7214 | 1.0864e-05 | 0 | 0.047646 | 0.047646
[79 empty] | WLDFR | HFTD - Transmission - Tier 2 - 60/70 kV | Red Flag Warning - Catastrophic Fires | 2040 | 0 | 16832.3912 | 280.5544 | 10192.2718 | 6359.5651 | 4385.7214 | 1.0864e-05 | 0 | 0.047646 | 0.047646
[79 empty] | WLDFR | HFTD - Transmission - Tier 2 - 60/70 kV | Red Flag Warning - Catastrophic Fires | 2041 | 0 | 16832.3912 | 280.5544 | 10192.2718 | 6359.5651 | 4385.7214 | 1.0864e-05 | 0 | 0.047646 | 0.047646
[79 empty] | WLDFR | HFTD - Transmission - Tier 2 - 60/70 kV | Red Flag Warning - Catastrophic Fires | 2042 | 0 | 16832.3912 | 280.5544 | 10192.2718 | 6359.5651 | 4385.7214 | 1.0864e-05 | 0 | 0.047646 | 0.047646
[79 empty] | WLDFR | HFTD - Transmission - Tier 2 - 60/70 kV | Red Flag Warning - Catastrophic Fires | 2043 | 0 | 17672.0852 | 299.42 | 10692.7362 | 6679.929 | 4606.6527 | 1.0864e-05 | 0 | 0.050046 | 0.050046
[79 empty] | WLDFR | HFTD - Transmission - Tier 2 - 60/70 kV | Red Flag Warning - Catastrophic Fires | 2044 | 0 | 17672.0852 | 299.42 | 10692.7362 | 6679.929 | 4606.6527 | 1.0864e-05 | 0 | 0.050046 | 0.050046
[79 empty] | WLDFR | HFTD - Transmission - Tier 2 - 60/70 kV | Red Flag Warning - Catastrophic Fires | 2045 | 0 | 17672.0852 | 299.42 | 10692.7362 | 6679.929 | 4606.6527 | 1.0864e-05 | 0 | 0.050046 | 0.050046
[79 empty] | WLDFR | HFTD - Transmission - Tier 2 - 60/70 kV | Red Flag Warning - Catastrophic Fires | 2046 | 0 | 17672.0852 | 299.42 | 10692.7362 | 6679.929 | 4606.6527 | 1.0864e-05 | 0 | 0.050046 | 0.050046
[79 empty] | WLDFR | HFTD - Transmission - Tier 2 - 60/70 kV | Red Flag Warning - Catastrophic Fires | 2047 | 0 | 17672.0852 | 299.42 | 10692.7362 | 6679.929 | 4606.6527 | 1.0864e-05 | 0 | 0.050046 | 0.050046
[79 empty] | WLDFR | HFTD - Transmission - Tier 2 - 60/70 kV | Red Flag Warning - Catastrophic Fires | 2048 | 0 | 18552.3348 | 319.4911 | 11216.5626 | 7016.281 | 4838.6098 | 1.0864e-05 | 0 | 0.052566 | 0.052566
[79 empty] | WLDFR | HFTD - Transmission - Tier 2 - 60/70 kV | Red Flag Warning - Catastrophic Fires | 2049 | 0 | 18552.3348 | 319.4911 | 11216.5626 | 7016.281 | 4838.6098 | 1.0864e-05 | 0 | 0.052566 | 0.052566
[79 empty] | WLDFR | HFTD - Transmission - Tier 2 - 60/70 kV | Red Flag Warning - Catastrophic Fires | 2050 | 0 | 18552.3348 | 319.4911 | 11216.5626 | 7016.281 | 4838.6098 | 1.0864e-05 | 0 | 0.052566 | 0.052566
[79 empty] | WLDFR | HFTD - Transmission - Tier 2 - 60/70 kV | Red Flag Warning - Catastrophic Fires | 2051 | 0 | 18552.3348 | 319.4911 | 11216.5626 | 7016.281 | 4838.6098 | 1.0864e-05 | 0 | 0.052566 | 0.052566
[79 empty] | WLDFR | HFTD - Transmission - Tier 2 - 60/70 kV | Red Flag Warning - Catastrophic Fires | 2052 | 0 | 18552.3348 | 319.4911 | 11216.5626 | 7016.281 | 4838.6098 | 1.0864e-05 | 0 | 0.052566 | 0.052566
[79 empty] | WLDFR | HFTD - Transmission - Tier 2 - 60/70 kV | Red Flag Warning - Catastrophic Fires | 2053 | 0 | 19462.1283 | 340.5356 | 11757.1413 | 7364.4514 | 5078.7171 | 1.0864e-05 | 0 | 0.055175 | 0.055175
[79 empty] | WLDFR | HFTD - Transmission - Tier 2 - 60/70 kV | Red Flag Warning - Catastrophic Fires | 2054 | 0 | 19462.1283 | 340.5356 | 11757.1413 | 7364.4514 | 5078.7171 | 1.0864e-05 | 0 | 0.055175 | 0.055175
[79 empty] | WLDFR | HFTD - Transmission - Tier 2 - 60/70 kV | Red Flag Warning - Catastrophic Fires | 2055 | 0 | 19462.1283 | 340.5356 | 11757.1413 | 7364.4514 | 5078.7171 | 1.0864e-05 | 0 | 0.055175 | 0.055175
[79 empty] | WLDFR | HFTD - Transmission - Tier 2 - 60/70 kV | Red Flag Warning - Large Fires | 2026 | 0 | 5.475 | 0.71896 | 3.0715 | 1.6846 | 1.1617 | 9.3119e-06 | 0 | 1.0818e-05 | 1.0818e-05
[79 empty] | WLDFR | HFTD - Transmission - Tier 2 - 60/70 kV | Red Flag Warning - Large Fires | 2027 | 0 | 5.475 | 0.71896 | 3.0715 | 1.6846 | 1.1617 | 9.3119e-06 | 0 | 1.0818e-05 | 1.0818e-05
[79 empty] | WLDFR | HFTD - Transmission - Tier 2 - 60/70 kV | Red Flag Warning - Large Fires | 2028 | 0 | 5.777 | 0.74734 | 3.238 | 1.7917 | 1.2356 | 9.3119e-06 | 0 | 1.1506e-05 | 1.1506e-05
[79 empty] | WLDFR | HFTD - Transmission - Tier 2 - 60/70 kV | Red Flag Warning - Large Fires | 2029 | 0 | 5.777 | 0.74734 | 3.238 | 1.7917 | 1.2356 | 9.3119e-06 | 0 | 1.1506e-05 | 1.1506e-05
[79 empty] | WLDFR | HFTD - Transmission - Tier 2 - 60/70 kV | Red Flag Warning - Large Fires | 2030 | 0 | 5.777 | 0.74734 | 3.238 | 1.7917 | 1.2356 | 9.3119e-06 | 0 | 1.1506e-05 | 1.1506e-05
[79 empty] | WLDFR | HFTD - Transmission - Tier 2 - 60/70 kV | Red Flag Warning - Large Fires | 2031 | 0 | 5.777 | 0.74734 | 3.238 | 1.7917 | 1.2356 | 9.3119e-06 | 0 | 1.1506e-05 | 1.1506e-05
[79 empty] | WLDFR | HFTD - Transmission - Tier 2 - 60/70 kV | Red Flag Warning - Large Fires | 2032 | 0 | 5.777 | 0.74734 | 3.238 | 1.7917 | 1.2356 | 9.3119e-06 | 0 | 1.1506e-05 | 1.1506e-05
[79 empty] | WLDFR | HFTD - Transmission - Tier 2 - 60/70 kV | Red Flag Warning - Large Fires | 2033 | 0 | 6.1205 | 0.77885 | 3.4265 | 1.9151 | 1.3207 | 9.3119e-06 | 0 | 1.2299e-05 | 1.2299e-05
[79 empty] | WLDFR | HFTD - Transmission - Tier 2 - 60/70 kV | Red Flag Warning - Large Fires | 2034 | 0 | 6.1205 | 0.77885 | 3.4265 | 1.9151 | 1.3207 | 9.3119e-06 | 0 | 1.2299e-05 | 1.2299e-05
[79 empty] | WLDFR | HFTD - Transmission - Tier 2 - 60/70 kV | Red Flag Warning - Large Fires | 2035 | 0 | 6.1205 | 0.77885 | 3.4265 | 1.9151 | 1.3207 | 9.3119e-06 | 0 | 1.2299e-05 | 1.2299e-05
[79 empty] | WLDFR | HFTD - Transmission - Tier 2 - 60/70 kV | Red Flag Warning - Large Fires | 2036 | 0 | 6.1205 | 0.77885 | 3.4265 | 1.9151 | 1.3207 | 9.3119e-06 | 0 | 1.2299e-05 | 1.2299e-05
[79 empty] | WLDFR | HFTD - Transmission - Tier 2 - 60/70 kV | Red Flag Warning - Large Fires | 2037 | 0 | 6.1205 | 0.77885 | 3.4265 | 1.9151 | 1.3207 | 9.3119e-06 | 0 | 1.2299e-05 | 1.2299e-05
[79 empty] | WLDFR | HFTD - Transmission - Tier 2 - 60/70 kV | Red Flag Warning - Large Fires | 2038 | 0 | 6.5028 | 0.81304 | 3.6355 | 2.0543 | 1.4167 | 9.3119e-06 | 0 | 1.3192e-05 | 1.3192e-05
[79 empty] | WLDFR | HFTD - Transmission - Tier 2 - 60/70 kV | Red Flag Warning - Large Fires | 2039 | 0 | 6.5028 | 0.81304 | 3.6355 | 2.0543 | 1.4167 | 9.3119e-06 | 0 | 1.3192e-05 | 1.3192e-05
[79 empty] | WLDFR | HFTD - Transmission - Tier 2 - 60/70 kV | Red Flag Warning - Large Fires | 2040 | 0 | 6.5028 | 0.81304 | 3.6355 | 2.0543 | 1.4167 | 9.3119e-06 | 0 | 1.3192e-05 | 1.3192e-05
[79 empty] | WLDFR | HFTD - Transmission - Tier 2 - 60/70 kV | Red Flag Warning - Large Fires | 2041 | 0 | 6.5028 | 0.81304 | 3.6355 | 2.0543 | 1.4167 | 9.3119e-06 | 0 | 1.3192e-05 | 1.3192e-05
[79 empty] | WLDFR | HFTD - Transmission - Tier 2 - 60/70 kV | Red Flag Warning - Large Fires | 2042 | 0 | 6.5028 | 0.81304 | 3.6355 | 2.0543 | 1.4167 | 9.3119e-06 | 0 | 1.3192e-05 | 1.3192e-05
[79 empty] | WLDFR | HFTD - Transmission - Tier 2 - 60/70 kV | Red Flag Warning - Large Fires | 2043 | 0 | 6.9209 | 0.84944 | 3.8632 | 2.2083 | 1.5229 | 9.3119e-06 | 0 | 1.4181e-05 | 1.4181e-05
[79 empty] | WLDFR | HFTD - Transmission - Tier 2 - 60/70 kV | Red Flag Warning - Large Fires | 2044 | 0 | 6.9209 | 0.84944 | 3.8632 | 2.2083 | 1.5229 | 9.3119e-06 | 0 | 1.4181e-05 | 1.4181e-05
[79 empty] | WLDFR | HFTD - Transmission - Tier 2 - 60/70 kV | Red Flag Warning - Large Fires | 2045 | 0 | 6.9209 | 0.84944 | 3.8632 | 2.2083 | 1.5229 | 9.3119e-06 | 0 | 1.4181e-05 | 1.4181e-05
[79 empty] | WLDFR | HFTD - Transmission - Tier 2 - 60/70 kV | Red Flag Warning - Large Fires | 2046 | 0 | 6.9209 | 0.84944 | 3.8632 | 2.2083 | 1.5229 | 9.3119e-06 | 0 | 1.4181e-05 | 1.4181e-05
[79 empty] | WLDFR | HFTD - Transmission - Tier 2 - 60/70 kV | Red Flag Warning - Large Fires | 2047 | 0 | 6.9209 | 0.84944 | 3.8632 | 2.2083 | 1.5229 | 9.3119e-06 | 0 | 1.4181e-05 | 1.4181e-05
[79 empty] | WLDFR | HFTD - Transmission - Tier 2 - 60/70 kV | Red Flag Warning - Large Fires | 2048 | 0 | 7.3713 | 0.88759 | 4.1075 | 2.3763 | 1.6388 | 9.3119e-06 | 0 | 1.526e-05 | 1.526e-05
[79 empty] | WLDFR | HFTD - Transmission - Tier 2 - 60/70 kV | Red Flag Warning - Large Fires | 2049 | 0 | 7.3713 | 0.88759 | 4.1075 | 2.3763 | 1.6388 | 9.3119e-06 | 0 | 1.526e-05 | 1.526e-05
[79 empty] | WLDFR | HFTD - Transmission - Tier 2 - 60/70 kV | Red Flag Warning - Large Fires | 2050 | 0 | 7.3713 | 0.88759 | 4.1075 | 2.3763 | 1.6388 | 9.3119e-06 | 0 | 1.526e-05 | 1.526e-05
[79 empty] | WLDFR | HFTD - Transmission - Tier 2 - 60/70 kV | Red Flag Warning - Large Fires | 2051 | 0 | 7.3713 | 0.88759 | 4.1075 | 2.3763 | 1.6388 | 9.3119e-06 | 0 | 1.526e-05 | 1.526e-05
[79 empty] | WLDFR | HFTD - Transmission - Tier 2 - 60/70 kV | Red Flag Warning - Large Fires | 2052 | 0 | 7.3713 | 0.88759 | 4.1075 | 2.3763 | 1.6388 | 9.3119e-06 | 0 | 1.526e-05 | 1.526e-05
[79 empty] | WLDFR | HFTD - Transmission - Tier 2 - 60/70 kV | Red Flag Warning - Large Fires | 2053 | 0 | 7.8503 | 0.92702 | 4.3664 | 2.5569 | 1.7633 | 9.3119e-06 | 0 | 1.642e-05 | 1.642e-05
[79 empty] | WLDFR | HFTD - Transmission - Tier 2 - 60/70 kV | Red Flag Warning - Large Fires | 2054 | 0 | 7.8503 | 0.92702 | 4.3664 | 2.5569 | 1.7633 | 9.3119e-06 | 0 | 1.642e-05 | 1.642e-05
[79 empty] | WLDFR | HFTD - Transmission - Tier 2 - 60/70 kV | Red Flag Warning - Large Fires | 2055 | 0 | 7.8503 | 0.92702 | 4.3664 | 2.5569 | 1.7633 | 9.3119e-06 | 0 | 1.642e-05 | 1.642e-05
[79 empty] | WLDFR | HFTD - Transmission - Tier 2 - 60/70 kV | Red Flag Warning - Small Fires | 2026 | 0 | 0.080408 | 0.03759 | 0.0016314 | 0.041187 | 0.028403 | 0.00012795 | 0 | 3.6343e-06 | 3.6343e-06
[79 empty] | WLDFR | HFTD - Transmission - Tier 2 - 60/70 kV | Red Flag Warning - Small Fires | 2027 | 0 | 0.080408 | 0.03759 | 0.0016314 | 0.041187 | 0.028403 | 0.00012795 | 0 | 3.6343e-06 | 3.6343e-06
[79 empty] | WLDFR | HFTD - Transmission - Tier 2 - 60/70 kV | Red Flag Warning - Small Fires | 2028 | 0 | 0.083606 | 0.039055 | 0.001695 | 0.042856 | 0.029555 | 0.00012795 | 0 | 3.7816e-06 | 3.7816e-06
[79 empty] | WLDFR | HFTD - Transmission - Tier 2 - 60/70 kV | Red Flag Warning - Small Fires | 2029 | 0 | 0.083606 | 0.039055 | 0.001695 | 0.042856 | 0.029555 | 0.00012795 | 0 | 3.7816e-06 | 3.7816e-06
[79 empty] | WLDFR | HFTD - Transmission - Tier 2 - 60/70 kV | Red Flag Warning - Small Fires | 2030 | 0 | 0.083606 | 0.039055 | 0.001695 | 0.042856 | 0.029555 | 0.00012795 | 0 | 3.7816e-06 | 3.7816e-06
[79 empty] | WLDFR | HFTD - Transmission - Tier 2 - 60/70 kV | Red Flag Warning - Small Fires | 2031 | 0 | 0.083606 | 0.039055 | 0.001695 | 0.042856 | 0.029555 | 0.00012795 | 0 | 3.7816e-06 | 3.7816e-06
[79 empty] | WLDFR | HFTD - Transmission - Tier 2 - 60/70 kV | Red Flag Warning - Small Fires | 2032 | 0 | 0.083606 | 0.039055 | 0.001695 | 0.042856 | 0.029555 | 0.00012795 | 0 | 3.7816e-06 | 3.7816e-06
[79 empty] | WLDFR | HFTD - Transmission - Tier 2 - 60/70 kV | Red Flag Warning - Small Fires | 2033 | 0 | 0.087211 | 0.040679 | 0.0017655 | 0.044766 | 0.030872 | 0.00012795 | 0 | 3.9502e-06 | 3.9502e-06
[79 empty] | WLDFR | HFTD - Transmission - Tier 2 - 60/70 kV | Red Flag Warning - Small Fires | 2034 | 0 | 0.087211 | 0.040679 | 0.0017655 | 0.044766 | 0.030872 | 0.00012795 | 0 | 3.9502e-06 | 3.9502e-06
[79 empty] | WLDFR | HFTD - Transmission - Tier 2 - 60/70 kV | Red Flag Warning - Small Fires | 2035 | 0 | 0.087211 | 0.040679 | 0.0017655 | 0.044766 | 0.030872 | 0.00012795 | 0 | 3.9502e-06 | 3.9502e-06
[79 empty] | WLDFR | HFTD - Transmission - Tier 2 - 60/70 kV | Red Flag Warning - Small Fires | 2036 | 0 | 0.087211 | 0.040679 | 0.0017655 | 0.044766 | 0.030872 | 0.00012795 | 0 | 3.9502e-06 | 3.9502e-06
[79 empty] | WLDFR | HFTD - Transmission - Tier 2 - 60/70 kV | Red Flag Warning - Small Fires | 2037 | 0 | 0.087211 | 0.040679 | 0.0017655 | 0.044766 | 0.030872 | 0.00012795 | 0 | 3.9502e-06 | 3.9502e-06
[79 empty] | WLDFR | HFTD - Transmission - Tier 2 - 60/70 kV | Red Flag Warning - Small Fires | 2038 | 0 | 0.091184 | 0.042438 | 0.0018418 | 0.046905 | 0.032347 | 0.00012795 | 0 | 4.1389e-06 | 4.1389e-06
[79 empty] | WLDFR | HFTD - Transmission - Tier 2 - 60/70 kV | Red Flag Warning - Small Fires | 2039 | 0 | 0.091184 | 0.042438 | 0.0018418 | 0.046905 | 0.032347 | 0.00012795 | 0 | 4.1389e-06 | 4.1389e-06
[79 empty] | WLDFR | HFTD - Transmission - Tier 2 - 60/70 kV | Red Flag Warning - Small Fires | 2040 | 0 | 0.091184 | 0.042438 | 0.0018418 | 0.046905 | 0.032347 | 0.00012795 | 0 | 4.1389e-06 | 4.1389e-06
[79 empty] | WLDFR | HFTD - Transmission - Tier 2 - 60/70 kV | Red Flag Warning - Small Fires | 2041 | 0 | 0.091184 | 0.042438 | 0.0018418 | 0.046905 | 0.032347 | 0.00012795 | 0 | 4.1389e-06 | 4.1389e-06
[79 empty] | WLDFR | HFTD - Transmission - Tier 2 - 60/70 kV | Red Flag Warning - Small Fires | 2042 | 0 | 0.091184 | 0.042438 | 0.0018418 | 0.046905 | 0.032347 | 0.00012795 | 0 | 4.1389e-06 | 4.1389e-06
[79 empty] | WLDFR | HFTD - Transmission - Tier 2 - 60/70 kV | Red Flag Warning - Small Fires | 2043 | 0 | 0.095486 | 0.044306 | 0.0019228 | 0.049257 | 0.033969 | 0.00012795 | 0 | 4.3464e-06 | 4.3464e-06
[79 empty] | WLDFR | HFTD - Transmission - Tier 2 - 60/70 kV | Red Flag Warning - Small Fires | 2044 | 0 | 0.095486 | 0.044306 | 0.0019228 | 0.049257 | 0.033969 | 0.00012795 | 0 | 4.3464e-06 | 4.3464e-06
[79 empty] | WLDFR | HFTD - Transmission - Tier 2 - 60/70 kV | Red Flag Warning - Small Fires | 2045 | 0 | 0.095486 | 0.044306 | 0.0019228 | 0.049257 | 0.033969 | 0.00012795 | 0 | 4.3464e-06 | 4.3464e-06
[79 empty] | WLDFR | HFTD - Transmission - Tier 2 - 60/70 kV | Red Flag Warning - Small Fires | 2046 | 0 | 0.095486 | 0.044306 | 0.0019228 | 0.049257 | 0.033969 | 0.00012795 | 0 | 4.3464e-06 | 4.3464e-06
[79 empty] | WLDFR | HFTD - Transmission - Tier 2 - 60/70 kV | Red Flag Warning - Small Fires | 2047 | 0 | 0.095486 | 0.044306 | 0.0019228 | 0.049257 | 0.033969 | 0.00012795 | 0 | 4.3464e-06 | 4.3464e-06
[79 empty] | WLDFR | HFTD - Transmission - Tier 2 - 60/70 kV | Red Flag Warning - Small Fires | 2048 | 0 | 0.10007 | 0.04626 | 0.0020076 | 0.051804 | 0.035726 | 0.00012795 | 0 | 4.5712e-06 | 4.5712e-06
[79 empty] | WLDFR | HFTD - Transmission - Tier 2 - 60/70 kV | Red Flag Warning - Small Fires | 2049 | 0 | 0.10007 | 0.04626 | 0.0020076 | 0.051804 | 0.035726 | 0.00012795 | 0 | 4.5712e-06 | 4.5712e-06
[79 empty] | WLDFR | HFTD - Transmission - Tier 2 - 60/70 kV | Red Flag Warning - Small Fires | 2050 | 0 | 0.10007 | 0.04626 | 0.0020076 | 0.051804 | 0.035726 | 0.00012795 | 0 | 4.5712e-06 | 4.5712e-06
[79 empty] | WLDFR | HFTD - Transmission - Tier 2 - 60/70 kV | Red Flag Warning - Small Fires | 2051 | 0 | 0.10007 | 0.04626 | 0.0020076 | 0.051804 | 0.035726 | 0.00012795 | 0 | 4.5712e-06 | 4.5712e-06
[79 empty] | WLDFR | HFTD - Transmission - Tier 2 - 60/70 kV | Red Flag Warning - Small Fires | 2052 | 0 | 0.10007 | 0.04626 | 0.0020076 | 0.051804 | 0.035726 | 0.00012795 | 0 | 4.5712e-06 | 4.5712e-06
[79 empty] | WLDFR | HFTD - Transmission - Tier 2 - 60/70 kV | Red Flag Warning - Small Fires | 2053 | 0 | 0.10489 | 0.048274 | 0.002095 | 0.054525 | 0.037602 | 0.00012795 | 0 | 4.8113e-06 | 4.8113e-06
[79 empty] | WLDFR | HFTD - Transmission - Tier 2 - 60/70 kV | Red Flag Warning - Small Fires | 2054 | 0 | 0.10489 | 0.048274 | 0.002095 | 0.054525 | 0.037602 | 0.00012795 | 0 | 4.8113e-06 | 4.8113e-06
[79 empty] | WLDFR | HFTD - Transmission - Tier 2 - 60/70 kV | Red Flag Warning - Small Fires | 2055 | 0 | 0.10489 | 0.048274 | 0.002095 | 0.054525 | 0.037602 | 0.00012795 | 0 | 4.8113e-06 | 4.8113e-06
[79 empty] | WLDFR | HFTD - Transmission - Tier 3 - 115 kV or Lower | Non-Red Flag Warning - Catastrophic Fires | 2026 | 0 | 14664.6376 | 233.2301 | 8896.516 | 5534.8915 | 3817.0051 | 1.4675e-06 | 0 | 0.0056014 | 0.0056014
[79 empty] | WLDFR | HFTD - Transmission - Tier 3 - 115 kV or Lower | Non-Red Flag Warning - Catastrophic Fires | 2027 | 0 | 14664.6376 | 233.2301 | 8896.516 | 5534.8915 | 3817.0051 | 1.4675e-06 | 0 | 0.0056014 | 0.0056014
[79 empty] | WLDFR | HFTD - Transmission - Tier 3 - 115 kV or Lower | Non-Red Flag Warning - Catastrophic Fires | 2028 | 0 | 15317.9909 | 247.273 | 9287.6491 | 5783.0689 | 3988.1546 | 1.4675e-06 | 0 | 0.0058526 | 0.0058526
[79 empty] | WLDFR | HFTD - Transmission - Tier 3 - 115 kV or Lower | Non-Red Flag Warning - Catastrophic Fires | 2029 | 0 | 15317.9909 | 247.273 | 9287.6491 | 5783.0689 | 3988.1546 | 1.4675e-06 | 0 | 0.0058526 | 0.0058526
[79 empty] | WLDFR | HFTD - Transmission - Tier 3 - 115 kV or Lower | Non-Red Flag Warning - Catastrophic Fires | 2030 | 0 | 15317.9909 | 247.273 | 9287.6491 | 5783.0689 | 3988.1546 | 1.4675e-06 | 0 | 0.0058526 | 0.0058526
[79 empty] | WLDFR | HFTD - Transmission - Tier 3 - 115 kV or Lower | Non-Red Flag Warning - Catastrophic Fires | 2031 | 0 | 15317.9909 | 247.273 | 9287.6491 | 5783.0689 | 3988.1546 | 1.4675e-06 | 0 | 0.0058526 | 0.0058526
[79 empty] | WLDFR | HFTD - Transmission - Tier 3 - 115 kV or Lower | Non-Red Flag Warning - Catastrophic Fires | 2032 | 0 | 15317.9909 | 247.273 | 9287.6491 | 5783.0689 | 3988.1546 | 1.4675e-06 | 0 | 0.0058526 | 0.0058526
[79 empty] | WLDFR | HFTD - Transmission - Tier 3 - 115 kV or Lower | Non-Red Flag Warning - Catastrophic Fires | 2033 | 0 | 16044.1264 | 263.1074 | 9721.74 | 6059.2791 | 4178.6364 | 1.4675e-06 | 0 | 0.0061321 | 0.0061321
[79 empty] | WLDFR | HFTD - Transmission - Tier 3 - 115 kV or Lower | Non-Red Flag Warning - Catastrophic Fires | 2034 | 0 | 16044.1264 | 263.1074 | 9721.74 | 6059.2791 | 4178.6364 | 1.4675e-06 | 0 | 0.0061321 | 0.0061321
[79 empty] | WLDFR | HFTD - Transmission - Tier 3 - 115 kV or Lower | Non-Red Flag Warning - Catastrophic Fires | 2035 | 0 | 16044.1264 | 263.1074 | 9721.74 | 6059.2791 | 4178.6364 | 1.4675e-06 | 0 | 0.0061321 | 0.0061321
[79 empty] | WLDFR | HFTD - Transmission - Tier 3 - 115 kV or Lower | Non-Red Flag Warning - Catastrophic Fires | 2036 | 0 | 16044.1264 | 263.1074 | 9721.74 | 6059.2791 | 4178.6364 | 1.4675e-06 | 0 | 0.0061321 | 0.0061321
[79 empty] | WLDFR | HFTD - Transmission - Tier 3 - 115 kV or Lower | Non-Red Flag Warning - Catastrophic Fires | 2037 | 0 | 16044.1264 | 263.1074 | 9721.74 | 6059.2791 | 4178.6364 | 1.4675e-06 | 0 | 0.0061321 | 0.0061321
[79 empty] | WLDFR | HFTD - Transmission - Tier 3 - 115 kV or Lower | Non-Red Flag Warning - Catastrophic Fires | 2038 | 0 | 16832.3912 | 280.5544 | 10192.2718 | 6359.5651 | 4385.7214 | 1.4675e-06 | 0 | 0.006436 | 0.006436
[79 empty] | WLDFR | HFTD - Transmission - Tier 3 - 115 kV or Lower | Non-Red Flag Warning - Catastrophic Fires | 2039 | 0 | 16832.3912 | 280.5544 | 10192.2718 | 6359.5651 | 4385.7214 | 1.4675e-06 | 0 | 0.006436 | 0.006436
[79 empty] | WLDFR | HFTD - Transmission - Tier 3 - 115 kV or Lower | Non-Red Flag Warning - Catastrophic Fires | 2040 | 0 | 16832.3912 | 280.5544 | 10192.2718 | 6359.5651 | 4385.7214 | 1.4675e-06 | 0 | 0.006436 | 0.006436
[79 empty] | WLDFR | HFTD - Transmission - Tier 3 - 115 kV or Lower | Non-Red Flag Warning - Catastrophic Fires | 2041 | 0 | 16832.3912 | 280.5544 | 10192.2718 | 6359.5651 | 4385.7214 | 1.4675e-06 | 0 | 0.006436 | 0.006436
[79 empty] | WLDFR | HFTD - Transmission - Tier 3 - 115 kV or Lower | Non-Red Flag Warning - Catastrophic Fires | 2042 | 0 | 16832.3912 | 280.5544 | 10192.2718 | 6359.5651 | 4385.7214 | 1.4675e-06 | 0 | 0.006436 | 0.006436
[79 empty] | WLDFR | HFTD - Transmission - Tier 3 - 115 kV or Lower | Non-Red Flag Warning - Catastrophic Fires | 2043 | 0 | 17672.0852 | 299.42 | 10692.7362 | 6679.929 | 4606.6527 | 1.4675e-06 | 0 | 0.0067602 | 0.0067602
[79 empty] | WLDFR | HFTD - Transmission - Tier 3 - 115 kV or Lower | Non-Red Flag Warning - Catastrophic Fires | 2044 | 0 | 17672.0852 | 299.42 | 10692.7362 | 6679.929 | 4606.6527 | 1.4675e-06 | 0 | 0.0067602 | 0.0067602
[79 empty] | WLDFR | HFTD - Transmission - Tier 3 - 115 kV or Lower | Non-Red Flag Warning - Catastrophic Fires | 2045 | 0 | 17672.0852 | 299.42 | 10692.7362 | 6679.929 | 4606.6527 | 1.4675e-06 | 0 | 0.0067602 | 0.0067602
[79 empty] | WLDFR | HFTD - Transmission - Tier 3 - 115 kV or Lower | Non-Red Flag Warning - Catastrophic Fires | 2046 | 0 | 17672.0852 | 299.42 | 10692.7362 | 6679.929 | 4606.6527 | 1.4675e-06 | 0 | 0.0067602 | 0.0067602
[79 empty] | WLDFR | HFTD - Transmission - Tier 3 - 115 kV or Lower | Non-Red Flag Warning - Catastrophic Fires | 2047 | 0 | 17672.0852 | 299.42 | 10692.7362 | 6679.929 | 4606.6527 | 1.4675e-06 | 0 | 0.0067602 | 0.0067602
[79 empty] | WLDFR | HFTD - Transmission - Tier 3 - 115 kV or Lower | Non-Red Flag Warning - Catastrophic Fires | 2048 | 0 | 18552.3348 | 319.4911 | 11216.5626 | 7016.281 | 4838.6098 | 1.4675e-06 | 0 | 0.0071006 | 0.0071006
[79 empty] | WLDFR | HFTD - Transmission - Tier 3 - 115 kV or Lower | Non-Red Flag Warning - Catastrophic Fires | 2049 | 0 | 18552.3348 | 319.4911 | 11216.5626 | 7016.281 | 4838.6098 | 1.4675e-06 | 0 | 0.0071006 | 0.0071006
[79 empty] | WLDFR | HFTD - Transmission - Tier 3 - 115 kV or Lower | Non-Red Flag Warning - Catastrophic Fires | 2050 | 0 | 18552.3348 | 319.4911 | 11216.5626 | 7016.281 | 4838.6098 | 1.4675e-06 | 0 | 0.0071006 | 0.0071006
[79 empty] | WLDFR | HFTD - Transmission - Tier 3 - 115 kV or Lower | Non-Red Flag Warning - Catastrophic Fires | 2051 | 0 | 18552.3348 | 319.4911 | 11216.5626 | 7016.281 | 4838.6098 | 1.4675e-06 | 0 | 0.0071006 | 0.0071006
[79 empty] | WLDFR | HFTD - Transmission - Tier 3 - 115 kV or Lower | Non-Red Flag Warning - Catastrophic Fires | 2052 | 0 | 18552.3348 | 319.4911 | 11216.5626 | 7016.281 | 4838.6098 | 1.4675e-06 | 0 | 0.0071006 | 0.0071006
[79 empty] | WLDFR | HFTD - Transmission - Tier 3 - 115 kV or Lower | Non-Red Flag Warning - Catastrophic Fires | 2053 | 0 | 19462.1283 | 340.5356 | 11757.1413 | 7364.4514 | 5078.7171 | 1.4675e-06 | 0 | 0.007453 | 0.007453
[79 empty] | WLDFR | HFTD - Transmission - Tier 3 - 115 kV or Lower | Non-Red Flag Warning - Catastrophic Fires | 2054 | 0 | 19462.1283 | 340.5356 | 11757.1413 | 7364.4514 | 5078.7171 | 1.4675e-06 | 0 | 0.007453 | 0.007453
[79 empty] | WLDFR | HFTD - Transmission - Tier 3 - 115 kV or Lower | Non-Red Flag Warning - Catastrophic Fires | 2055 | 0 | 19462.1283 | 340.5356 | 11757.1413 | 7364.4514 | 5078.7171 | 1.4675e-06 | 0 | 0.007453 | 0.007453
[79 empty] | WLDFR | HFTD - Transmission - Tier 3 - 115 kV or Lower | Non-Red Flag Warning - Large Fires | 2026 | 0 | 5.475 | 0.71896 | 3.0715 | 1.6846 | 1.1617 | 1.3207e-05 | 0 | 1.5343e-05 | 1.5343e-05
[79 empty] | WLDFR | HFTD - Transmission - Tier 3 - 115 kV or Lower | Non-Red Flag Warning - Large Fires | 2027 | 0 | 5.475 | 0.71896 | 3.0715 | 1.6846 | 1.1617 | 1.3207e-05 | 0 | 1.5343e-05 | 1.5343e-05
[79 empty] | WLDFR | HFTD - Transmission - Tier 3 - 115 kV or Lower | Non-Red Flag Warning - Large Fires | 2028 | 0 | 5.777 | 0.74734 | 3.238 | 1.7917 | 1.2356 | 1.3207e-05 | 0 | 1.6319e-05 | 1.6319e-05
[79 empty] | WLDFR | HFTD - Transmission - Tier 3 - 115 kV or Lower | Non-Red Flag Warning - Large Fires | 2029 | 0 | 5.777 | 0.74734 | 3.238 | 1.7917 | 1.2356 | 1.3207e-05 | 0 | 1.6319e-05 | 1.6319e-05
[79 empty] | WLDFR | HFTD - Transmission - Tier 3 - 115 kV or Lower | Non-Red Flag Warning - Large Fires | 2030 | 0 | 5.777 | 0.74734 | 3.238 | 1.7917 | 1.2356 | 1.3207e-05 | 0 | 1.6319e-05 | 1.6319e-05
[79 empty] | WLDFR | HFTD - Transmission - Tier 3 - 115 kV or Lower | Non-Red Flag Warning - Large Fires | 2031 | 0 | 5.777 | 0.74734 | 3.238 | 1.7917 | 1.2356 | 1.3207e-05 | 0 | 1.6319e-05 | 1.6319e-05
[79 empty] | WLDFR | HFTD - Transmission - Tier 3 - 115 kV or Lower | Non-Red Flag Warning - Large Fires | 2032 | 0 | 5.777 | 0.74734 | 3.238 | 1.7917 | 1.2356 | 1.3207e-05 | 0 | 1.6319e-05 | 1.6319e-05
[79 empty] | WLDFR | HFTD - Transmission - Tier 3 - 115 kV or Lower | Non-Red Flag Warning - Large Fires | 2033 | 0 | 6.1205 | 0.77885 | 3.4265 | 1.9151 | 1.3207 | 1.3207e-05 | 0 | 1.7443e-05 | 1.7443e-05
[79 empty] | WLDFR | HFTD - Transmission - Tier 3 - 115 kV or Lower | Non-Red Flag Warning - Large Fires | 2034 | 0 | 6.1205 | 0.77885 | 3.4265 | 1.9151 | 1.3207 | 1.3207e-05 | 0 | 1.7443e-05 | 1.7443e-05
[79 empty] | WLDFR | HFTD - Transmission - Tier 3 - 115 kV or Lower | Non-Red Flag Warning - Large Fires | 2035 | 0 | 6.1205 | 0.77885 | 3.4265 | 1.9151 | 1.3207 | 1.3207e-05 | 0 | 1.7443e-05 | 1.7443e-05
[79 empty] | WLDFR | HFTD - Transmission - Tier 3 - 115 kV or Lower | Non-Red Flag Warning - Large Fires | 2036 | 0 | 6.1205 | 0.77885 | 3.4265 | 1.9151 | 1.3207 | 1.3207e-05 | 0 | 1.7443e-05 | 1.7443e-05
[79 empty] | WLDFR | HFTD - Transmission - Tier 3 - 115 kV or Lower | Non-Red Flag Warning - Large Fires | 2037 | 0 | 6.1205 | 0.77885 | 3.4265 | 1.9151 | 1.3207 | 1.3207e-05 | 0 | 1.7443e-05 | 1.7443e-05
[79 empty] | WLDFR | HFTD - Transmission - Tier 3 - 115 kV or Lower | Non-Red Flag Warning - Large Fires | 2038 | 0 | 6.5028 | 0.81304 | 3.6355 | 2.0543 | 1.4167 | 1.3207e-05 | 0 | 1.8711e-05 | 1.8711e-05
[79 empty] | WLDFR | HFTD - Transmission - Tier 3 - 115 kV or Lower | Non-Red Flag Warning - Large Fires | 2039 | 0 | 6.5028 | 0.81304 | 3.6355 | 2.0543 | 1.4167 | 1.3207e-05 | 0 | 1.8711e-05 | 1.8711e-05
[79 empty] | WLDFR | HFTD - Transmission - Tier 3 - 115 kV or Lower | Non-Red Flag Warning - Large Fires | 2040 | 0 | 6.5028 | 0.81304 | 3.6355 | 2.0543 | 1.4167 | 1.3207e-05 | 0 | 1.8711e-05 | 1.8711e-05
[79 empty] | WLDFR | HFTD - Transmission - Tier 3 - 115 kV or Lower | Non-Red Flag Warning - Large Fires | 2041 | 0 | 6.5028 | 0.81304 | 3.6355 | 2.0543 | 1.4167 | 1.3207e-05 | 0 | 1.8711e-05 | 1.8711e-05
[79 empty] | WLDFR | HFTD - Transmission - Tier 3 - 115 kV or Lower | Non-Red Flag Warning - Large Fires | 2042 | 0 | 6.5028 | 0.81304 | 3.6355 | 2.0543 | 1.4167 | 1.3207e-05 | 0 | 1.8711e-05 | 1.8711e-05
[79 empty] | WLDFR | HFTD - Transmission - Tier 3 - 115 kV or Lower | Non-Red Flag Warning - Large Fires | 2043 | 0 | 6.9209 | 0.84944 | 3.8632 | 2.2083 | 1.5229 | 1.3207e-05 | 0 | 2.0114e-05 | 2.0114e-05
[79 empty] | WLDFR | HFTD - Transmission - Tier 3 - 115 kV or Lower | Non-Red Flag Warning - Large Fires | 2044 | 0 | 6.9209 | 0.84944 | 3.8632 | 2.2083 | 1.5229 | 1.3207e-05 | 0 | 2.0114e-05 | 2.0114e-05
[79 empty] | WLDFR | HFTD - Transmission - Tier 3 - 115 kV or Lower | Non-Red Flag Warning - Large Fires | 2045 | 0 | 6.9209 | 0.84944 | 3.8632 | 2.2083 | 1.5229 | 1.3207e-05 | 0 | 2.0114e-05 | 2.0114e-05
[79 empty] | WLDFR | HFTD - Transmission - Tier 3 - 115 kV or Lower | Non-Red Flag Warning - Large Fires | 2046 | 0 | 6.9209 | 0.84944 | 3.8632 | 2.2083 | 1.5229 | 1.3207e-05 | 0 | 2.0114e-05 | 2.0114e-05
[79 empty] | WLDFR | HFTD - Transmission - Tier 3 - 115 kV or Lower | Non-Red Flag Warning - Large Fires | 2047 | 0 | 6.9209 | 0.84944 | 3.8632 | 2.2083 | 1.5229 | 1.3207e-05 | 0 | 2.0114e-05 | 2.0114e-05
[79 empty] | WLDFR | HFTD - Transmission - Tier 3 - 115 kV or Lower | Non-Red Flag Warning - Large Fires | 2048 | 0 | 7.3713 | 0.88759 | 4.1075 | 2.3763 | 1.6388 | 1.3207e-05 | 0 | 2.1644e-05 | 2.1644e-05
[79 empty] | WLDFR | HFTD - Transmission - Tier 3 - 115 kV or Lower | Non-Red Flag Warning - Large Fires | 2049 | 0 | 7.3713 | 0.88759 | 4.1075 | 2.3763 | 1.6388 | 1.3207e-05 | 0 | 2.1644e-05 | 2.1644e-05
[79 empty] | WLDFR | HFTD - Transmission - Tier 3 - 115 kV or Lower | Non-Red Flag Warning - Large Fires | 2050 | 0 | 7.3713 | 0.88759 | 4.1075 | 2.3763 | 1.6388 | 1.3207e-05 | 0 | 2.1644e-05 | 2.1644e-05
[79 empty] | WLDFR | HFTD - Transmission - Tier 3 - 115 kV or Lower | Non-Red Flag Warning - Large Fires | 2051 | 0 | 7.3713 | 0.88759 | 4.1075 | 2.3763 | 1.6388 | 1.3207e-05 | 0 | 2.1644e-05 | 2.1644e-05
[79 empty] | WLDFR | HFTD - Transmission - Tier 3 - 115 kV or Lower | Non-Red Flag Warning - Large Fires | 2052 | 0 | 7.3713 | 0.88759 | 4.1075 | 2.3763 | 1.6388 | 1.3207e-05 | 0 | 2.1644e-05 | 2.1644e-05
[79 empty] | WLDFR | HFTD - Transmission - Tier 3 - 115 kV or Lower | Non-Red Flag Warning - Large Fires | 2053 | 0 | 7.8503 | 0.92702 | 4.3664 | 2.5569 | 1.7633 | 1.3207e-05 | 0 | 2.3288e-05 | 2.3288e-05
[79 empty] | WLDFR | HFTD - Transmission - Tier 3 - 115 kV or Lower | Non-Red Flag Warning - Large Fires | 2054 | 0 | 7.8503 | 0.92702 | 4.3664 | 2.5569 | 1.7633 | 1.3207e-05 | 0 | 2.3288e-05 | 2.3288e-05
[79 empty] | WLDFR | HFTD - Transmission - Tier 3 - 115 kV or Lower | Non-Red Flag Warning - Large Fires | 2055 | 0 | 7.8503 | 0.92702 | 4.3664 | 2.5569 | 1.7633 | 1.3207e-05 | 0 | 2.3288e-05 | 2.3288e-05
[79 empty] | WLDFR | HFTD - Transmission - Tier 3 - 115 kV or Lower | Non-Red Flag Warning - Small Fires | 2026 | 0 | 0.080408 | 0.03759 | 0.0016314 | 0.041187 | 0.028403 | 0.002268 | 0 | 6.4419e-05 | 6.4419e-05
[79 empty] | WLDFR | HFTD - Transmission - Tier 3 - 115 kV or Lower | Non-Red Flag Warning - Small Fires | 2027 | 0 | 0.080408 | 0.03759 | 0.0016314 | 0.041187 | 0.028403 | 0.002268 | 0 | 6.4419e-05 | 6.4419e-05
[79 empty] | WLDFR | HFTD - Transmission - Tier 3 - 115 kV or Lower | Non-Red Flag Warning - Small Fires | 2028 | 0 | 0.083606 | 0.039055 | 0.001695 | 0.042856 | 0.029555 | 0.002268 | 0 | 6.7031e-05 | 6.7031e-05
[79 empty] | WLDFR | HFTD - Transmission - Tier 3 - 115 kV or Lower | Non-Red Flag Warning - Small Fires | 2029 | 0 | 0.083606 | 0.039055 | 0.001695 | 0.042856 | 0.029555 | 0.002268 | 0 | 6.7031e-05 | 6.7031e-05
[79 empty] | WLDFR | HFTD - Transmission - Tier 3 - 115 kV or Lower | Non-Red Flag Warning - Small Fires | 2030 | 0 | 0.083606 | 0.039055 | 0.001695 | 0.042856 | 0.029555 | 0.002268 | 0 | 6.7031e-05 | 6.7031e-05
[79 empty] | WLDFR | HFTD - Transmission - Tier 3 - 115 kV or Lower | Non-Red Flag Warning - Small Fires | 2031 | 0 | 0.083606 | 0.039055 | 0.001695 | 0.042856 | 0.029555 | 0.002268 | 0 | 6.7031e-05 | 6.7031e-05
[79 empty] | WLDFR | HFTD - Transmission - Tier 3 - 115 kV or Lower | Non-Red Flag Warning - Small Fires | 2032 | 0 | 0.083606 | 0.039055 | 0.001695 | 0.042856 | 0.029555 | 0.002268 | 0 | 6.7031e-05 | 6.7031e-05
[79 empty] | WLDFR | HFTD - Transmission - Tier 3 - 115 kV or Lower | Non-Red Flag Warning - Small Fires | 2033 | 0 | 0.087211 | 0.040679 | 0.0017655 | 0.044766 | 0.030872 | 0.002268 | 0 | 7.0018e-05 | 7.0018e-05
[79 empty] | WLDFR | HFTD - Transmission - Tier 3 - 115 kV or Lower | Non-Red Flag Warning - Small Fires | 2034 | 0 | 0.087211 | 0.040679 | 0.0017655 | 0.044766 | 0.030872 | 0.002268 | 0 | 7.0018e-05 | 7.0018e-05
[79 empty] | WLDFR | HFTD - Transmission - Tier 3 - 115 kV or Lower | Non-Red Flag Warning - Small Fires | 2035 | 0 | 0.087211 | 0.040679 | 0.0017655 | 0.044766 | 0.030872 | 0.002268 | 0 | 7.0018e-05 | 7.0018e-05
[79 empty] | WLDFR | HFTD - Transmission - Tier 3 - 115 kV or Lower | Non-Red Flag Warning - Small Fires | 2036 | 0 | 0.087211 | 0.040679 | 0.0017655 | 0.044766 | 0.030872 | 0.002268 | 0 | 7.0018e-05 | 7.0018e-05
[79 empty] | WLDFR | HFTD - Transmission - Tier 3 - 115 kV or Lower | Non-Red Flag Warning - Small Fires | 2037 | 0 | 0.087211 | 0.040679 | 0.0017655 | 0.044766 | 0.030872 | 0.002268 | 0 | 7.0018e-05 | 7.0018e-05
[79 empty] | WLDFR | HFTD - Transmission - Tier 3 - 115 kV or Lower | Non-Red Flag Warning - Small Fires | 2038 | 0 | 0.091184 | 0.042438 | 0.0018418 | 0.046905 | 0.032347 | 0.002268 | 0 | 7.3363e-05 | 7.3363e-05
[79 empty] | WLDFR | HFTD - Transmission - Tier 3 - 115 kV or Lower | Non-Red Flag Warning - Small Fires | 2039 | 0 | 0.091184 | 0.042438 | 0.0018418 | 0.046905 | 0.032347 | 0.002268 | 0 | 7.3363e-05 | 7.3363e-05
[79 empty] | WLDFR | HFTD - Transmission - Tier 3 - 115 kV or Lower | Non-Red Flag Warning - Small Fires | 2040 | 0 | 0.091184 | 0.042438 | 0.0018418 | 0.046905 | 0.032347 | 0.002268 | 0 | 7.3363e-05 | 7.3363e-05
[79 empty] | WLDFR | HFTD - Transmission - Tier 3 - 115 kV or Lower | Non-Red Flag Warning - Small Fires | 2041 | 0 | 0.091184 | 0.042438 | 0.0018418 | 0.046905 | 0.032347 | 0.002268 | 0 | 7.3363e-05 | 7.3363e-05
[79 empty] | WLDFR | HFTD - Transmission - Tier 3 - 115 kV or Lower | Non-Red Flag Warning - Small Fires | 2042 | 0 | 0.091184 | 0.042438 | 0.0018418 | 0.046905 | 0.032347 | 0.002268 | 0 | 7.3363e-05 | 7.3363e-05
[79 empty] | WLDFR | HFTD - Transmission - Tier 3 - 115 kV or Lower | Non-Red Flag Warning - Small Fires | 2043 | 0 | 0.095486 | 0.044306 | 0.0019228 | 0.049257 | 0.033969 | 0.002268 | 0 | 7.7042e-05 | 7.7042e-05
[79 empty] | WLDFR | HFTD - Transmission - Tier 3 - 115 kV or Lower | Non-Red Flag Warning - Small Fires | 2044 | 0 | 0.095486 | 0.044306 | 0.0019228 | 0.049257 | 0.033969 | 0.002268 | 0 | 7.7042e-05 | 7.7042e-05
[79 empty] | WLDFR | HFTD - Transmission - Tier 3 - 115 kV or Lower | Non-Red Flag Warning - Small Fires | 2045 | 0 | 0.095486 | 0.044306 | 0.0019228 | 0.049257 | 0.033969 | 0.002268 | 0 | 7.7042e-05 | 7.7042e-05
[79 empty] | WLDFR | HFTD - Transmission - Tier 3 - 115 kV or Lower | Non-Red Flag Warning - Small Fires | 2046 | 0 | 0.095486 | 0.044306 | 0.0019228 | 0.049257 | 0.033969 | 0.002268 | 0 | 7.7042e-05 | 7.7042e-05
[79 empty] | WLDFR | HFTD - Transmission - Tier 3 - 115 kV or Lower | Non-Red Flag Warning - Small Fires | 2047 | 0 | 0.095486 | 0.044306 | 0.0019228 | 0.049257 | 0.033969 | 0.002268 | 0 | 7.7042e-05 | 7.7042e-05
[79 empty] | WLDFR | HFTD - Transmission - Tier 3 - 115 kV or Lower | Non-Red Flag Warning - Small Fires | 2048 | 0 | 0.10007 | 0.04626 | 0.0020076 | 0.051804 | 0.035726 | 0.002268 | 0 | 8.1026e-05 | 8.1026e-05
[79 empty] | WLDFR | HFTD - Transmission - Tier 3 - 115 kV or Lower | Non-Red Flag Warning - Small Fires | 2049 | 0 | 0.10007 | 0.04626 | 0.0020076 | 0.051804 | 0.035726 | 0.002268 | 0 | 8.1026e-05 | 8.1026e-05
[79 empty] | WLDFR | HFTD - Transmission - Tier 3 - 115 kV or Lower | Non-Red Flag Warning - Small Fires | 2050 | 0 | 0.10007 | 0.04626 | 0.0020076 | 0.051804 | 0.035726 | 0.002268 | 0 | 8.1026e-05 | 8.1026e-05
[79 empty] | WLDFR | HFTD - Transmission - Tier 3 - 115 kV or Lower | Non-Red Flag Warning - Small Fires | 2051 | 0 | 0.10007 | 0.04626 | 0.0020076 | 0.051804 | 0.035726 | 0.002268 | 0 | 8.1026e-05 | 8.1026e-05
[79 empty] | WLDFR | HFTD - Transmission - Tier 3 - 115 kV or Lower | Non-Red Flag Warning - Small Fires | 2052 | 0 | 0.10007 | 0.04626 | 0.0020076 | 0.051804 | 0.035726 | 0.002268 | 0 | 8.1026e-05 | 8.1026e-05
[79 empty] | WLDFR | HFTD - Transmission - Tier 3 - 115 kV or Lower | Non-Red Flag Warning - Small Fires | 2053 | 0 | 0.10489 | 0.048274 | 0.002095 | 0.054525 | 0.037602 | 0.002268 | 0 | 8.5281e-05 | 8.5281e-05
[79 empty] | WLDFR | HFTD - Transmission - Tier 3 - 115 kV or Lower | Non-Red Flag Warning - Small Fires | 2054 | 0 | 0.10489 | 0.048274 | 0.002095 | 0.054525 | 0.037602 | 0.002268 | 0 | 8.5281e-05 | 8.5281e-05
[79 empty] | WLDFR | HFTD - Transmission - Tier 3 - 115 kV or Lower | Non-Red Flag Warning - Small Fires | 2055 | 0 | 0.10489 | 0.048274 | 0.002095 | 0.054525 | 0.037602 | 0.002268 | 0 | 8.5281e-05 | 8.5281e-05
[79 empty] | WLDFR | HFTD - Transmission - Tier 3 - 115 kV or Lower | Red Flag Warning - Catastrophic Fires | 2026 | 0 | 14664.6376 | 233.2301 | 8896.516 | 5534.8915 | 3817.0051 | 1.0039e-05 | 0 | 0.038319 | 0.038319
[79 empty] | WLDFR | HFTD - Transmission - Tier 3 - 115 kV or Lower | Red Flag Warning - Catastrophic Fires | 2027 | 0 | 14664.6376 | 233.2301 | 8896.516 | 5534.8915 | 3817.0051 | 1.0039e-05 | 0 | 0.038319 | 0.038319
[79 empty] | WLDFR | HFTD - Transmission - Tier 3 - 115 kV or Lower | Red Flag Warning - Catastrophic Fires | 2028 | 0 | 15317.9909 | 247.273 | 9287.6491 | 5783.0689 | 3988.1546 | 1.0039e-05 | 0 | 0.040037 | 0.040037
[79 empty] | WLDFR | HFTD - Transmission - Tier 3 - 115 kV or Lower | Red Flag Warning - Catastrophic Fires | 2029 | 0 | 15317.9909 | 247.273 | 9287.6491 | 5783.0689 | 3988.1546 | 1.0039e-05 | 0 | 0.040037 | 0.040037
[79 empty] | WLDFR | HFTD - Transmission - Tier 3 - 115 kV or Lower | Red Flag Warning - Catastrophic Fires | 2030 | 0 | 15317.9909 | 247.273 | 9287.6491 | 5783.0689 | 3988.1546 | 1.0039e-05 | 0 | 0.040037 | 0.040037
[79 empty] | WLDFR | HFTD - Transmission - Tier 3 - 115 kV or Lower | Red Flag Warning - Catastrophic Fires | 2031 | 0 | 15317.9909 | 247.273 | 9287.6491 | 5783.0689 | 3988.1546 | 1.0039e-05 | 0 | 0.040037 | 0.040037
[79 empty] | WLDFR | HFTD - Transmission - Tier 3 - 115 kV or Lower | Red Flag Warning - Catastrophic Fires | 2032 | 0 | 15317.9909 | 247.273 | 9287.6491 | 5783.0689 | 3988.1546 | 1.0039e-05 | 0 | 0.040037 | 0.040037
[79 empty] | WLDFR | HFTD - Transmission - Tier 3 - 115 kV or Lower | Red Flag Warning - Catastrophic Fires | 2033 | 0 | 16044.1264 | 263.1074 | 9721.74 | 6059.2791 | 4178.6364 | 1.0039e-05 | 0 | 0.041949 | 0.041949
[79 empty] | WLDFR | HFTD - Transmission - Tier 3 - 115 kV or Lower | Red Flag Warning - Catastrophic Fires | 2034 | 0 | 16044.1264 | 263.1074 | 9721.74 | 6059.2791 | 4178.6364 | 1.0039e-05 | 0 | 0.041949 | 0.041949
[79 empty] | WLDFR | HFTD - Transmission - Tier 3 - 115 kV or Lower | Red Flag Warning - Catastrophic Fires | 2035 | 0 | 16044.1264 | 263.1074 | 9721.74 | 6059.2791 | 4178.6364 | 1.0039e-05 | 0 | 0.041949 | 0.041949
[79 empty] | WLDFR | HFTD - Transmission - Tier 3 - 115 kV or Lower | Red Flag Warning - Catastrophic Fires | 2036 | 0 | 16044.1264 | 263.1074 | 9721.74 | 6059.2791 | 4178.6364 | 1.0039e-05 | 0 | 0.041949 | 0.041949
[79 empty] | WLDFR | HFTD - Transmission - Tier 3 - 115 kV or Lower | Red Flag Warning - Catastrophic Fires | 2037 | 0 | 16044.1264 | 263.1074 | 9721.74 | 6059.2791 | 4178.6364 | 1.0039e-05 | 0 | 0.041949 | 0.041949
[79 empty] | WLDFR | HFTD - Transmission - Tier 3 - 115 kV or Lower | Red Flag Warning - Catastrophic Fires | 2038 | 0 | 16832.3912 | 280.5544 | 10192.2718 | 6359.5651 | 4385.7214 | 1.0039e-05 | 0 | 0.044028 | 0.044028
[79 empty] | WLDFR | HFTD - Transmission - Tier 3 - 115 kV or Lower | Red Flag Warning - Catastrophic Fires | 2039 | 0 | 16832.3912 | 280.5544 | 10192.2718 | 6359.5651 | 4385.7214 | 1.0039e-05 | 0 | 0.044028 | 0.044028
[79 empty] | WLDFR | HFTD - Transmission - Tier 3 - 115 kV or Lower | Red Flag Warning - Catastrophic Fires | 2040 | 0 | 16832.3912 | 280.5544 | 10192.2718 | 6359.5651 | 4385.7214 | 1.0039e-05 | 0 | 0.044028 | 0.044028
[79 empty] | WLDFR | HFTD - Transmission - Tier 3 - 115 kV or Lower | Red Flag Warning - Catastrophic Fires | 2041 | 0 | 16832.3912 | 280.5544 | 10192.2718 | 6359.5651 | 4385.7214 | 1.0039e-05 | 0 | 0.044028 | 0.044028
[79 empty] | WLDFR | HFTD - Transmission - Tier 3 - 115 kV or Lower | Red Flag Warning - Catastrophic Fires | 2042 | 0 | 16832.3912 | 280.5544 | 10192.2718 | 6359.5651 | 4385.7214 | 1.0039e-05 | 0 | 0.044028 | 0.044028
[79 empty] | WLDFR | HFTD - Transmission - Tier 3 - 115 kV or Lower | Red Flag Warning - Catastrophic Fires | 2043 | 0 | 17672.0852 | 299.42 | 10692.7362 | 6679.929 | 4606.6527 | 1.0039e-05 | 0 | 0.046246 | 0.046246
[79 empty] | WLDFR | HFTD - Transmission - Tier 3 - 115 kV or Lower | Red Flag Warning - Catastrophic Fires | 2044 | 0 | 17672.0852 | 299.42 | 10692.7362 | 6679.929 | 4606.6527 | 1.0039e-05 | 0 | 0.046246 | 0.046246
[79 empty] | WLDFR | HFTD - Transmission - Tier 3 - 115 kV or Lower | Red Flag Warning - Catastrophic Fires | 2045 | 0 | 17672.0852 | 299.42 | 10692.7362 | 6679.929 | 4606.6527 | 1.0039e-05 | 0 | 0.046246 | 0.046246
[79 empty] | WLDFR | HFTD - Transmission - Tier 3 - 115 kV or Lower | Red Flag Warning - Catastrophic Fires | 2046 | 0 | 17672.0852 | 299.42 | 10692.7362 | 6679.929 | 4606.6527 | 1.0039e-05 | 0 | 0.046246 | 0.046246
[79 empty] | WLDFR | HFTD - Transmission - Tier 3 - 115 kV or Lower | Red Flag Warning - Catastrophic Fires | 2047 | 0 | 17672.0852 | 299.42 | 10692.7362 | 6679.929 | 4606.6527 | 1.0039e-05 | 0 | 0.046246 | 0.046246
[79 empty] | WLDFR | HFTD - Transmission - Tier 3 - 115 kV or Lower | Red Flag Warning - Catastrophic Fires | 2048 | 0 | 18552.3348 | 319.4911 | 11216.5626 | 7016.281 | 4838.6098 | 1.0039e-05 | 0 | 0.048574 | 0.048574
[79 empty] | WLDFR | HFTD - Transmission - Tier 3 - 115 kV or Lower | Red Flag Warning - Catastrophic Fires | 2049 | 0 | 18552.3348 | 319.4911 | 11216.5626 | 7016.281 | 4838.6098 | 1.0039e-05 | 0 | 0.048574 | 0.048574
[79 empty] | WLDFR | HFTD - Transmission - Tier 3 - 115 kV or Lower | Red Flag Warning - Catastrophic Fires | 2050 | 0 | 18552.3348 | 319.4911 | 11216.5626 | 7016.281 | 4838.6098 | 1.0039e-05 | 0 | 0.048574 | 0.048574
[79 empty] | WLDFR | HFTD - Transmission - Tier 3 - 115 kV or Lower | Red Flag Warning - Catastrophic Fires | 2051 | 0 | 18552.3348 | 319.4911 | 11216.5626 | 7016.281 | 4838.6098 | 1.0039e-05 | 0 | 0.048574 | 0.048574
[79 empty] | WLDFR | HFTD - Transmission - Tier 3 - 115 kV or Lower | Red Flag Warning - Catastrophic Fires | 2052 | 0 | 18552.3348 | 319.4911 | 11216.5626 | 7016.281 | 4838.6098 | 1.0039e-05 | 0 | 0.048574 | 0.048574
[79 empty] | WLDFR | HFTD - Transmission - Tier 3 - 115 kV or Lower | Red Flag Warning - Catastrophic Fires | 2053 | 0 | 19462.1283 | 340.5356 | 11757.1413 | 7364.4514 | 5078.7171 | 1.0039e-05 | 0 | 0.050985 | 0.050985
[79 empty] | WLDFR | HFTD - Transmission - Tier 3 - 115 kV or Lower | Red Flag Warning - Catastrophic Fires | 2054 | 0 | 19462.1283 | 340.5356 | 11757.1413 | 7364.4514 | 5078.7171 | 1.0039e-05 | 0 | 0.050985 | 0.050985
[79 empty] | WLDFR | HFTD - Transmission - Tier 3 - 115 kV or Lower | Red Flag Warning - Catastrophic Fires | 2055 | 0 | 19462.1283 | 340.5356 | 11757.1413 | 7364.4514 | 5078.7171 | 1.0039e-05 | 0 | 0.050985 | 0.050985
[79 empty] | WLDFR | HFTD - Transmission - Tier 3 - 115 kV or Lower | Red Flag Warning - Large Fires | 2026 | 0 | 5.475 | 0.71896 | 3.0715 | 1.6846 | 1.1617 | 8.6048e-06 | 0 | 9.9964e-06 | 9.9964e-06
[79 empty] | WLDFR | HFTD - Transmission - Tier 3 - 115 kV or Lower | Red Flag Warning - Large Fires | 2027 | 0 | 5.475 | 0.71896 | 3.0715 | 1.6846 | 1.1617 | 8.6048e-06 | 0 | 9.9964e-06 | 9.9964e-06
[79 empty] | WLDFR | HFTD - Transmission - Tier 3 - 115 kV or Lower | Red Flag Warning - Large Fires | 2028 | 0 | 5.777 | 0.74734 | 3.238 | 1.7917 | 1.2356 | 8.6048e-06 | 0 | 1.0632e-05 | 1.0632e-05
[79 empty] | WLDFR | HFTD - Transmission - Tier 3 - 115 kV or Lower | Red Flag Warning - Large Fires | 2029 | 0 | 5.777 | 0.74734 | 3.238 | 1.7917 | 1.2356 | 8.6048e-06 | 0 | 1.0632e-05 | 1.0632e-05
[79 empty] | WLDFR | HFTD - Transmission - Tier 3 - 115 kV or Lower | Red Flag Warning - Large Fires | 2030 | 0 | 5.777 | 0.74734 | 3.238 | 1.7917 | 1.2356 | 8.6048e-06 | 0 | 1.0632e-05 | 1.0632e-05
[79 empty] | WLDFR | HFTD - Transmission - Tier 3 - 115 kV or Lower | Red Flag Warning - Large Fires | 2031 | 0 | 5.777 | 0.74734 | 3.238 | 1.7917 | 1.2356 | 8.6048e-06 | 0 | 1.0632e-05 | 1.0632e-05
[79 empty] | WLDFR | HFTD - Transmission - Tier 3 - 115 kV or Lower | Red Flag Warning - Large Fires | 2032 | 0 | 5.777 | 0.74734 | 3.238 | 1.7917 | 1.2356 | 8.6048e-06 | 0 | 1.0632e-05 | 1.0632e-05
[79 empty] | WLDFR | HFTD - Transmission - Tier 3 - 115 kV or Lower | Red Flag Warning - Large Fires | 2033 | 0 | 6.1205 | 0.77885 | 3.4265 | 1.9151 | 1.3207 | 8.6048e-06 | 0 | 1.1365e-05 | 1.1365e-05
[79 empty] | WLDFR | HFTD - Transmission - Tier 3 - 115 kV or Lower | Red Flag Warning - Large Fires | 2034 | 0 | 6.1205 | 0.77885 | 3.4265 | 1.9151 | 1.3207 | 8.6048e-06 | 0 | 1.1365e-05 | 1.1365e-05
[79 empty] | WLDFR | HFTD - Transmission - Tier 3 - 115 kV or Lower | Red Flag Warning - Large Fires | 2035 | 0 | 6.1205 | 0.77885 | 3.4265 | 1.9151 | 1.3207 | 8.6048e-06 | 0 | 1.1365e-05 | 1.1365e-05
[79 empty] | WLDFR | HFTD - Transmission - Tier 3 - 115 kV or Lower | Red Flag Warning - Large Fires | 2036 | 0 | 6.1205 | 0.77885 | 3.4265 | 1.9151 | 1.3207 | 8.6048e-06 | 0 | 1.1365e-05 | 1.1365e-05
[79 empty] | WLDFR | HFTD - Transmission - Tier 3 - 115 kV or Lower | Red Flag Warning - Large Fires | 2037 | 0 | 6.1205 | 0.77885 | 3.4265 | 1.9151 | 1.3207 | 8.6048e-06 | 0 | 1.1365e-05 | 1.1365e-05
[79 empty] | WLDFR | HFTD - Transmission - Tier 3 - 115 kV or Lower | Red Flag Warning - Large Fires | 2038 | 0 | 6.5028 | 0.81304 | 3.6355 | 2.0543 | 1.4167 | 8.6048e-06 | 0 | 1.219e-05 | 1.219e-05
[79 empty] | WLDFR | HFTD - Transmission - Tier 3 - 115 kV or Lower | Red Flag Warning - Large Fires | 2039 | 0 | 6.5028 | 0.81304 | 3.6355 | 2.0543 | 1.4167 | 8.6048e-06 | 0 | 1.219e-05 | 1.219e-05
[79 empty] | WLDFR | HFTD - Transmission - Tier 3 - 115 kV or Lower | Red Flag Warning - Large Fires | 2040 | 0 | 6.5028 | 0.81304 | 3.6355 | 2.0543 | 1.4167 | 8.6048e-06 | 0 | 1.219e-05 | 1.219e-05
[79 empty] | WLDFR | HFTD - Transmission - Tier 3 - 115 kV or Lower | Red Flag Warning - Large Fires | 2041 | 0 | 6.5028 | 0.81304 | 3.6355 | 2.0543 | 1.4167 | 8.6048e-06 | 0 | 1.219e-05 | 1.219e-05
[79 empty] | WLDFR | HFTD - Transmission - Tier 3 - 115 kV or Lower | Red Flag Warning - Large Fires | 2042 | 0 | 6.5028 | 0.81304 | 3.6355 | 2.0543 | 1.4167 | 8.6048e-06 | 0 | 1.219e-05 | 1.219e-05
[79 empty] | WLDFR | HFTD - Transmission - Tier 3 - 115 kV or Lower | Red Flag Warning - Large Fires | 2043 | 0 | 6.9209 | 0.84944 | 3.8632 | 2.2083 | 1.5229 | 8.6048e-06 | 0 | 1.3104e-05 | 1.3104e-05
[79 empty] | WLDFR | HFTD - Transmission - Tier 3 - 115 kV or Lower | Red Flag Warning - Large Fires | 2044 | 0 | 6.9209 | 0.84944 | 3.8632 | 2.2083 | 1.5229 | 8.6048e-06 | 0 | 1.3104e-05 | 1.3104e-05
[79 empty] | WLDFR | HFTD - Transmission - Tier 3 - 115 kV or Lower | Red Flag Warning - Large Fires | 2045 | 0 | 6.9209 | 0.84944 | 3.8632 | 2.2083 | 1.5229 | 8.6048e-06 | 0 | 1.3104e-05 | 1.3104e-05
[79 empty] | WLDFR | HFTD - Transmission - Tier 3 - 115 kV or Lower | Red Flag Warning - Large Fires | 2046 | 0 | 6.9209 | 0.84944 | 3.8632 | 2.2083 | 1.5229 | 8.6048e-06 | 0 | 1.3104e-05 | 1.3104e-05
[79 empty] | WLDFR | HFTD - Transmission - Tier 3 - 115 kV or Lower | Red Flag Warning - Large Fires | 2047 | 0 | 6.9209 | 0.84944 | 3.8632 | 2.2083 | 1.5229 | 8.6048e-06 | 0 | 1.3104e-05 | 1.3104e-05
[79 empty] | WLDFR | HFTD - Transmission - Tier 3 - 115 kV or Lower | Red Flag Warning - Large Fires | 2048 | 0 | 7.3713 | 0.88759 | 4.1075 | 2.3763 | 1.6388 | 8.6048e-06 | 0 | 1.4101e-05 | 1.4101e-05
[79 empty] | WLDFR | HFTD - Transmission - Tier 3 - 115 kV or Lower | Red Flag Warning - Large Fires | 2049 | 0 | 7.3713 | 0.88759 | 4.1075 | 2.3763 | 1.6388 | 8.6048e-06 | 0 | 1.4101e-05 | 1.4101e-05
[79 empty] | WLDFR | HFTD - Transmission - Tier 3 - 115 kV or Lower | Red Flag Warning - Large Fires | 2050 | 0 | 7.3713 | 0.88759 | 4.1075 | 2.3763 | 1.6388 | 8.6048e-06 | 0 | 1.4101e-05 | 1.4101e-05
[79 empty] | WLDFR | HFTD - Transmission - Tier 3 - 115 kV or Lower | Red Flag Warning - Large Fires | 2051 | 0 | 7.3713 | 0.88759 | 4.1075 | 2.3763 | 1.6388 | 8.6048e-06 | 0 | 1.4101e-05 | 1.4101e-05
[79 empty] | WLDFR | HFTD - Transmission - Tier 3 - 115 kV or Lower | Red Flag Warning - Large Fires | 2052 | 0 | 7.3713 | 0.88759 | 4.1075 | 2.3763 | 1.6388 | 8.6048e-06 | 0 | 1.4101e-05 | 1.4101e-05
[79 empty] | WLDFR | HFTD - Transmission - Tier 3 - 115 kV or Lower | Red Flag Warning - Large Fires | 2053 | 0 | 7.8503 | 0.92702 | 4.3664 | 2.5569 | 1.7633 | 8.6048e-06 | 0 | 1.5173e-05 | 1.5173e-05
[79 empty] | WLDFR | HFTD - Transmission - Tier 3 - 115 kV or Lower | Red Flag Warning - Large Fires | 2054 | 0 | 7.8503 | 0.92702 | 4.3664 | 2.5569 | 1.7633 | 8.6048e-06 | 0 | 1.5173e-05 | 1.5173e-05
[79 empty] | WLDFR | HFTD - Transmission - Tier 3 - 115 kV or Lower | Red Flag Warning - Large Fires | 2055 | 0 | 7.8503 | 0.92702 | 4.3664 | 2.5569 | 1.7633 | 8.6048e-06 | 0 | 1.5173e-05 | 1.5173e-05
[79 empty] | WLDFR | HFTD - Transmission - Tier 3 - 115 kV or Lower | Red Flag Warning - Small Fires | 2026 | 0 | 0.080408 | 0.03759 | 0.0016314 | 0.041187 | 0.028403 | 0.00011824 | 0 | 3.3583e-06 | 3.3583e-06
[79 empty] | WLDFR | HFTD - Transmission - Tier 3 - 115 kV or Lower | Red Flag Warning - Small Fires | 2027 | 0 | 0.080408 | 0.03759 | 0.0016314 | 0.041187 | 0.028403 | 0.00011824 | 0 | 3.3583e-06 | 3.3583e-06
[79 empty] | WLDFR | HFTD - Transmission - Tier 3 - 115 kV or Lower | Red Flag Warning - Small Fires | 2028 | 0 | 0.083606 | 0.039055 | 0.001695 | 0.042856 | 0.029555 | 0.00011824 | 0 | 3.4944e-06 | 3.4944e-06
[79 empty] | WLDFR | HFTD - Transmission - Tier 3 - 115 kV or Lower | Red Flag Warning - Small Fires | 2029 | 0 | 0.083606 | 0.039055 | 0.001695 | 0.042856 | 0.029555 | 0.00011824 | 0 | 3.4944e-06 | 3.4944e-06
[79 empty] | WLDFR | HFTD - Transmission - Tier 3 - 115 kV or Lower | Red Flag Warning - Small Fires | 2030 | 0 | 0.083606 | 0.039055 | 0.001695 | 0.042856 | 0.029555 | 0.00011824 | 0 | 3.4944e-06 | 3.4944e-06
[79 empty] | WLDFR | HFTD - Transmission - Tier 3 - 115 kV or Lower | Red Flag Warning - Small Fires | 2031 | 0 | 0.083606 | 0.039055 | 0.001695 | 0.042856 | 0.029555 | 0.00011824 | 0 | 3.4944e-06 | 3.4944e-06
[79 empty] | WLDFR | HFTD - Transmission - Tier 3 - 115 kV or Lower | Red Flag Warning - Small Fires | 2032 | 0 | 0.083606 | 0.039055 | 0.001695 | 0.042856 | 0.029555 | 0.00011824 | 0 | 3.4944e-06 | 3.4944e-06
[79 empty] | WLDFR | HFTD - Transmission - Tier 3 - 115 kV or Lower | Red Flag Warning - Small Fires | 2033 | 0 | 0.087211 | 0.040679 | 0.0017655 | 0.044766 | 0.030872 | 0.00011824 | 0 | 3.6502e-06 | 3.6502e-06
[79 empty] | WLDFR | HFTD - Transmission - Tier 3 - 115 kV or Lower | Red Flag Warning - Small Fires | 2034 | 0 | 0.087211 | 0.040679 | 0.0017655 | 0.044766 | 0.030872 | 0.00011824 | 0 | 3.6502e-06 | 3.6502e-06
[79 empty] | WLDFR | HFTD - Transmission - Tier 3 - 115 kV or Lower | Red Flag Warning - Small Fires | 2035 | 0 | 0.087211 | 0.040679 | 0.0017655 | 0.044766 | 0.030872 | 0.00011824 | 0 | 3.6502e-06 | 3.6502e-06
[79 empty] | WLDFR | HFTD - Transmission - Tier 3 - 115 kV or Lower | Red Flag Warning - Small Fires | 2036 | 0 | 0.087211 | 0.040679 | 0.0017655 | 0.044766 | 0.030872 | 0.00011824 | 0 | 3.6502e-06 | 3.6502e-06
[79 empty] | WLDFR | HFTD - Transmission - Tier 3 - 115 kV or Lower | Red Flag Warning - Small Fires | 2037 | 0 | 0.087211 | 0.040679 | 0.0017655 | 0.044766 | 0.030872 | 0.00011824 | 0 | 3.6502e-06 | 3.6502e-06
[79 empty] | WLDFR | HFTD - Transmission - Tier 3 - 115 kV or Lower | Red Flag Warning - Small Fires | 2038 | 0 | 0.091184 | 0.042438 | 0.0018418 | 0.046905 | 0.032347 | 0.00011824 | 0 | 3.8246e-06 | 3.8246e-06
[79 empty] | WLDFR | HFTD - Transmission - Tier 3 - 115 kV or Lower | Red Flag Warning - Small Fires | 2039 | 0 | 0.091184 | 0.042438 | 0.0018418 | 0.046905 | 0.032347 | 0.00011824 | 0 | 3.8246e-06 | 3.8246e-06
[79 empty] | WLDFR | HFTD - Transmission - Tier 3 - 115 kV or Lower | Red Flag Warning - Small Fires | 2040 | 0 | 0.091184 | 0.042438 | 0.0018418 | 0.046905 | 0.032347 | 0.00011824 | 0 | 3.8246e-06 | 3.8246e-06
[79 empty] | WLDFR | HFTD - Transmission - Tier 3 - 115 kV or Lower | Red Flag Warning - Small Fires | 2041 | 0 | 0.091184 | 0.042438 | 0.0018418 | 0.046905 | 0.032347 | 0.00011824 | 0 | 3.8246e-06 | 3.8246e-06
[79 empty] | WLDFR | HFTD - Transmission - Tier 3 - 115 kV or Lower | Red Flag Warning - Small Fires | 2042 | 0 | 0.091184 | 0.042438 | 0.0018418 | 0.046905 | 0.032347 | 0.00011824 | 0 | 3.8246e-06 | 3.8246e-06
[79 empty] | WLDFR | HFTD - Transmission - Tier 3 - 115 kV or Lower | Red Flag Warning - Small Fires | 2043 | 0 | 0.095486 | 0.044306 | 0.0019228 | 0.049257 | 0.033969 | 0.00011824 | 0 | 4.0163e-06 | 4.0163e-06
[79 empty] | WLDFR | HFTD - Transmission - Tier 3 - 115 kV or Lower | Red Flag Warning - Small Fires | 2044 | 0 | 0.095486 | 0.044306 | 0.0019228 | 0.049257 | 0.033969 | 0.00011824 | 0 | 4.0163e-06 | 4.0163e-06
[79 empty] | WLDFR | HFTD - Transmission - Tier 3 - 115 kV or Lower | Red Flag Warning - Small Fires | 2045 | 0 | 0.095486 | 0.044306 | 0.0019228 | 0.049257 | 0.033969 | 0.00011824 | 0 | 4.0163e-06 | 4.0163e-06
[79 empty] | WLDFR | HFTD - Transmission - Tier 3 - 115 kV or Lower | Red Flag Warning - Small Fires | 2046 | 0 | 0.095486 | 0.044306 | 0.0019228 | 0.049257 | 0.033969 | 0.00011824 | 0 | 4.0163e-06 | 4.0163e-06
[79 empty] | WLDFR | HFTD - Transmission - Tier 3 - 115 kV or Lower | Red Flag Warning - Small Fires | 2047 | 0 | 0.095486 | 0.044306 | 0.0019228 | 0.049257 | 0.033969 | 0.00011824 | 0 | 4.0163e-06 | 4.0163e-06
[79 empty] | WLDFR | HFTD - Transmission - Tier 3 - 115 kV or Lower | Red Flag Warning - Small Fires | 2048 | 0 | 0.10007 | 0.04626 | 0.0020076 | 0.051804 | 0.035726 | 0.00011824 | 0 | 4.224e-06 | 4.224e-06
[79 empty] | WLDFR | HFTD - Transmission - Tier 3 - 115 kV or Lower | Red Flag Warning - Small Fires | 2049 | 0 | 0.10007 | 0.04626 | 0.0020076 | 0.051804 | 0.035726 | 0.00011824 | 0 | 4.224e-06 | 4.224e-06
[79 empty] | WLDFR | HFTD - Transmission - Tier 3 - 115 kV or Lower | Red Flag Warning - Small Fires | 2050 | 0 | 0.10007 | 0.04626 | 0.0020076 | 0.051804 | 0.035726 | 0.00011824 | 0 | 4.224e-06 | 4.224e-06
[79 empty] | WLDFR | HFTD - Transmission - Tier 3 - 115 kV or Lower | Red Flag Warning - Small Fires | 2051 | 0 | 0.10007 | 0.04626 | 0.0020076 | 0.051804 | 0.035726 | 0.00011824 | 0 | 4.224e-06 | 4.224e-06
[79 empty] | WLDFR | HFTD - Transmission - Tier 3 - 115 kV or Lower | Red Flag Warning - Small Fires | 2052 | 0 | 0.10007 | 0.04626 | 0.0020076 | 0.051804 | 0.035726 | 0.00011824 | 0 | 4.224e-06 | 4.224e-06
[79 empty] | WLDFR | HFTD - Transmission - Tier 3 - 115 kV or Lower | Red Flag Warning - Small Fires | 2053 | 0 | 0.10489 | 0.048274 | 0.002095 | 0.054525 | 0.037602 | 0.00011824 | 0 | 4.4459e-06 | 4.4459e-06
[79 empty] | WLDFR | HFTD - Transmission - Tier 3 - 115 kV or Lower | Red Flag Warning - Small Fires | 2054 | 0 | 0.10489 | 0.048274 | 0.002095 | 0.054525 | 0.037602 | 0.00011824 | 0 | 4.4459e-06 | 4.4459e-06
[79 empty] | WLDFR | HFTD - Transmission - Tier 3 - 115 kV or Lower | Red Flag Warning - Small Fires | 2055 | 0 | 0.10489 | 0.048274 | 0.002095 | 0.054525 | 0.037602 | 0.00011824 | 0 | 4.4459e-06 | 4.4459e-06
[79 empty] | WLDFR | HFTD - Transmission - Tier 3 - 230 kV or Higher | Non-Red Flag Warning - Catastrophic Fires | 2026 | 0 | 14664.6376 | 233.2301 | 8896.516 | 5534.8915 | 3817.0051 | 3.0839e-07 | 0 | 0.0011771 | 0.0011771
[79 empty] | WLDFR | HFTD - Transmission - Tier 3 - 230 kV or Higher | Non-Red Flag Warning - Catastrophic Fires | 2027 | 0 | 14664.6376 | 233.2301 | 8896.516 | 5534.8915 | 3817.0051 | 3.0839e-07 | 0 | 0.0011771 | 0.0011771
[79 empty] | WLDFR | HFTD - Transmission - Tier 3 - 230 kV or Higher | Non-Red Flag Warning - Catastrophic Fires | 2028 | 0 | 15317.9909 | 247.273 | 9287.6491 | 5783.0689 | 3988.1546 | 3.0839e-07 | 0 | 0.0012299 | 0.0012299
[79 empty] | WLDFR | HFTD - Transmission - Tier 3 - 230 kV or Higher | Non-Red Flag Warning - Catastrophic Fires | 2029 | 0 | 15317.9909 | 247.273 | 9287.6491 | 5783.0689 | 3988.1546 | 3.0839e-07 | 0 | 0.0012299 | 0.0012299
[79 empty] | WLDFR | HFTD - Transmission - Tier 3 - 230 kV or Higher | Non-Red Flag Warning - Catastrophic Fires | 2030 | 0 | 15317.9909 | 247.273 | 9287.6491 | 5783.0689 | 3988.1546 | 3.0839e-07 | 0 | 0.0012299 | 0.0012299
[79 empty] | WLDFR | HFTD - Transmission - Tier 3 - 230 kV or Higher | Non-Red Flag Warning - Catastrophic Fires | 2031 | 0 | 15317.9909 | 247.273 | 9287.6491 | 5783.0689 | 3988.1546 | 3.0839e-07 | 0 | 0.0012299 | 0.0012299
[79 empty] | WLDFR | HFTD - Transmission - Tier 3 - 230 kV or Higher | Non-Red Flag Warning - Catastrophic Fires | 2032 | 0 | 15317.9909 | 247.273 | 9287.6491 | 5783.0689 | 3988.1546 | 3.0839e-07 | 0 | 0.0012299 | 0.0012299
[79 empty] | WLDFR | HFTD - Transmission - Tier 3 - 230 kV or Higher | Non-Red Flag Warning - Catastrophic Fires | 2033 | 0 | 16044.1264 | 263.1074 | 9721.74 | 6059.2791 | 4178.6364 | 3.0839e-07 | 0 | 0.0012887 | 0.0012887
[79 empty] | WLDFR | HFTD - Transmission - Tier 3 - 230 kV or Higher | Non-Red Flag Warning - Catastrophic Fires | 2034 | 0 | 16044.1264 | 263.1074 | 9721.74 | 6059.2791 | 4178.6364 | 3.0839e-07 | 0 | 0.0012887 | 0.0012887
[79 empty] | WLDFR | HFTD - Transmission - Tier 3 - 230 kV or Higher | Non-Red Flag Warning - Catastrophic Fires | 2035 | 0 | 16044.1264 | 263.1074 | 9721.74 | 6059.2791 | 4178.6364 | 3.0839e-07 | 0 | 0.0012887 | 0.0012887
[79 empty] | WLDFR | HFTD - Transmission - Tier 3 - 230 kV or Higher | Non-Red Flag Warning - Catastrophic Fires | 2036 | 0 | 16044.1264 | 263.1074 | 9721.74 | 6059.2791 | 4178.6364 | 3.0839e-07 | 0 | 0.0012887 | 0.0012887
[79 empty] | WLDFR | HFTD - Transmission - Tier 3 - 230 kV or Higher | Non-Red Flag Warning - Catastrophic Fires | 2037 | 0 | 16044.1264 | 263.1074 | 9721.74 | 6059.2791 | 4178.6364 | 3.0839e-07 | 0 | 0.0012887 | 0.0012887
[79 empty] | WLDFR | HFTD - Transmission - Tier 3 - 230 kV or Higher | Non-Red Flag Warning - Catastrophic Fires | 2038 | 0 | 16832.3912 | 280.5544 | 10192.2718 | 6359.5651 | 4385.7214 | 3.0839e-07 | 0 | 0.0013525 | 0.0013525
[79 empty] | WLDFR | HFTD - Transmission - Tier 3 - 230 kV or Higher | Non-Red Flag Warning - Catastrophic Fires | 2039 | 0 | 16832.3912 | 280.5544 | 10192.2718 | 6359.5651 | 4385.7214 | 3.0839e-07 | 0 | 0.0013525 | 0.0013525
[79 empty] | WLDFR | HFTD - Transmission - Tier 3 - 230 kV or Higher | Non-Red Flag Warning - Catastrophic Fires | 2040 | 0 | 16832.3912 | 280.5544 | 10192.2718 | 6359.5651 | 4385.7214 | 3.0839e-07 | 0 | 0.0013525 | 0.0013525
[79 empty] | WLDFR | HFTD - Transmission - Tier 3 - 230 kV or Higher | Non-Red Flag Warning - Catastrophic Fires | 2041 | 0 | 16832.3912 | 280.5544 | 10192.2718 | 6359.5651 | 4385.7214 | 3.0839e-07 | 0 | 0.0013525 | 0.0013525
[79 empty] | WLDFR | HFTD - Transmission - Tier 3 - 230 kV or Higher | Non-Red Flag Warning - Catastrophic Fires | 2042 | 0 | 16832.3912 | 280.5544 | 10192.2718 | 6359.5651 | 4385.7214 | 3.0839e-07 | 0 | 0.0013525 | 0.0013525
[79 empty] | WLDFR | HFTD - Transmission - Tier 3 - 230 kV or Higher | Non-Red Flag Warning - Catastrophic Fires | 2043 | 0 | 17672.0852 | 299.42 | 10692.7362 | 6679.929 | 4606.6527 | 3.0839e-07 | 0 | 0.0014207 | 0.0014207
[79 empty] | WLDFR | HFTD - Transmission - Tier 3 - 230 kV or Higher | Non-Red Flag Warning - Catastrophic Fires | 2044 | 0 | 17672.0852 | 299.42 | 10692.7362 | 6679.929 | 4606.6527 | 3.0839e-07 | 0 | 0.0014207 | 0.0014207
[79 empty] | WLDFR | HFTD - Transmission - Tier 3 - 230 kV or Higher | Non-Red Flag Warning - Catastrophic Fires | 2045 | 0 | 17672.0852 | 299.42 | 10692.7362 | 6679.929 | 4606.6527 | 3.0839e-07 | 0 | 0.0014207 | 0.0014207
[79 empty] | WLDFR | HFTD - Transmission - Tier 3 - 230 kV or Higher | Non-Red Flag Warning - Catastrophic Fires | 2046 | 0 | 17672.0852 | 299.42 | 10692.7362 | 6679.929 | 4606.6527 | 3.0839e-07 | 0 | 0.0014207 | 0.0014207
[79 empty] | WLDFR | HFTD - Transmission - Tier 3 - 230 kV or Higher | Non-Red Flag Warning - Catastrophic Fires | 2047 | 0 | 17672.0852 | 299.42 | 10692.7362 | 6679.929 | 4606.6527 | 3.0839e-07 | 0 | 0.0014207 | 0.0014207
[79 empty] | WLDFR | HFTD - Transmission - Tier 3 - 230 kV or Higher | Non-Red Flag Warning - Catastrophic Fires | 2048 | 0 | 18552.3348 | 319.4911 | 11216.5626 | 7016.281 | 4838.6098 | 3.0839e-07 | 0 | 0.0014922 | 0.0014922
[79 empty] | WLDFR | HFTD - Transmission - Tier 3 - 230 kV or Higher | Non-Red Flag Warning - Catastrophic Fires | 2049 | 0 | 18552.3348 | 319.4911 | 11216.5626 | 7016.281 | 4838.6098 | 3.0839e-07 | 0 | 0.0014922 | 0.0014922
[79 empty] | WLDFR | HFTD - Transmission - Tier 3 - 230 kV or Higher | Non-Red Flag Warning - Catastrophic Fires | 2050 | 0 | 18552.3348 | 319.4911 | 11216.5626 | 7016.281 | 4838.6098 | 3.0839e-07 | 0 | 0.0014922 | 0.0014922
[79 empty] | WLDFR | HFTD - Transmission - Tier 3 - 230 kV or Higher | Non-Red Flag Warning - Catastrophic Fires | 2051 | 0 | 18552.3348 | 319.4911 | 11216.5626 | 7016.281 | 4838.6098 | 3.0839e-07 | 0 | 0.0014922 | 0.0014922
[79 empty] | WLDFR | HFTD - Transmission - Tier 3 - 230 kV or Higher | Non-Red Flag Warning - Catastrophic Fires | 2052 | 0 | 18552.3348 | 319.4911 | 11216.5626 | 7016.281 | 4838.6098 | 3.0839e-07 | 0 | 0.0014922 | 0.0014922
[79 empty] | WLDFR | HFTD - Transmission - Tier 3 - 230 kV or Higher | Non-Red Flag Warning - Catastrophic Fires | 2053 | 0 | 19462.1283 | 340.5356 | 11757.1413 | 7364.4514 | 5078.7171 | 3.0839e-07 | 0 | 0.0015662 | 0.0015662
[79 empty] | WLDFR | HFTD - Transmission - Tier 3 - 230 kV or Higher | Non-Red Flag Warning - Catastrophic Fires | 2054 | 0 | 19462.1283 | 340.5356 | 11757.1413 | 7364.4514 | 5078.7171 | 3.0839e-07 | 0 | 0.0015662 | 0.0015662
[79 empty] | WLDFR | HFTD - Transmission - Tier 3 - 230 kV or Higher | Non-Red Flag Warning - Catastrophic Fires | 2055 | 0 | 19462.1283 | 340.5356 | 11757.1413 | 7364.4514 | 5078.7171 | 3.0839e-07 | 0 | 0.0015662 | 0.0015662
[79 empty] | WLDFR | HFTD - Transmission - Tier 3 - 230 kV or Higher | Non-Red Flag Warning - Large Fires | 2026 | 0 | 5.475 | 0.71896 | 3.0715 | 1.6846 | 1.1617 | 2.7755e-06 | 0 | 3.2244e-06 | 3.2244e-06
[79 empty] | WLDFR | HFTD - Transmission - Tier 3 - 230 kV or Higher | Non-Red Flag Warning - Large Fires | 2027 | 0 | 5.475 | 0.71896 | 3.0715 | 1.6846 | 1.1617 | 2.7755e-06 | 0 | 3.2244e-06 | 3.2244e-06
[79 empty] | WLDFR | HFTD - Transmission - Tier 3 - 230 kV or Higher | Non-Red Flag Warning - Large Fires | 2028 | 0 | 5.777 | 0.74734 | 3.238 | 1.7917 | 1.2356 | 2.7755e-06 | 0 | 3.4295e-06 | 3.4295e-06
[79 empty] | WLDFR | HFTD - Transmission - Tier 3 - 230 kV or Higher | Non-Red Flag Warning - Large Fires | 2029 | 0 | 5.777 | 0.74734 | 3.238 | 1.7917 | 1.2356 | 2.7755e-06 | 0 | 3.4295e-06 | 3.4295e-06
[79 empty] | WLDFR | HFTD - Transmission - Tier 3 - 230 kV or Higher | Non-Red Flag Warning - Large Fires | 2030 | 0 | 5.777 | 0.74734 | 3.238 | 1.7917 | 1.2356 | 2.7755e-06 | 0 | 3.4295e-06 | 3.4295e-06
[79 empty] | WLDFR | HFTD - Transmission - Tier 3 - 230 kV or Higher | Non-Red Flag Warning - Large Fires | 2031 | 0 | 5.777 | 0.74734 | 3.238 | 1.7917 | 1.2356 | 2.7755e-06 | 0 | 3.4295e-06 | 3.4295e-06
[79 empty] | WLDFR | HFTD - Transmission - Tier 3 - 230 kV or Higher | Non-Red Flag Warning - Large Fires | 2032 | 0 | 5.777 | 0.74734 | 3.238 | 1.7917 | 1.2356 | 2.7755e-06 | 0 | 3.4295e-06 | 3.4295e-06
[79 empty] | WLDFR | HFTD - Transmission - Tier 3 - 230 kV or Higher | Non-Red Flag Warning - Large Fires | 2033 | 0 | 6.1205 | 0.77885 | 3.4265 | 1.9151 | 1.3207 | 2.7755e-06 | 0 | 3.6657e-06 | 3.6657e-06
[79 empty] | WLDFR | HFTD - Transmission - Tier 3 - 230 kV or Higher | Non-Red Flag Warning - Large Fires | 2034 | 0 | 6.1205 | 0.77885 | 3.4265 | 1.9151 | 1.3207 | 2.7755e-06 | 0 | 3.6657e-06 | 3.6657e-06
[79 empty] | WLDFR | HFTD - Transmission - Tier 3 - 230 kV or Higher | Non-Red Flag Warning - Large Fires | 2035 | 0 | 6.1205 | 0.77885 | 3.4265 | 1.9151 | 1.3207 | 2.7755e-06 | 0 | 3.6657e-06 | 3.6657e-06
[79 empty] | WLDFR | HFTD - Transmission - Tier 3 - 230 kV or Higher | Non-Red Flag Warning - Large Fires | 2036 | 0 | 6.1205 | 0.77885 | 3.4265 | 1.9151 | 1.3207 | 2.7755e-06 | 0 | 3.6657e-06 | 3.6657e-06
[79 empty] | WLDFR | HFTD - Transmission - Tier 3 - 230 kV or Higher | Non-Red Flag Warning - Large Fires | 2037 | 0 | 6.1205 | 0.77885 | 3.4265 | 1.9151 | 1.3207 | 2.7755e-06 | 0 | 3.6657e-06 | 3.6657e-06
[79 empty] | WLDFR | HFTD - Transmission - Tier 3 - 230 kV or Higher | Non-Red Flag Warning - Large Fires | 2038 | 0 | 6.5028 | 0.81304 | 3.6355 | 2.0543 | 1.4167 | 2.7755e-06 | 0 | 3.932e-06 | 3.932e-06
[79 empty] | WLDFR | HFTD - Transmission - Tier 3 - 230 kV or Higher | Non-Red Flag Warning - Large Fires | 2039 | 0 | 6.5028 | 0.81304 | 3.6355 | 2.0543 | 1.4167 | 2.7755e-06 | 0 | 3.932e-06 | 3.932e-06
[79 empty] | WLDFR | HFTD - Transmission - Tier 3 - 230 kV or Higher | Non-Red Flag Warning - Large Fires | 2040 | 0 | 6.5028 | 0.81304 | 3.6355 | 2.0543 | 1.4167 | 2.7755e-06 | 0 | 3.932e-06 | 3.932e-06
[79 empty] | WLDFR | HFTD - Transmission - Tier 3 - 230 kV or Higher | Non-Red Flag Warning - Large Fires | 2041 | 0 | 6.5028 | 0.81304 | 3.6355 | 2.0543 | 1.4167 | 2.7755e-06 | 0 | 3.932e-06 | 3.932e-06
[79 empty] | WLDFR | HFTD - Transmission - Tier 3 - 230 kV or Higher | Non-Red Flag Warning - Large Fires | 2042 | 0 | 6.5028 | 0.81304 | 3.6355 | 2.0543 | 1.4167 | 2.7755e-06 | 0 | 3.932e-06 | 3.932e-06
[79 empty] | WLDFR | HFTD - Transmission - Tier 3 - 230 kV or Higher | Non-Red Flag Warning - Large Fires | 2043 | 0 | 6.9209 | 0.84944 | 3.8632 | 2.2083 | 1.5229 | 2.7755e-06 | 0 | 4.2269e-06 | 4.2269e-06
[79 empty] | WLDFR | HFTD - Transmission - Tier 3 - 230 kV or Higher | Non-Red Flag Warning - Large Fires | 2044 | 0 | 6.9209 | 0.84944 | 3.8632 | 2.2083 | 1.5229 | 2.7755e-06 | 0 | 4.2269e-06 | 4.2269e-06
[79 empty] | WLDFR | HFTD - Transmission - Tier 3 - 230 kV or Higher | Non-Red Flag Warning - Large Fires | 2045 | 0 | 6.9209 | 0.84944 | 3.8632 | 2.2083 | 1.5229 | 2.7755e-06 | 0 | 4.2269e-06 | 4.2269e-06
[79 empty] | WLDFR | HFTD - Transmission - Tier 3 - 230 kV or Higher | Non-Red Flag Warning - Large Fires | 2046 | 0 | 6.9209 | 0.84944 | 3.8632 | 2.2083 | 1.5229 | 2.7755e-06 | 0 | 4.2269e-06 | 4.2269e-06
[79 empty] | WLDFR | HFTD - Transmission - Tier 3 - 230 kV or Higher | Non-Red Flag Warning - Large Fires | 2047 | 0 | 6.9209 | 0.84944 | 3.8632 | 2.2083 | 1.5229 | 2.7755e-06 | 0 | 4.2269e-06 | 4.2269e-06
[79 empty] | WLDFR | HFTD - Transmission - Tier 3 - 230 kV or Higher | Non-Red Flag Warning - Large Fires | 2048 | 0 | 7.3713 | 0.88759 | 4.1075 | 2.3763 | 1.6388 | 2.7755e-06 | 0 | 4.5484e-06 | 4.5484e-06
[79 empty] | WLDFR | HFTD - Transmission - Tier 3 - 230 kV or Higher | Non-Red Flag Warning - Large Fires | 2049 | 0 | 7.3713 | 0.88759 | 4.1075 | 2.3763 | 1.6388 | 2.7755e-06 | 0 | 4.5484e-06 | 4.5484e-06
[79 empty] | WLDFR | HFTD - Transmission - Tier 3 - 230 kV or Higher | Non-Red Flag Warning - Large Fires | 2050 | 0 | 7.3713 | 0.88759 | 4.1075 | 2.3763 | 1.6388 | 2.7755e-06 | 0 | 4.5484e-06 | 4.5484e-06
[79 empty] | WLDFR | HFTD - Transmission - Tier 3 - 230 kV or Higher | Non-Red Flag Warning - Large Fires | 2051 | 0 | 7.3713 | 0.88759 | 4.1075 | 2.3763 | 1.6388 | 2.7755e-06 | 0 | 4.5484e-06 | 4.5484e-06
[79 empty] | WLDFR | HFTD - Transmission - Tier 3 - 230 kV or Higher | Non-Red Flag Warning - Large Fires | 2052 | 0 | 7.3713 | 0.88759 | 4.1075 | 2.3763 | 1.6388 | 2.7755e-06 | 0 | 4.5484e-06 | 4.5484e-06
[79 empty] | WLDFR | HFTD - Transmission - Tier 3 - 230 kV or Higher | Non-Red Flag Warning - Large Fires | 2053 | 0 | 7.8503 | 0.92702 | 4.3664 | 2.5569 | 1.7633 | 2.7755e-06 | 0 | 4.894e-06 | 4.894e-06
[79 empty] | WLDFR | HFTD - Transmission - Tier 3 - 230 kV or Higher | Non-Red Flag Warning - Large Fires | 2054 | 0 | 7.8503 | 0.92702 | 4.3664 | 2.5569 | 1.7633 | 2.7755e-06 | 0 | 4.894e-06 | 4.894e-06
[79 empty] | WLDFR | HFTD - Transmission - Tier 3 - 230 kV or Higher | Non-Red Flag Warning - Large Fires | 2055 | 0 | 7.8503 | 0.92702 | 4.3664 | 2.5569 | 1.7633 | 2.7755e-06 | 0 | 4.894e-06 | 4.894e-06
[79 empty] | WLDFR | HFTD - Transmission - Tier 3 - 230 kV or Higher | Non-Red Flag Warning - Small Fires | 2026 | 0 | 0.080408 | 0.03759 | 0.0016314 | 0.041187 | 0.028403 | 0.00047662 | 0 | 1.3538e-05 | 1.3538e-05
[79 empty] | WLDFR | HFTD - Transmission - Tier 3 - 230 kV or Higher | Non-Red Flag Warning - Small Fires | 2027 | 0 | 0.080408 | 0.03759 | 0.0016314 | 0.041187 | 0.028403 | 0.00047662 | 0 | 1.3538e-05 | 1.3538e-05
[79 empty] | WLDFR | HFTD - Transmission - Tier 3 - 230 kV or Higher | Non-Red Flag Warning - Small Fires | 2028 | 0 | 0.083606 | 0.039055 | 0.001695 | 0.042856 | 0.029555 | 0.00047662 | 0 | 1.4086e-05 | 1.4086e-05
[79 empty] | WLDFR | HFTD - Transmission - Tier 3 - 230 kV or Higher | Non-Red Flag Warning - Small Fires | 2029 | 0 | 0.083606 | 0.039055 | 0.001695 | 0.042856 | 0.029555 | 0.00047662 | 0 | 1.4086e-05 | 1.4086e-05
[79 empty] | WLDFR | HFTD - Transmission - Tier 3 - 230 kV or Higher | Non-Red Flag Warning - Small Fires | 2030 | 0 | 0.083606 | 0.039055 | 0.001695 | 0.042856 | 0.029555 | 0.00047662 | 0 | 1.4086e-05 | 1.4086e-05
[79 empty] | WLDFR | HFTD - Transmission - Tier 3 - 230 kV or Higher | Non-Red Flag Warning - Small Fires | 2031 | 0 | 0.083606 | 0.039055 | 0.001695 | 0.042856 | 0.029555 | 0.00047662 | 0 | 1.4086e-05 | 1.4086e-05
[79 empty] | WLDFR | HFTD - Transmission - Tier 3 - 230 kV or Higher | Non-Red Flag Warning - Small Fires | 2032 | 0 | 0.083606 | 0.039055 | 0.001695 | 0.042856 | 0.029555 | 0.00047662 | 0 | 1.4086e-05 | 1.4086e-05
[79 empty] | WLDFR | HFTD - Transmission - Tier 3 - 230 kV or Higher | Non-Red Flag Warning - Small Fires | 2033 | 0 | 0.087211 | 0.040679 | 0.0017655 | 0.044766 | 0.030872 | 0.00047662 | 0 | 1.4714e-05 | 1.4714e-05
[79 empty] | WLDFR | HFTD - Transmission - Tier 3 - 230 kV or Higher | Non-Red Flag Warning - Small Fires | 2034 | 0 | 0.087211 | 0.040679 | 0.0017655 | 0.044766 | 0.030872 | 0.00047662 | 0 | 1.4714e-05 | 1.4714e-05
[79 empty] | WLDFR | HFTD - Transmission - Tier 3 - 230 kV or Higher | Non-Red Flag Warning - Small Fires | 2035 | 0 | 0.087211 | 0.040679 | 0.0017655 | 0.044766 | 0.030872 | 0.00047662 | 0 | 1.4714e-05 | 1.4714e-05
[79 empty] | WLDFR | HFTD - Transmission - Tier 3 - 230 kV or Higher | Non-Red Flag Warning - Small Fires | 2036 | 0 | 0.087211 | 0.040679 | 0.0017655 | 0.044766 | 0.030872 | 0.00047662 | 0 | 1.4714e-05 | 1.4714e-05
[79 empty] | WLDFR | HFTD - Transmission - Tier 3 - 230 kV or Higher | Non-Red Flag Warning - Small Fires | 2037 | 0 | 0.087211 | 0.040679 | 0.0017655 | 0.044766 | 0.030872 | 0.00047662 | 0 | 1.4714e-05 | 1.4714e-05
[79 empty] | WLDFR | HFTD - Transmission - Tier 3 - 230 kV or Higher | Non-Red Flag Warning - Small Fires | 2038 | 0 | 0.091184 | 0.042438 | 0.0018418 | 0.046905 | 0.032347 | 0.00047662 | 0 | 1.5417e-05 | 1.5417e-05
[79 empty] | WLDFR | HFTD - Transmission - Tier 3 - 230 kV or Higher | Non-Red Flag Warning - Small Fires | 2039 | 0 | 0.091184 | 0.042438 | 0.0018418 | 0.046905 | 0.032347 | 0.00047662 | 0 | 1.5417e-05 | 1.5417e-05
[79 empty] | WLDFR | HFTD - Transmission - Tier 3 - 230 kV or Higher | Non-Red Flag Warning - Small Fires | 2040 | 0 | 0.091184 | 0.042438 | 0.0018418 | 0.046905 | 0.032347 | 0.00047662 | 0 | 1.5417e-05 | 1.5417e-05
[79 empty] | WLDFR | HFTD - Transmission - Tier 3 - 230 kV or Higher | Non-Red Flag Warning - Small Fires | 2041 | 0 | 0.091184 | 0.042438 | 0.0018418 | 0.046905 | 0.032347 | 0.00047662 | 0 | 1.5417e-05 | 1.5417e-05
[79 empty] | WLDFR | HFTD - Transmission - Tier 3 - 230 kV or Higher | Non-Red Flag Warning - Small Fires | 2042 | 0 | 0.091184 | 0.042438 | 0.0018418 | 0.046905 | 0.032347 | 0.00047662 | 0 | 1.5417e-05 | 1.5417e-05
[79 empty] | WLDFR | HFTD - Transmission - Tier 3 - 230 kV or Higher | Non-Red Flag Warning - Small Fires | 2043 | 0 | 0.095486 | 0.044306 | 0.0019228 | 0.049257 | 0.033969 | 0.00047662 | 0 | 1.619e-05 | 1.619e-05
[79 empty] | WLDFR | HFTD - Transmission - Tier 3 - 230 kV or Higher | Non-Red Flag Warning - Small Fires | 2044 | 0 | 0.095486 | 0.044306 | 0.0019228 | 0.049257 | 0.033969 | 0.00047662 | 0 | 1.619e-05 | 1.619e-05
[79 empty] | WLDFR | HFTD - Transmission - Tier 3 - 230 kV or Higher | Non-Red Flag Warning - Small Fires | 2045 | 0 | 0.095486 | 0.044306 | 0.0019228 | 0.049257 | 0.033969 | 0.00047662 | 0 | 1.619e-05 | 1.619e-05
[79 empty] | WLDFR | HFTD - Transmission - Tier 3 - 230 kV or Higher | Non-Red Flag Warning - Small Fires | 2046 | 0 | 0.095486 | 0.044306 | 0.0019228 | 0.049257 | 0.033969 | 0.00047662 | 0 | 1.619e-05 | 1.619e-05
[79 empty] | WLDFR | HFTD - Transmission - Tier 3 - 230 kV or Higher | Non-Red Flag Warning - Small Fires | 2047 | 0 | 0.095486 | 0.044306 | 0.0019228 | 0.049257 | 0.033969 | 0.00047662 | 0 | 1.619e-05 | 1.619e-05
[79 empty] | WLDFR | HFTD - Transmission - Tier 3 - 230 kV or Higher | Non-Red Flag Warning - Small Fires | 2048 | 0 | 0.10007 | 0.04626 | 0.0020076 | 0.051804 | 0.035726 | 0.00047662 | 0 | 1.7027e-05 | 1.7027e-05
[79 empty] | WLDFR | HFTD - Transmission - Tier 3 - 230 kV or Higher | Non-Red Flag Warning - Small Fires | 2049 | 0 | 0.10007 | 0.04626 | 0.0020076 | 0.051804 | 0.035726 | 0.00047662 | 0 | 1.7027e-05 | 1.7027e-05
[79 empty] | WLDFR | HFTD - Transmission - Tier 3 - 230 kV or Higher | Non-Red Flag Warning - Small Fires | 2050 | 0 | 0.10007 | 0.04626 | 0.0020076 | 0.051804 | 0.035726 | 0.00047662 | 0 | 1.7027e-05 | 1.7027e-05
[79 empty] | WLDFR | HFTD - Transmission - Tier 3 - 230 kV or Higher | Non-Red Flag Warning - Small Fires | 2051 | 0 | 0.10007 | 0.04626 | 0.0020076 | 0.051804 | 0.035726 | 0.00047662 | 0 | 1.7027e-05 | 1.7027e-05
[79 empty] | WLDFR | HFTD - Transmission - Tier 3 - 230 kV or Higher | Non-Red Flag Warning - Small Fires | 2052 | 0 | 0.10007 | 0.04626 | 0.0020076 | 0.051804 | 0.035726 | 0.00047662 | 0 | 1.7027e-05 | 1.7027e-05
[79 empty] | WLDFR | HFTD - Transmission - Tier 3 - 230 kV or Higher | Non-Red Flag Warning - Small Fires | 2053 | 0 | 0.10489 | 0.048274 | 0.002095 | 0.054525 | 0.037602 | 0.00047662 | 0 | 1.7922e-05 | 1.7922e-05
[79 empty] | WLDFR | HFTD - Transmission - Tier 3 - 230 kV or Higher | Non-Red Flag Warning - Small Fires | 2054 | 0 | 0.10489 | 0.048274 | 0.002095 | 0.054525 | 0.037602 | 0.00047662 | 0 | 1.7922e-05 | 1.7922e-05
[79 empty] | WLDFR | HFTD - Transmission - Tier 3 - 230 kV or Higher | Non-Red Flag Warning - Small Fires | 2055 | 0 | 0.10489 | 0.048274 | 0.002095 | 0.054525 | 0.037602 | 0.00047662 | 0 | 1.7922e-05 | 1.7922e-05
[79 empty] | WLDFR | HFTD - Transmission - Tier 3 - 230 kV or Higher | Red Flag Warning - Catastrophic Fires | 2026 | 0 | 14664.6376 | 233.2301 | 8896.516 | 5534.8915 | 3817.0051 | 2.2395e-06 | 0 | 0.0085482 | 0.0085482
[79 empty] | WLDFR | HFTD - Transmission - Tier 3 - 230 kV or Higher | Red Flag Warning - Catastrophic Fires | 2027 | 0 | 14664.6376 | 233.2301 | 8896.516 | 5534.8915 | 3817.0051 | 2.2395e-06 | 0 | 0.0085482 | 0.0085482
[79 empty] | WLDFR | HFTD - Transmission - Tier 3 - 230 kV or Higher | Red Flag Warning - Catastrophic Fires | 2028 | 0 | 15317.9909 | 247.273 | 9287.6491 | 5783.0689 | 3988.1546 | 2.2395e-06 | 0 | 0.0089314 | 0.0089314
[79 empty] | WLDFR | HFTD - Transmission - Tier 3 - 230 kV or Higher | Red Flag Warning - Catastrophic Fires | 2029 | 0 | 15317.9909 | 247.273 | 9287.6491 | 5783.0689 | 3988.1546 | 2.2395e-06 | 0 | 0.0089314 | 0.0089314
[79 empty] | WLDFR | HFTD - Transmission - Tier 3 - 230 kV or Higher | Red Flag Warning - Catastrophic Fires | 2030 | 0 | 15317.9909 | 247.273 | 9287.6491 | 5783.0689 | 3988.1546 | 2.2395e-06 | 0 | 0.0089314 | 0.0089314
[79 empty] | WLDFR | HFTD - Transmission - Tier 3 - 230 kV or Higher | Red Flag Warning - Catastrophic Fires | 2031 | 0 | 15317.9909 | 247.273 | 9287.6491 | 5783.0689 | 3988.1546 | 2.2395e-06 | 0 | 0.0089314 | 0.0089314
[79 empty] | WLDFR | HFTD - Transmission - Tier 3 - 230 kV or Higher | Red Flag Warning - Catastrophic Fires | 2032 | 0 | 15317.9909 | 247.273 | 9287.6491 | 5783.0689 | 3988.1546 | 2.2395e-06 | 0 | 0.0089314 | 0.0089314
[79 empty] | WLDFR | HFTD - Transmission - Tier 3 - 230 kV or Higher | Red Flag Warning - Catastrophic Fires | 2033 | 0 | 16044.1264 | 263.1074 | 9721.74 | 6059.2791 | 4178.6364 | 2.2395e-06 | 0 | 0.009358 | 0.009358
[79 empty] | WLDFR | HFTD - Transmission - Tier 3 - 230 kV or Higher | Red Flag Warning - Catastrophic Fires | 2034 | 0 | 16044.1264 | 263.1074 | 9721.74 | 6059.2791 | 4178.6364 | 2.2395e-06 | 0 | 0.009358 | 0.009358
[79 empty] | WLDFR | HFTD - Transmission - Tier 3 - 230 kV or Higher | Red Flag Warning - Catastrophic Fires | 2035 | 0 | 16044.1264 | 263.1074 | 9721.74 | 6059.2791 | 4178.6364 | 2.2395e-06 | 0 | 0.009358 | 0.009358
[79 empty] | WLDFR | HFTD - Transmission - Tier 3 - 230 kV or Higher | Red Flag Warning - Catastrophic Fires | 2036 | 0 | 16044.1264 | 263.1074 | 9721.74 | 6059.2791 | 4178.6364 | 2.2395e-06 | 0 | 0.009358 | 0.009358
[79 empty] | WLDFR | HFTD - Transmission - Tier 3 - 230 kV or Higher | Red Flag Warning - Catastrophic Fires | 2037 | 0 | 16044.1264 | 263.1074 | 9721.74 | 6059.2791 | 4178.6364 | 2.2395e-06 | 0 | 0.009358 | 0.009358
[79 empty] | WLDFR | HFTD - Transmission - Tier 3 - 230 kV or Higher | Red Flag Warning - Catastrophic Fires | 2038 | 0 | 16832.3912 | 280.5544 | 10192.2718 | 6359.5651 | 4385.7214 | 2.2395e-06 | 0 | 0.0098218 | 0.0098218
[79 empty] | WLDFR | HFTD - Transmission - Tier 3 - 230 kV or Higher | Red Flag Warning - Catastrophic Fires | 2039 | 0 | 16832.3912 | 280.5544 | 10192.2718 | 6359.5651 | 4385.7214 | 2.2395e-06 | 0 | 0.0098218 | 0.0098218
[79 empty] | WLDFR | HFTD - Transmission - Tier 3 - 230 kV or Higher | Red Flag Warning - Catastrophic Fires | 2040 | 0 | 16832.3912 | 280.5544 | 10192.2718 | 6359.5651 | 4385.7214 | 2.2395e-06 | 0 | 0.0098218 | 0.0098218
[79 empty] | WLDFR | HFTD - Transmission - Tier 3 - 230 kV or Higher | Red Flag Warning - Catastrophic Fires | 2041 | 0 | 16832.3912 | 280.5544 | 10192.2718 | 6359.5651 | 4385.7214 | 2.2395e-06 | 0 | 0.0098218 | 0.0098218
[79 empty] | WLDFR | HFTD - Transmission - Tier 3 - 230 kV or Higher | Red Flag Warning - Catastrophic Fires | 2042 | 0 | 16832.3912 | 280.5544 | 10192.2718 | 6359.5651 | 4385.7214 | 2.2395e-06 | 0 | 0.0098218 | 0.0098218
[79 empty] | WLDFR | HFTD - Transmission - Tier 3 - 230 kV or Higher | Red Flag Warning - Catastrophic Fires | 2043 | 0 | 17672.0852 | 299.42 | 10692.7362 | 6679.929 | 4606.6527 | 2.2395e-06 | 0 | 0.010317 | 0.010317
[79 empty] | WLDFR | HFTD - Transmission - Tier 3 - 230 kV or Higher | Red Flag Warning - Catastrophic Fires | 2044 | 0 | 17672.0852 | 299.42 | 10692.7362 | 6679.929 | 4606.6527 | 2.2395e-06 | 0 | 0.010317 | 0.010317
[79 empty] | WLDFR | HFTD - Transmission - Tier 3 - 230 kV or Higher | Red Flag Warning - Catastrophic Fires | 2045 | 0 | 17672.0852 | 299.42 | 10692.7362 | 6679.929 | 4606.6527 | 2.2395e-06 | 0 | 0.010317 | 0.010317
[79 empty] | WLDFR | HFTD - Transmission - Tier 3 - 230 kV or Higher | Red Flag Warning - Catastrophic Fires | 2046 | 0 | 17672.0852 | 299.42 | 10692.7362 | 6679.929 | 4606.6527 | 2.2395e-06 | 0 | 0.010317 | 0.010317
[79 empty] | WLDFR | HFTD - Transmission - Tier 3 - 230 kV or Higher | Red Flag Warning - Catastrophic Fires | 2047 | 0 | 17672.0852 | 299.42 | 10692.7362 | 6679.929 | 4606.6527 | 2.2395e-06 | 0 | 0.010317 | 0.010317
[79 empty] | WLDFR | HFTD - Transmission - Tier 3 - 230 kV or Higher | Red Flag Warning - Catastrophic Fires | 2048 | 0 | 18552.3348 | 319.4911 | 11216.5626 | 7016.281 | 4838.6098 | 2.2395e-06 | 0 | 0.010836 | 0.010836
[79 empty] | WLDFR | HFTD - Transmission - Tier 3 - 230 kV or Higher | Red Flag Warning - Catastrophic Fires | 2049 | 0 | 18552.3348 | 319.4911 | 11216.5626 | 7016.281 | 4838.6098 | 2.2395e-06 | 0 | 0.010836 | 0.010836
[79 empty] | WLDFR | HFTD - Transmission - Tier 3 - 230 kV or Higher | Red Flag Warning - Catastrophic Fires | 2050 | 0 | 18552.3348 | 319.4911 | 11216.5626 | 7016.281 | 4838.6098 | 2.2395e-06 | 0 | 0.010836 | 0.010836
[79 empty] | WLDFR | HFTD - Transmission - Tier 3 - 230 kV or Higher | Red Flag Warning - Catastrophic Fires | 2051 | 0 | 18552.3348 | 319.4911 | 11216.5626 | 7016.281 | 4838.6098 | 2.2395e-06 | 0 | 0.010836 | 0.010836
[79 empty] | WLDFR | HFTD - Transmission - Tier 3 - 230 kV or Higher | Red Flag Warning - Catastrophic Fires | 2052 | 0 | 18552.3348 | 319.4911 | 11216.5626 | 7016.281 | 4838.6098 | 2.2395e-06 | 0 | 0.010836 | 0.010836
[79 empty] | WLDFR | HFTD - Transmission - Tier 3 - 230 kV or Higher | Red Flag Warning - Catastrophic Fires | 2053 | 0 | 19462.1283 | 340.5356 | 11757.1413 | 7364.4514 | 5078.7171 | 2.2395e-06 | 0 | 0.011374 | 0.011374
[79 empty] | WLDFR | HFTD - Transmission - Tier 3 - 230 kV or Higher | Red Flag Warning - Catastrophic Fires | 2054 | 0 | 19462.1283 | 340.5356 | 11757.1413 | 7364.4514 | 5078.7171 | 2.2395e-06 | 0 | 0.011374 | 0.011374
[79 empty] | WLDFR | HFTD - Transmission - Tier 3 - 230 kV or Higher | Red Flag Warning - Catastrophic Fires | 2055 | 0 | 19462.1283 | 340.5356 | 11757.1413 | 7364.4514 | 5078.7171 | 2.2395e-06 | 0 | 0.011374 | 0.011374
[79 empty] | WLDFR | HFTD - Transmission - Tier 3 - 230 kV or Higher | Red Flag Warning - Large Fires | 2026 | 0 | 5.475 | 0.71896 | 3.0715 | 1.6846 | 1.1617 | 1.9196e-06 | 0 | 2.23e-06 | 2.23e-06
[79 empty] | WLDFR | HFTD - Transmission - Tier 3 - 230 kV or Higher | Red Flag Warning - Large Fires | 2027 | 0 | 5.475 | 0.71896 | 3.0715 | 1.6846 | 1.1617 | 1.9196e-06 | 0 | 2.23e-06 | 2.23e-06
[79 empty] | WLDFR | HFTD - Transmission - Tier 3 - 230 kV or Higher | Red Flag Warning - Large Fires | 2028 | 0 | 5.777 | 0.74734 | 3.238 | 1.7917 | 1.2356 | 1.9196e-06 | 0 | 2.3719e-06 | 2.3719e-06
[79 empty] | WLDFR | HFTD - Transmission - Tier 3 - 230 kV or Higher | Red Flag Warning - Large Fires | 2029 | 0 | 5.777 | 0.74734 | 3.238 | 1.7917 | 1.2356 | 1.9196e-06 | 0 | 2.3719e-06 | 2.3719e-06
[79 empty] | WLDFR | HFTD - Transmission - Tier 3 - 230 kV or Higher | Red Flag Warning - Large Fires | 2030 | 0 | 5.777 | 0.74734 | 3.238 | 1.7917 | 1.2356 | 1.9196e-06 | 0 | 2.3719e-06 | 2.3719e-06
[79 empty] | WLDFR | HFTD - Transmission - Tier 3 - 230 kV or Higher | Red Flag Warning - Large Fires | 2031 | 0 | 5.777 | 0.74734 | 3.238 | 1.7917 | 1.2356 | 1.9196e-06 | 0 | 2.3719e-06 | 2.3719e-06
[79 empty] | WLDFR | HFTD - Transmission - Tier 3 - 230 kV or Higher | Red Flag Warning - Large Fires | 2032 | 0 | 5.777 | 0.74734 | 3.238 | 1.7917 | 1.2356 | 1.9196e-06 | 0 | 2.3719e-06 | 2.3719e-06
[79 empty] | WLDFR | HFTD - Transmission - Tier 3 - 230 kV or Higher | Red Flag Warning - Large Fires | 2033 | 0 | 6.1205 | 0.77885 | 3.4265 | 1.9151 | 1.3207 | 1.9196e-06 | 0 | 2.5352e-06 | 2.5352e-06
[79 empty] | WLDFR | HFTD - Transmission - Tier 3 - 230 kV or Higher | Red Flag Warning - Large Fires | 2034 | 0 | 6.1205 | 0.77885 | 3.4265 | 1.9151 | 1.3207 | 1.9196e-06 | 0 | 2.5352e-06 | 2.5352e-06
[79 empty] | WLDFR | HFTD - Transmission - Tier 3 - 230 kV or Higher | Red Flag Warning - Large Fires | 2035 | 0 | 6.1205 | 0.77885 | 3.4265 | 1.9151 | 1.3207 | 1.9196e-06 | 0 | 2.5352e-06 | 2.5352e-06
[79 empty] | WLDFR | HFTD - Transmission - Tier 3 - 230 kV or Higher | Red Flag Warning - Large Fires | 2036 | 0 | 6.1205 | 0.77885 | 3.4265 | 1.9151 | 1.3207 | 1.9196e-06 | 0 | 2.5352e-06 | 2.5352e-06
[79 empty] | WLDFR | HFTD - Transmission - Tier 3 - 230 kV or Higher | Red Flag Warning - Large Fires | 2037 | 0 | 6.1205 | 0.77885 | 3.4265 | 1.9151 | 1.3207 | 1.9196e-06 | 0 | 2.5352e-06 | 2.5352e-06
[79 empty] | WLDFR | HFTD - Transmission - Tier 3 - 230 kV or Higher | Red Flag Warning - Large Fires | 2038 | 0 | 6.5028 | 0.81304 | 3.6355 | 2.0543 | 1.4167 | 1.9196e-06 | 0 | 2.7194e-06 | 2.7194e-06
[79 empty] | WLDFR | HFTD - Transmission - Tier 3 - 230 kV or Higher | Red Flag Warning - Large Fires | 2039 | 0 | 6.5028 | 0.81304 | 3.6355 | 2.0543 | 1.4167 | 1.9196e-06 | 0 | 2.7194e-06 | 2.7194e-06
[79 empty] | WLDFR | HFTD - Transmission - Tier 3 - 230 kV or Higher | Red Flag Warning - Large Fires | 2040 | 0 | 6.5028 | 0.81304 | 3.6355 | 2.0543 | 1.4167 | 1.9196e-06 | 0 | 2.7194e-06 | 2.7194e-06
[79 empty] | WLDFR | HFTD - Transmission - Tier 3 - 230 kV or Higher | Red Flag Warning - Large Fires | 2041 | 0 | 6.5028 | 0.81304 | 3.6355 | 2.0543 | 1.4167 | 1.9196e-06 | 0 | 2.7194e-06 | 2.7194e-06
[79 empty] | WLDFR | HFTD - Transmission - Tier 3 - 230 kV or Higher | Red Flag Warning - Large Fires | 2042 | 0 | 6.5028 | 0.81304 | 3.6355 | 2.0543 | 1.4167 | 1.9196e-06 | 0 | 2.7194e-06 | 2.7194e-06
[79 empty] | WLDFR | HFTD - Transmission - Tier 3 - 230 kV or Higher | Red Flag Warning - Large Fires | 2043 | 0 | 6.9209 | 0.84944 | 3.8632 | 2.2083 | 1.5229 | 1.9196e-06 | 0 | 2.9233e-06 | 2.9233e-06
[79 empty] | WLDFR | HFTD - Transmission - Tier 3 - 230 kV or Higher | Red Flag Warning - Large Fires | 2044 | 0 | 6.9209 | 0.84944 | 3.8632 | 2.2083 | 1.5229 | 1.9196e-06 | 0 | 2.9233e-06 | 2.9233e-06
[79 empty] | WLDFR | HFTD - Transmission - Tier 3 - 230 kV or Higher | Red Flag Warning - Large Fires | 2045 | 0 | 6.9209 | 0.84944 | 3.8632 | 2.2083 | 1.5229 | 1.9196e-06 | 0 | 2.9233e-06 | 2.9233e-06
[79 empty] | WLDFR | HFTD - Transmission - Tier 3 - 230 kV or Higher | Red Flag Warning - Large Fires | 2046 | 0 | 6.9209 | 0.84944 | 3.8632 | 2.2083 | 1.5229 | 1.9196e-06 | 0 | 2.9233e-06 | 2.9233e-06
[79 empty] | WLDFR | HFTD - Transmission - Tier 3 - 230 kV or Higher | Red Flag Warning - Large Fires | 2047 | 0 | 6.9209 | 0.84944 | 3.8632 | 2.2083 | 1.5229 | 1.9196e-06 | 0 | 2.9233e-06 | 2.9233e-06
[79 empty] | WLDFR | HFTD - Transmission - Tier 3 - 230 kV or Higher | Red Flag Warning - Large Fires | 2048 | 0 | 7.3713 | 0.88759 | 4.1075 | 2.3763 | 1.6388 | 1.9196e-06 | 0 | 3.1457e-06 | 3.1457e-06
[79 empty] | WLDFR | HFTD - Transmission - Tier 3 - 230 kV or Higher | Red Flag Warning - Large Fires | 2049 | 0 | 7.3713 | 0.88759 | 4.1075 | 2.3763 | 1.6388 | 1.9196e-06 | 0 | 3.1457e-06 | 3.1457e-06
[79 empty] | WLDFR | HFTD - Transmission - Tier 3 - 230 kV or Higher | Red Flag Warning - Large Fires | 2050 | 0 | 7.3713 | 0.88759 | 4.1075 | 2.3763 | 1.6388 | 1.9196e-06 | 0 | 3.1457e-06 | 3.1457e-06
[79 empty] | WLDFR | HFTD - Transmission - Tier 3 - 230 kV or Higher | Red Flag Warning - Large Fires | 2051 | 0 | 7.3713 | 0.88759 | 4.1075 | 2.3763 | 1.6388 | 1.9196e-06 | 0 | 3.1457e-06 | 3.1457e-06
[79 empty] | WLDFR | HFTD - Transmission - Tier 3 - 230 kV or Higher | Red Flag Warning - Large Fires | 2052 | 0 | 7.3713 | 0.88759 | 4.1075 | 2.3763 | 1.6388 | 1.9196e-06 | 0 | 3.1457e-06 | 3.1457e-06
[79 empty] | WLDFR | HFTD - Transmission - Tier 3 - 230 kV or Higher | Red Flag Warning - Large Fires | 2053 | 0 | 7.8503 | 0.92702 | 4.3664 | 2.5569 | 1.7633 | 1.9196e-06 | 0 | 3.3847e-06 | 3.3847e-06
[79 empty] | WLDFR | HFTD - Transmission - Tier 3 - 230 kV or Higher | Red Flag Warning - Large Fires | 2054 | 0 | 7.8503 | 0.92702 | 4.3664 | 2.5569 | 1.7633 | 1.9196e-06 | 0 | 3.3847e-06 | 3.3847e-06
[79 empty] | WLDFR | HFTD - Transmission - Tier 3 - 230 kV or Higher | Red Flag Warning - Large Fires | 2055 | 0 | 7.8503 | 0.92702 | 4.3664 | 2.5569 | 1.7633 | 1.9196e-06 | 0 | 3.3847e-06 | 3.3847e-06
[79 empty] | WLDFR | HFTD - Transmission - Tier 3 - 230 kV or Higher | Red Flag Warning - Small Fires | 2026 | 0 | 0.080408 | 0.03759 | 0.0016314 | 0.041187 | 0.028403 | 2.6376e-05 | 0 | 7.4917e-07 | 7.4917e-07
[79 empty] | WLDFR | HFTD - Transmission - Tier 3 - 230 kV or Higher | Red Flag Warning - Small Fires | 2027 | 0 | 0.080408 | 0.03759 | 0.0016314 | 0.041187 | 0.028403 | 2.6376e-05 | 0 | 7.4917e-07 | 7.4917e-07
[79 empty] | WLDFR | HFTD - Transmission - Tier 3 - 230 kV or Higher | Red Flag Warning - Small Fires | 2028 | 0 | 0.083606 | 0.039055 | 0.001695 | 0.042856 | 0.029555 | 2.6376e-05 | 0 | 7.7955e-07 | 7.7955e-07
[79 empty] | WLDFR | HFTD - Transmission - Tier 3 - 230 kV or Higher | Red Flag Warning - Small Fires | 2029 | 0 | 0.083606 | 0.039055 | 0.001695 | 0.042856 | 0.029555 | 2.6376e-05 | 0 | 7.7955e-07 | 7.7955e-07
[79 empty] | WLDFR | HFTD - Transmission - Tier 3 - 230 kV or Higher | Red Flag Warning - Small Fires | 2030 | 0 | 0.083606 | 0.039055 | 0.001695 | 0.042856 | 0.029555 | 2.6376e-05 | 0 | 7.7955e-07 | 7.7955e-07
[79 empty] | WLDFR | HFTD - Transmission - Tier 3 - 230 kV or Higher | Red Flag Warning - Small Fires | 2031 | 0 | 0.083606 | 0.039055 | 0.001695 | 0.042856 | 0.029555 | 2.6376e-05 | 0 | 7.7955e-07 | 7.7955e-07
[79 empty] | WLDFR | HFTD - Transmission - Tier 3 - 230 kV or Higher | Red Flag Warning - Small Fires | 2032 | 0 | 0.083606 | 0.039055 | 0.001695 | 0.042856 | 0.029555 | 2.6376e-05 | 0 | 7.7955e-07 | 7.7955e-07
[79 empty] | WLDFR | HFTD - Transmission - Tier 3 - 230 kV or Higher | Red Flag Warning - Small Fires | 2033 | 0 | 0.087211 | 0.040679 | 0.0017655 | 0.044766 | 0.030872 | 2.6376e-05 | 0 | 8.1429e-07 | 8.1429e-07
[79 empty] | WLDFR | HFTD - Transmission - Tier 3 - 230 kV or Higher | Red Flag Warning - Small Fires | 2034 | 0 | 0.087211 | 0.040679 | 0.0017655 | 0.044766 | 0.030872 | 2.6376e-05 | 0 | 8.1429e-07 | 8.1429e-07
[79 empty] | WLDFR | HFTD - Transmission - Tier 3 - 230 kV or Higher | Red Flag Warning - Small Fires | 2035 | 0 | 0.087211 | 0.040679 | 0.0017655 | 0.044766 | 0.030872 | 2.6376e-05 | 0 | 8.1429e-07 | 8.1429e-07
[79 empty] | WLDFR | HFTD - Transmission - Tier 3 - 230 kV or Higher | Red Flag Warning - Small Fires | 2036 | 0 | 0.087211 | 0.040679 | 0.0017655 | 0.044766 | 0.030872 | 2.6376e-05 | 0 | 8.1429e-07 | 8.1429e-07
[79 empty] | WLDFR | HFTD - Transmission - Tier 3 - 230 kV or Higher | Red Flag Warning - Small Fires | 2037 | 0 | 0.087211 | 0.040679 | 0.0017655 | 0.044766 | 0.030872 | 2.6376e-05 | 0 | 8.1429e-07 | 8.1429e-07
[79 empty] | WLDFR | HFTD - Transmission - Tier 3 - 230 kV or Higher | Red Flag Warning - Small Fires | 2038 | 0 | 0.091184 | 0.042438 | 0.0018418 | 0.046905 | 0.032347 | 2.6376e-05 | 0 | 8.5319e-07 | 8.5319e-07
[79 empty] | WLDFR | HFTD - Transmission - Tier 3 - 230 kV or Higher | Red Flag Warning - Small Fires | 2039 | 0 | 0.091184 | 0.042438 | 0.0018418 | 0.046905 | 0.032347 | 2.6376e-05 | 0 | 8.5319e-07 | 8.5319e-07
[79 empty] | WLDFR | HFTD - Transmission - Tier 3 - 230 kV or Higher | Red Flag Warning - Small Fires | 2040 | 0 | 0.091184 | 0.042438 | 0.0018418 | 0.046905 | 0.032347 | 2.6376e-05 | 0 | 8.5319e-07 | 8.5319e-07
[79 empty] | WLDFR | HFTD - Transmission - Tier 3 - 230 kV or Higher | Red Flag Warning - Small Fires | 2041 | 0 | 0.091184 | 0.042438 | 0.0018418 | 0.046905 | 0.032347 | 2.6376e-05 | 0 | 8.5319e-07 | 8.5319e-07
[79 empty] | WLDFR | HFTD - Transmission - Tier 3 - 230 kV or Higher | Red Flag Warning - Small Fires | 2042 | 0 | 0.091184 | 0.042438 | 0.0018418 | 0.046905 | 0.032347 | 2.6376e-05 | 0 | 8.5319e-07 | 8.5319e-07
[79 empty] | WLDFR | HFTD - Transmission - Tier 3 - 230 kV or Higher | Red Flag Warning - Small Fires | 2043 | 0 | 0.095486 | 0.044306 | 0.0019228 | 0.049257 | 0.033969 | 2.6376e-05 | 0 | 8.9597e-07 | 8.9597e-07
[79 empty] | WLDFR | HFTD - Transmission - Tier 3 - 230 kV or Higher | Red Flag Warning - Small Fires | 2044 | 0 | 0.095486 | 0.044306 | 0.0019228 | 0.049257 | 0.033969 | 2.6376e-05 | 0 | 8.9597e-07 | 8.9597e-07
[79 empty] | WLDFR | HFTD - Transmission - Tier 3 - 230 kV or Higher | Red Flag Warning - Small Fires | 2045 | 0 | 0.095486 | 0.044306 | 0.0019228 | 0.049257 | 0.033969 | 2.6376e-05 | 0 | 8.9597e-07 | 8.9597e-07
[79 empty] | WLDFR | HFTD - Transmission - Tier 3 - 230 kV or Higher | Red Flag Warning - Small Fires | 2046 | 0 | 0.095486 | 0.044306 | 0.0019228 | 0.049257 | 0.033969 | 2.6376e-05 | 0 | 8.9597e-07 | 8.9597e-07
[79 empty] | WLDFR | HFTD - Transmission - Tier 3 - 230 kV or Higher | Red Flag Warning - Small Fires | 2047 | 0 | 0.095486 | 0.044306 | 0.0019228 | 0.049257 | 0.033969 | 2.6376e-05 | 0 | 8.9597e-07 | 8.9597e-07
[79 empty] | WLDFR | HFTD - Transmission - Tier 3 - 230 kV or Higher | Red Flag Warning - Small Fires | 2048 | 0 | 0.10007 | 0.04626 | 0.0020076 | 0.051804 | 0.035726 | 2.6376e-05 | 0 | 9.4231e-07 | 9.4231e-07
[79 empty] | WLDFR | HFTD - Transmission - Tier 3 - 230 kV or Higher | Red Flag Warning - Small Fires | 2049 | 0 | 0.10007 | 0.04626 | 0.0020076 | 0.051804 | 0.035726 | 2.6376e-05 | 0 | 9.4231e-07 | 9.4231e-07
[79 empty] | WLDFR | HFTD - Transmission - Tier 3 - 230 kV or Higher | Red Flag Warning - Small Fires | 2050 | 0 | 0.10007 | 0.04626 | 0.0020076 | 0.051804 | 0.035726 | 2.6376e-05 | 0 | 9.4231e-07 | 9.4231e-07
[79 empty] | WLDFR | HFTD - Transmission - Tier 3 - 230 kV or Higher | Red Flag Warning - Small Fires | 2051 | 0 | 0.10007 | 0.04626 | 0.0020076 | 0.051804 | 0.035726 | 2.6376e-05 | 0 | 9.4231e-07 | 9.4231e-07
[79 empty] | WLDFR | HFTD - Transmission - Tier 3 - 230 kV or Higher | Red Flag Warning - Small Fires | 2052 | 0 | 0.10007 | 0.04626 | 0.0020076 | 0.051804 | 0.035726 | 2.6376e-05 | 0 | 9.4231e-07 | 9.4231e-07
[79 empty] | WLDFR | HFTD - Transmission - Tier 3 - 230 kV or Higher | Red Flag Warning - Small Fires | 2053 | 0 | 0.10489 | 0.048274 | 0.002095 | 0.054525 | 0.037602 | 2.6376e-05 | 0 | 9.918e-07 | 9.918e-07
[79 empty] | WLDFR | HFTD - Transmission - Tier 3 - 230 kV or Higher | Red Flag Warning - Small Fires | 2054 | 0 | 0.10489 | 0.048274 | 0.002095 | 0.054525 | 0.037602 | 2.6376e-05 | 0 | 9.918e-07 | 9.918e-07
[79 empty] | WLDFR | HFTD - Transmission - Tier 3 - 230 kV or Higher | Red Flag Warning - Small Fires | 2055 | 0 | 0.10489 | 0.048274 | 0.002095 | 0.054525 | 0.037602 | 2.6376e-05 | 0 | 9.918e-07 | 9.918e-07
[79 empty] | WLDFR | HFTD - Transmission - Tier 3 - 60/70 kV | Non-Red Flag Warning - Catastrophic Fires | 2026 | 0 | 14664.6376 | 233.2301 | 8896.516 | 5534.8915 | 3817.0051 | 1.7022e-06 | 0 | 0.0064973 | 0.0064973
[79 empty] | WLDFR | HFTD - Transmission - Tier 3 - 60/70 kV | Non-Red Flag Warning - Catastrophic Fires | 2027 | 0 | 14664.6376 | 233.2301 | 8896.516 | 5534.8915 | 3817.0051 | 1.7022e-06 | 0 | 0.0064973 | 0.0064973
[79 empty] | WLDFR | HFTD - Transmission - Tier 3 - 60/70 kV | Non-Red Flag Warning - Catastrophic Fires | 2028 | 0 | 15317.9909 | 247.273 | 9287.6491 | 5783.0689 | 3988.1546 | 1.7022e-06 | 0 | 0.0067887 | 0.0067887
[79 empty] | WLDFR | HFTD - Transmission - Tier 3 - 60/70 kV | Non-Red Flag Warning - Catastrophic Fires | 2029 | 0 | 15317.9909 | 247.273 | 9287.6491 | 5783.0689 | 3988.1546 | 1.7022e-06 | 0 | 0.0067887 | 0.0067887
[79 empty] | WLDFR | HFTD - Transmission - Tier 3 - 60/70 kV | Non-Red Flag Warning - Catastrophic Fires | 2030 | 0 | 15317.9909 | 247.273 | 9287.6491 | 5783.0689 | 3988.1546 | 1.7022e-06 | 0 | 0.0067887 | 0.0067887
[79 empty] | WLDFR | HFTD - Transmission - Tier 3 - 60/70 kV | Non-Red Flag Warning - Catastrophic Fires | 2031 | 0 | 15317.9909 | 247.273 | 9287.6491 | 5783.0689 | 3988.1546 | 1.7022e-06 | 0 | 0.0067887 | 0.0067887
[79 empty] | WLDFR | HFTD - Transmission - Tier 3 - 60/70 kV | Non-Red Flag Warning - Catastrophic Fires | 2032 | 0 | 15317.9909 | 247.273 | 9287.6491 | 5783.0689 | 3988.1546 | 1.7022e-06 | 0 | 0.0067887 | 0.0067887
[79 empty] | WLDFR | HFTD - Transmission - Tier 3 - 60/70 kV | Non-Red Flag Warning - Catastrophic Fires | 2033 | 0 | 16044.1264 | 263.1074 | 9721.74 | 6059.2791 | 4178.6364 | 1.7022e-06 | 0 | 0.0071129 | 0.0071129
[79 empty] | WLDFR | HFTD - Transmission - Tier 3 - 60/70 kV | Non-Red Flag Warning - Catastrophic Fires | 2034 | 0 | 16044.1264 | 263.1074 | 9721.74 | 6059.2791 | 4178.6364 | 1.7022e-06 | 0 | 0.0071129 | 0.0071129
[79 empty] | WLDFR | HFTD - Transmission - Tier 3 - 60/70 kV | Non-Red Flag Warning - Catastrophic Fires | 2035 | 0 | 16044.1264 | 263.1074 | 9721.74 | 6059.2791 | 4178.6364 | 1.7022e-06 | 0 | 0.0071129 | 0.0071129
[79 empty] | WLDFR | HFTD - Transmission - Tier 3 - 60/70 kV | Non-Red Flag Warning - Catastrophic Fires | 2036 | 0 | 16044.1264 | 263.1074 | 9721.74 | 6059.2791 | 4178.6364 | 1.7022e-06 | 0 | 0.0071129 | 0.0071129
[79 empty] | WLDFR | HFTD - Transmission - Tier 3 - 60/70 kV | Non-Red Flag Warning - Catastrophic Fires | 2037 | 0 | 16044.1264 | 263.1074 | 9721.74 | 6059.2791 | 4178.6364 | 1.7022e-06 | 0 | 0.0071129 | 0.0071129
[79 empty] | WLDFR | HFTD - Transmission - Tier 3 - 60/70 kV | Non-Red Flag Warning - Catastrophic Fires | 2038 | 0 | 16832.3912 | 280.5544 | 10192.2718 | 6359.5651 | 4385.7214 | 1.7022e-06 | 0 | 0.0074654 | 0.0074654
[79 empty] | WLDFR | HFTD - Transmission - Tier 3 - 60/70 kV | Non-Red Flag Warning - Catastrophic Fires | 2039 | 0 | 16832.3912 | 280.5544 | 10192.2718 | 6359.5651 | 4385.7214 | 1.7022e-06 | 0 | 0.0074654 | 0.0074654
[79 empty] | WLDFR | HFTD - Transmission - Tier 3 - 60/70 kV | Non-Red Flag Warning - Catastrophic Fires | 2040 | 0 | 16832.3912 | 280.5544 | 10192.2718 | 6359.5651 | 4385.7214 | 1.7022e-06 | 0 | 0.0074654 | 0.0074654
[79 empty] | WLDFR | HFTD - Transmission - Tier 3 - 60/70 kV | Non-Red Flag Warning - Catastrophic Fires | 2041 | 0 | 16832.3912 | 280.5544 | 10192.2718 | 6359.5651 | 4385.7214 | 1.7022e-06 | 0 | 0.0074654 | 0.0074654
[79 empty] | WLDFR | HFTD - Transmission - Tier 3 - 60/70 kV | Non-Red Flag Warning - Catastrophic Fires | 2042 | 0 | 16832.3912 | 280.5544 | 10192.2718 | 6359.5651 | 4385.7214 | 1.7022e-06 | 0 | 0.0074654 | 0.0074654
[79 empty] | WLDFR | HFTD - Transmission - Tier 3 - 60/70 kV | Non-Red Flag Warning - Catastrophic Fires | 2043 | 0 | 17672.0852 | 299.42 | 10692.7362 | 6679.929 | 4606.6527 | 1.7022e-06 | 0 | 0.0078415 | 0.0078415
[79 empty] | WLDFR | HFTD - Transmission - Tier 3 - 60/70 kV | Non-Red Flag Warning - Catastrophic Fires | 2044 | 0 | 17672.0852 | 299.42 | 10692.7362 | 6679.929 | 4606.6527 | 1.7022e-06 | 0 | 0.0078415 | 0.0078415
[79 empty] | WLDFR | HFTD - Transmission - Tier 3 - 60/70 kV | Non-Red Flag Warning - Catastrophic Fires | 2045 | 0 | 17672.0852 | 299.42 | 10692.7362 | 6679.929 | 4606.6527 | 1.7022e-06 | 0 | 0.0078415 | 0.0078415
[79 empty] | WLDFR | HFTD - Transmission - Tier 3 - 60/70 kV | Non-Red Flag Warning - Catastrophic Fires | 2046 | 0 | 17672.0852 | 299.42 | 10692.7362 | 6679.929 | 4606.6527 | 1.7022e-06 | 0 | 0.0078415 | 0.0078415
[79 empty] | WLDFR | HFTD - Transmission - Tier 3 - 60/70 kV | Non-Red Flag Warning - Catastrophic Fires | 2047 | 0 | 17672.0852 | 299.42 | 10692.7362 | 6679.929 | 4606.6527 | 1.7022e-06 | 0 | 0.0078415 | 0.0078415
[79 empty] | WLDFR | HFTD - Transmission - Tier 3 - 60/70 kV | Non-Red Flag Warning - Catastrophic Fires | 2048 | 0 | 18552.3348 | 319.4911 | 11216.5626 | 7016.281 | 4838.6098 | 1.7022e-06 | 0 | 0.0082363 | 0.0082363
[79 empty] | WLDFR | HFTD - Transmission - Tier 3 - 60/70 kV | Non-Red Flag Warning - Catastrophic Fires | 2049 | 0 | 18552.3348 | 319.4911 | 11216.5626 | 7016.281 | 4838.6098 | 1.7022e-06 | 0 | 0.0082363 | 0.0082363
[79 empty] | WLDFR | HFTD - Transmission - Tier 3 - 60/70 kV | Non-Red Flag Warning - Catastrophic Fires | 2050 | 0 | 18552.3348 | 319.4911 | 11216.5626 | 7016.281 | 4838.6098 | 1.7022e-06 | 0 | 0.0082363 | 0.0082363
[79 empty] | WLDFR | HFTD - Transmission - Tier 3 - 60/70 kV | Non-Red Flag Warning - Catastrophic Fires | 2051 | 0 | 18552.3348 | 319.4911 | 11216.5626 | 7016.281 | 4838.6098 | 1.7022e-06 | 0 | 0.0082363 | 0.0082363
[79 empty] | WLDFR | HFTD - Transmission - Tier 3 - 60/70 kV | Non-Red Flag Warning - Catastrophic Fires | 2052 | 0 | 18552.3348 | 319.4911 | 11216.5626 | 7016.281 | 4838.6098 | 1.7022e-06 | 0 | 0.0082363 | 0.0082363
[79 empty] | WLDFR | HFTD - Transmission - Tier 3 - 60/70 kV | Non-Red Flag Warning - Catastrophic Fires | 2053 | 0 | 19462.1283 | 340.5356 | 11757.1413 | 7364.4514 | 5078.7171 | 1.7022e-06 | 0 | 0.008645 | 0.008645
[79 empty] | WLDFR | HFTD - Transmission - Tier 3 - 60/70 kV | Non-Red Flag Warning - Catastrophic Fires | 2054 | 0 | 19462.1283 | 340.5356 | 11757.1413 | 7364.4514 | 5078.7171 | 1.7022e-06 | 0 | 0.008645 | 0.008645
[79 empty] | WLDFR | HFTD - Transmission - Tier 3 - 60/70 kV | Non-Red Flag Warning - Catastrophic Fires | 2055 | 0 | 19462.1283 | 340.5356 | 11757.1413 | 7364.4514 | 5078.7171 | 1.7022e-06 | 0 | 0.008645 | 0.008645
[79 empty] | WLDFR | HFTD - Transmission - Tier 3 - 60/70 kV | Non-Red Flag Warning - Large Fires | 2026 | 0 | 5.475 | 0.71896 | 3.0715 | 1.6846 | 1.1617 | 1.532e-05 | 0 | 1.7798e-05 | 1.7798e-05
[79 empty] | WLDFR | HFTD - Transmission - Tier 3 - 60/70 kV | Non-Red Flag Warning - Large Fires | 2027 | 0 | 5.475 | 0.71896 | 3.0715 | 1.6846 | 1.1617 | 1.532e-05 | 0 | 1.7798e-05 | 1.7798e-05
[79 empty] | WLDFR | HFTD - Transmission - Tier 3 - 60/70 kV | Non-Red Flag Warning - Large Fires | 2028 | 0 | 5.777 | 0.74734 | 3.238 | 1.7917 | 1.2356 | 1.532e-05 | 0 | 1.893e-05 | 1.893e-05
[79 empty] | WLDFR | HFTD - Transmission - Tier 3 - 60/70 kV | Non-Red Flag Warning - Large Fires | 2029 | 0 | 5.777 | 0.74734 | 3.238 | 1.7917 | 1.2356 | 1.532e-05 | 0 | 1.893e-05 | 1.893e-05
[79 empty] | WLDFR | HFTD - Transmission - Tier 3 - 60/70 kV | Non-Red Flag Warning - Large Fires | 2030 | 0 | 5.777 | 0.74734 | 3.238 | 1.7917 | 1.2356 | 1.532e-05 | 0 | 1.893e-05 | 1.893e-05
[79 empty] | WLDFR | HFTD - Transmission - Tier 3 - 60/70 kV | Non-Red Flag Warning - Large Fires | 2031 | 0 | 5.777 | 0.74734 | 3.238 | 1.7917 | 1.2356 | 1.532e-05 | 0 | 1.893e-05 | 1.893e-05
[79 empty] | WLDFR | HFTD - Transmission - Tier 3 - 60/70 kV | Non-Red Flag Warning - Large Fires | 2032 | 0 | 5.777 | 0.74734 | 3.238 | 1.7917 | 1.2356 | 1.532e-05 | 0 | 1.893e-05 | 1.893e-05
[79 empty] | WLDFR | HFTD - Transmission - Tier 3 - 60/70 kV | Non-Red Flag Warning - Large Fires | 2033 | 0 | 6.1205 | 0.77885 | 3.4265 | 1.9151 | 1.3207 | 1.532e-05 | 0 | 2.0233e-05 | 2.0233e-05
[79 empty] | WLDFR | HFTD - Transmission - Tier 3 - 60/70 kV | Non-Red Flag Warning - Large Fires | 2034 | 0 | 6.1205 | 0.77885 | 3.4265 | 1.9151 | 1.3207 | 1.532e-05 | 0 | 2.0233e-05 | 2.0233e-05
[79 empty] | WLDFR | HFTD - Transmission - Tier 3 - 60/70 kV | Non-Red Flag Warning - Large Fires | 2035 | 0 | 6.1205 | 0.77885 | 3.4265 | 1.9151 | 1.3207 | 1.532e-05 | 0 | 2.0233e-05 | 2.0233e-05
[79 empty] | WLDFR | HFTD - Transmission - Tier 3 - 60/70 kV | Non-Red Flag Warning - Large Fires | 2036 | 0 | 6.1205 | 0.77885 | 3.4265 | 1.9151 | 1.3207 | 1.532e-05 | 0 | 2.0233e-05 | 2.0233e-05
[79 empty] | WLDFR | HFTD - Transmission - Tier 3 - 60/70 kV | Non-Red Flag Warning - Large Fires | 2037 | 0 | 6.1205 | 0.77885 | 3.4265 | 1.9151 | 1.3207 | 1.532e-05 | 0 | 2.0233e-05 | 2.0233e-05
[79 empty] | WLDFR | HFTD - Transmission - Tier 3 - 60/70 kV | Non-Red Flag Warning - Large Fires | 2038 | 0 | 6.5028 | 0.81304 | 3.6355 | 2.0543 | 1.4167 | 1.532e-05 | 0 | 2.1703e-05 | 2.1703e-05
[79 empty] | WLDFR | HFTD - Transmission - Tier 3 - 60/70 kV | Non-Red Flag Warning - Large Fires | 2039 | 0 | 6.5028 | 0.81304 | 3.6355 | 2.0543 | 1.4167 | 1.532e-05 | 0 | 2.1703e-05 | 2.1703e-05
[79 empty] | WLDFR | HFTD - Transmission - Tier 3 - 60/70 kV | Non-Red Flag Warning - Large Fires | 2040 | 0 | 6.5028 | 0.81304 | 3.6355 | 2.0543 | 1.4167 | 1.532e-05 | 0 | 2.1703e-05 | 2.1703e-05
[79 empty] | WLDFR | HFTD - Transmission - Tier 3 - 60/70 kV | Non-Red Flag Warning - Large Fires | 2041 | 0 | 6.5028 | 0.81304 | 3.6355 | 2.0543 | 1.4167 | 1.532e-05 | 0 | 2.1703e-05 | 2.1703e-05
[79 empty] | WLDFR | HFTD - Transmission - Tier 3 - 60/70 kV | Non-Red Flag Warning - Large Fires | 2042 | 0 | 6.5028 | 0.81304 | 3.6355 | 2.0543 | 1.4167 | 1.532e-05 | 0 | 2.1703e-05 | 2.1703e-05
[79 empty] | WLDFR | HFTD - Transmission - Tier 3 - 60/70 kV | Non-Red Flag Warning - Large Fires | 2043 | 0 | 6.9209 | 0.84944 | 3.8632 | 2.2083 | 1.5229 | 1.532e-05 | 0 | 2.3331e-05 | 2.3331e-05
[79 empty] | WLDFR | HFTD - Transmission - Tier 3 - 60/70 kV | Non-Red Flag Warning - Large Fires | 2044 | 0 | 6.9209 | 0.84944 | 3.8632 | 2.2083 | 1.5229 | 1.532e-05 | 0 | 2.3331e-05 | 2.3331e-05
[79 empty] | WLDFR | HFTD - Transmission - Tier 3 - 60/70 kV | Non-Red Flag Warning - Large Fires | 2045 | 0 | 6.9209 | 0.84944 | 3.8632 | 2.2083 | 1.5229 | 1.532e-05 | 0 | 2.3331e-05 | 2.3331e-05
[79 empty] | WLDFR | HFTD - Transmission - Tier 3 - 60/70 kV | Non-Red Flag Warning - Large Fires | 2046 | 0 | 6.9209 | 0.84944 | 3.8632 | 2.2083 | 1.5229 | 1.532e-05 | 0 | 2.3331e-05 | 2.3331e-05
[79 empty] | WLDFR | HFTD - Transmission - Tier 3 - 60/70 kV | Non-Red Flag Warning - Large Fires | 2047 | 0 | 6.9209 | 0.84944 | 3.8632 | 2.2083 | 1.5229 | 1.532e-05 | 0 | 2.3331e-05 | 2.3331e-05
[79 empty] | WLDFR | HFTD - Transmission - Tier 3 - 60/70 kV | Non-Red Flag Warning - Large Fires | 2048 | 0 | 7.3713 | 0.88759 | 4.1075 | 2.3763 | 1.6388 | 1.532e-05 | 0 | 2.5105e-05 | 2.5105e-05
[79 empty] | WLDFR | HFTD - Transmission - Tier 3 - 60/70 kV | Non-Red Flag Warning - Large Fires | 2049 | 0 | 7.3713 | 0.88759 | 4.1075 | 2.3763 | 1.6388 | 1.532e-05 | 0 | 2.5105e-05 | 2.5105e-05
[79 empty] | WLDFR | HFTD - Transmission - Tier 3 - 60/70 kV | Non-Red Flag Warning - Large Fires | 2050 | 0 | 7.3713 | 0.88759 | 4.1075 | 2.3763 | 1.6388 | 1.532e-05 | 0 | 2.5105e-05 | 2.5105e-05
[79 empty] | WLDFR | HFTD - Transmission - Tier 3 - 60/70 kV | Non-Red Flag Warning - Large Fires | 2051 | 0 | 7.3713 | 0.88759 | 4.1075 | 2.3763 | 1.6388 | 1.532e-05 | 0 | 2.5105e-05 | 2.5105e-05
[79 empty] | WLDFR | HFTD - Transmission - Tier 3 - 60/70 kV | Non-Red Flag Warning - Large Fires | 2052 | 0 | 7.3713 | 0.88759 | 4.1075 | 2.3763 | 1.6388 | 1.532e-05 | 0 | 2.5105e-05 | 2.5105e-05
[79 empty] | WLDFR | HFTD - Transmission - Tier 3 - 60/70 kV | Non-Red Flag Warning - Large Fires | 2053 | 0 | 7.8503 | 0.92702 | 4.3664 | 2.5569 | 1.7633 | 1.532e-05 | 0 | 2.7013e-05 | 2.7013e-05
[79 empty] | WLDFR | HFTD - Transmission - Tier 3 - 60/70 kV | Non-Red Flag Warning - Large Fires | 2054 | 0 | 7.8503 | 0.92702 | 4.3664 | 2.5569 | 1.7633 | 1.532e-05 | 0 | 2.7013e-05 | 2.7013e-05
[79 empty] | WLDFR | HFTD - Transmission - Tier 3 - 60/70 kV | Non-Red Flag Warning - Large Fires | 2055 | 0 | 7.8503 | 0.92702 | 4.3664 | 2.5569 | 1.7633 | 1.532e-05 | 0 | 2.7013e-05 | 2.7013e-05
[79 empty] | WLDFR | HFTD - Transmission - Tier 3 - 60/70 kV | Non-Red Flag Warning - Small Fires | 2026 | 0 | 0.080408 | 0.03759 | 0.0016314 | 0.041187 | 0.028403 | 0.0026308 | 0 | 7.4722e-05 | 7.4722e-05
[79 empty] | WLDFR | HFTD - Transmission - Tier 3 - 60/70 kV | Non-Red Flag Warning - Small Fires | 2027 | 0 | 0.080408 | 0.03759 | 0.0016314 | 0.041187 | 0.028403 | 0.0026308 | 0 | 7.4722e-05 | 7.4722e-05
[79 empty] | WLDFR | HFTD - Transmission - Tier 3 - 60/70 kV | Non-Red Flag Warning - Small Fires | 2028 | 0 | 0.083606 | 0.039055 | 0.001695 | 0.042856 | 0.029555 | 0.0026308 | 0 | 7.7752e-05 | 7.7752e-05
[79 empty] | WLDFR | HFTD - Transmission - Tier 3 - 60/70 kV | Non-Red Flag Warning - Small Fires | 2029 | 0 | 0.083606 | 0.039055 | 0.001695 | 0.042856 | 0.029555 | 0.0026308 | 0 | 7.7752e-05 | 7.7752e-05
[79 empty] | WLDFR | HFTD - Transmission - Tier 3 - 60/70 kV | Non-Red Flag Warning - Small Fires | 2030 | 0 | 0.083606 | 0.039055 | 0.001695 | 0.042856 | 0.029555 | 0.0026308 | 0 | 7.7752e-05 | 7.7752e-05
[79 empty] | WLDFR | HFTD - Transmission - Tier 3 - 60/70 kV | Non-Red Flag Warning - Small Fires | 2031 | 0 | 0.083606 | 0.039055 | 0.001695 | 0.042856 | 0.029555 | 0.0026308 | 0 | 7.7752e-05 | 7.7752e-05
[79 empty] | WLDFR | HFTD - Transmission - Tier 3 - 60/70 kV | Non-Red Flag Warning - Small Fires | 2032 | 0 | 0.083606 | 0.039055 | 0.001695 | 0.042856 | 0.029555 | 0.0026308 | 0 | 7.7752e-05 | 7.7752e-05
[79 empty] | WLDFR | HFTD - Transmission - Tier 3 - 60/70 kV | Non-Red Flag Warning - Small Fires | 2033 | 0 | 0.087211 | 0.040679 | 0.0017655 | 0.044766 | 0.030872 | 0.0026308 | 0 | 8.1217e-05 | 8.1217e-05
[79 empty] | WLDFR | HFTD - Transmission - Tier 3 - 60/70 kV | Non-Red Flag Warning - Small Fires | 2034 | 0 | 0.087211 | 0.040679 | 0.0017655 | 0.044766 | 0.030872 | 0.0026308 | 0 | 8.1217e-05 | 8.1217e-05
[79 empty] | WLDFR | HFTD - Transmission - Tier 3 - 60/70 kV | Non-Red Flag Warning - Small Fires | 2035 | 0 | 0.087211 | 0.040679 | 0.0017655 | 0.044766 | 0.030872 | 0.0026308 | 0 | 8.1217e-05 | 8.1217e-05
[79 empty] | WLDFR | HFTD - Transmission - Tier 3 - 60/70 kV | Non-Red Flag Warning - Small Fires | 2036 | 0 | 0.087211 | 0.040679 | 0.0017655 | 0.044766 | 0.030872 | 0.0026308 | 0 | 8.1217e-05 | 8.1217e-05
[79 empty] | WLDFR | HFTD - Transmission - Tier 3 - 60/70 kV | Non-Red Flag Warning - Small Fires | 2037 | 0 | 0.087211 | 0.040679 | 0.0017655 | 0.044766 | 0.030872 | 0.0026308 | 0 | 8.1217e-05 | 8.1217e-05
[79 empty] | WLDFR | HFTD - Transmission - Tier 3 - 60/70 kV | Non-Red Flag Warning - Small Fires | 2038 | 0 | 0.091184 | 0.042438 | 0.0018418 | 0.046905 | 0.032347 | 0.0026308 | 0 | 8.5097e-05 | 8.5097e-05
[79 empty] | WLDFR | HFTD - Transmission - Tier 3 - 60/70 kV | Non-Red Flag Warning - Small Fires | 2039 | 0 | 0.091184 | 0.042438 | 0.0018418 | 0.046905 | 0.032347 | 0.0026308 | 0 | 8.5097e-05 | 8.5097e-05
[79 empty] | WLDFR | HFTD - Transmission - Tier 3 - 60/70 kV | Non-Red Flag Warning - Small Fires | 2040 | 0 | 0.091184 | 0.042438 | 0.0018418 | 0.046905 | 0.032347 | 0.0026308 | 0 | 8.5097e-05 | 8.5097e-05
[79 empty] | WLDFR | HFTD - Transmission - Tier 3 - 60/70 kV | Non-Red Flag Warning - Small Fires | 2041 | 0 | 0.091184 | 0.042438 | 0.0018418 | 0.046905 | 0.032347 | 0.0026308 | 0 | 8.5097e-05 | 8.5097e-05
[79 empty] | WLDFR | HFTD - Transmission - Tier 3 - 60/70 kV | Non-Red Flag Warning - Small Fires | 2042 | 0 | 0.091184 | 0.042438 | 0.0018418 | 0.046905 | 0.032347 | 0.0026308 | 0 | 8.5097e-05 | 8.5097e-05
[79 empty] | WLDFR | HFTD - Transmission - Tier 3 - 60/70 kV | Non-Red Flag Warning - Small Fires | 2043 | 0 | 0.095486 | 0.044306 | 0.0019228 | 0.049257 | 0.033969 | 0.0026308 | 0 | 8.9364e-05 | 8.9364e-05
[79 empty] | WLDFR | HFTD - Transmission - Tier 3 - 60/70 kV | Non-Red Flag Warning - Small Fires | 2044 | 0 | 0.095486 | 0.044306 | 0.0019228 | 0.049257 | 0.033969 | 0.0026308 | 0 | 8.9364e-05 | 8.9364e-05
[79 empty] | WLDFR | HFTD - Transmission - Tier 3 - 60/70 kV | Non-Red Flag Warning - Small Fires | 2045 | 0 | 0.095486 | 0.044306 | 0.0019228 | 0.049257 | 0.033969 | 0.0026308 | 0 | 8.9364e-05 | 8.9364e-05
[79 empty] | WLDFR | HFTD - Transmission - Tier 3 - 60/70 kV | Non-Red Flag Warning - Small Fires | 2046 | 0 | 0.095486 | 0.044306 | 0.0019228 | 0.049257 | 0.033969 | 0.0026308 | 0 | 8.9364e-05 | 8.9364e-05
[79 empty] | WLDFR | HFTD - Transmission - Tier 3 - 60/70 kV | Non-Red Flag Warning - Small Fires | 2047 | 0 | 0.095486 | 0.044306 | 0.0019228 | 0.049257 | 0.033969 | 0.0026308 | 0 | 8.9364e-05 | 8.9364e-05
[79 empty] | WLDFR | HFTD - Transmission - Tier 3 - 60/70 kV | Non-Red Flag Warning - Small Fires | 2048 | 0 | 0.10007 | 0.04626 | 0.0020076 | 0.051804 | 0.035726 | 0.0026308 | 0 | 9.3985e-05 | 9.3985e-05
[79 empty] | WLDFR | HFTD - Transmission - Tier 3 - 60/70 kV | Non-Red Flag Warning - Small Fires | 2049 | 0 | 0.10007 | 0.04626 | 0.0020076 | 0.051804 | 0.035726 | 0.0026308 | 0 | 9.3985e-05 | 9.3985e-05
[79 empty] | WLDFR | HFTD - Transmission - Tier 3 - 60/70 kV | Non-Red Flag Warning - Small Fires | 2050 | 0 | 0.10007 | 0.04626 | 0.0020076 | 0.051804 | 0.035726 | 0.0026308 | 0 | 9.3985e-05 | 9.3985e-05
[79 empty] | WLDFR | HFTD - Transmission - Tier 3 - 60/70 kV | Non-Red Flag Warning - Small Fires | 2051 | 0 | 0.10007 | 0.04626 | 0.0020076 | 0.051804 | 0.035726 | 0.0026308 | 0 | 9.3985e-05 | 9.3985e-05
[79 empty] | WLDFR | HFTD - Transmission - Tier 3 - 60/70 kV | Non-Red Flag Warning - Small Fires | 2052 | 0 | 0.10007 | 0.04626 | 0.0020076 | 0.051804 | 0.035726 | 0.0026308 | 0 | 9.3985e-05 | 9.3985e-05
[79 empty] | WLDFR | HFTD - Transmission - Tier 3 - 60/70 kV | Non-Red Flag Warning - Small Fires | 2053 | 0 | 0.10489 | 0.048274 | 0.002095 | 0.054525 | 0.037602 | 0.0026308 | 0 | 9.8922e-05 | 9.8922e-05
[79 empty] | WLDFR | HFTD - Transmission - Tier 3 - 60/70 kV | Non-Red Flag Warning - Small Fires | 2054 | 0 | 0.10489 | 0.048274 | 0.002095 | 0.054525 | 0.037602 | 0.0026308 | 0 | 9.8922e-05 | 9.8922e-05
[79 empty] | WLDFR | HFTD - Transmission - Tier 3 - 60/70 kV | Non-Red Flag Warning - Small Fires | 2055 | 0 | 0.10489 | 0.048274 | 0.002095 | 0.054525 | 0.037602 | 0.0026308 | 0 | 9.8922e-05 | 9.8922e-05
[79 empty] | WLDFR | HFTD - Transmission - Tier 3 - 60/70 kV | Red Flag Warning - Catastrophic Fires | 2026 | 0 | 14664.6376 | 233.2301 | 8896.516 | 5534.8915 | 3817.0051 | 1.2794e-05 | 0 | 0.048833 | 0.048833
[79 empty] | WLDFR | HFTD - Transmission - Tier 3 - 60/70 kV | Red Flag Warning - Catastrophic Fires | 2027 | 0 | 14664.6376 | 233.2301 | 8896.516 | 5534.8915 | 3817.0051 | 1.2794e-05 | 0 | 0.048833 | 0.048833
[79 empty] | WLDFR | HFTD - Transmission - Tier 3 - 60/70 kV | Red Flag Warning - Catastrophic Fires | 2028 | 0 | 15317.9909 | 247.273 | 9287.6491 | 5783.0689 | 3988.1546 | 1.2794e-05 | 0 | 0.051023 | 0.051023
[79 empty] | WLDFR | HFTD - Transmission - Tier 3 - 60/70 kV | Red Flag Warning - Catastrophic Fires | 2029 | 0 | 15317.9909 | 247.273 | 9287.6491 | 5783.0689 | 3988.1546 | 1.2794e-05 | 0 | 0.051023 | 0.051023
[79 empty] | WLDFR | HFTD - Transmission - Tier 3 - 60/70 kV | Red Flag Warning - Catastrophic Fires | 2030 | 0 | 15317.9909 | 247.273 | 9287.6491 | 5783.0689 | 3988.1546 | 1.2794e-05 | 0 | 0.051023 | 0.051023
[79 empty] | WLDFR | HFTD - Transmission - Tier 3 - 60/70 kV | Red Flag Warning - Catastrophic Fires | 2031 | 0 | 15317.9909 | 247.273 | 9287.6491 | 5783.0689 | 3988.1546 | 1.2794e-05 | 0 | 0.051023 | 0.051023
[79 empty] | WLDFR | HFTD - Transmission - Tier 3 - 60/70 kV | Red Flag Warning - Catastrophic Fires | 2032 | 0 | 15317.9909 | 247.273 | 9287.6491 | 5783.0689 | 3988.1546 | 1.2794e-05 | 0 | 0.051023 | 0.051023
[79 empty] | WLDFR | HFTD - Transmission - Tier 3 - 60/70 kV | Red Flag Warning - Catastrophic Fires | 2033 | 0 | 16044.1264 | 263.1074 | 9721.74 | 6059.2791 | 4178.6364 | 1.2794e-05 | 0 | 0.05346 | 0.05346
[79 empty] | WLDFR | HFTD - Transmission - Tier 3 - 60/70 kV | Red Flag Warning - Catastrophic Fires | 2034 | 0 | 16044.1264 | 263.1074 | 9721.74 | 6059.2791 | 4178.6364 | 1.2794e-05 | 0 | 0.05346 | 0.05346
[79 empty] | WLDFR | HFTD - Transmission - Tier 3 - 60/70 kV | Red Flag Warning - Catastrophic Fires | 2035 | 0 | 16044.1264 | 263.1074 | 9721.74 | 6059.2791 | 4178.6364 | 1.2794e-05 | 0 | 0.05346 | 0.05346
[79 empty] | WLDFR | HFTD - Transmission - Tier 3 - 60/70 kV | Red Flag Warning - Catastrophic Fires | 2036 | 0 | 16044.1264 | 263.1074 | 9721.74 | 6059.2791 | 4178.6364 | 1.2794e-05 | 0 | 0.05346 | 0.05346
[79 empty] | WLDFR | HFTD - Transmission - Tier 3 - 60/70 kV | Red Flag Warning - Catastrophic Fires | 2037 | 0 | 16044.1264 | 263.1074 | 9721.74 | 6059.2791 | 4178.6364 | 1.2794e-05 | 0 | 0.05346 | 0.05346
[79 empty] | WLDFR | HFTD - Transmission - Tier 3 - 60/70 kV | Red Flag Warning - Catastrophic Fires | 2038 | 0 | 16832.3912 | 280.5544 | 10192.2718 | 6359.5651 | 4385.7214 | 1.2794e-05 | 0 | 0.056109 | 0.056109
[79 empty] | WLDFR | HFTD - Transmission - Tier 3 - 60/70 kV | Red Flag Warning - Catastrophic Fires | 2039 | 0 | 16832.3912 | 280.5544 | 10192.2718 | 6359.5651 | 4385.7214 | 1.2794e-05 | 0 | 0.056109 | 0.056109
[79 empty] | WLDFR | HFTD - Transmission - Tier 3 - 60/70 kV | Red Flag Warning - Catastrophic Fires | 2040 | 0 | 16832.3912 | 280.5544 | 10192.2718 | 6359.5651 | 4385.7214 | 1.2794e-05 | 0 | 0.056109 | 0.056109
[79 empty] | WLDFR | HFTD - Transmission - Tier 3 - 60/70 kV | Red Flag Warning - Catastrophic Fires | 2041 | 0 | 16832.3912 | 280.5544 | 10192.2718 | 6359.5651 | 4385.7214 | 1.2794e-05 | 0 | 0.056109 | 0.056109
[79 empty] | WLDFR | HFTD - Transmission - Tier 3 - 60/70 kV | Red Flag Warning - Catastrophic Fires | 2042 | 0 | 16832.3912 | 280.5544 | 10192.2718 | 6359.5651 | 4385.7214 | 1.2794e-05 | 0 | 0.056109 | 0.056109
[79 empty] | WLDFR | HFTD - Transmission - Tier 3 - 60/70 kV | Red Flag Warning - Catastrophic Fires | 2043 | 0 | 17672.0852 | 299.42 | 10692.7362 | 6679.929 | 4606.6527 | 1.2794e-05 | 0 | 0.058936 | 0.058936
[79 empty] | WLDFR | HFTD - Transmission - Tier 3 - 60/70 kV | Red Flag Warning - Catastrophic Fires | 2044 | 0 | 17672.0852 | 299.42 | 10692.7362 | 6679.929 | 4606.6527 | 1.2794e-05 | 0 | 0.058936 | 0.058936
[79 empty] | WLDFR | HFTD - Transmission - Tier 3 - 60/70 kV | Red Flag Warning - Catastrophic Fires | 2045 | 0 | 17672.0852 | 299.42 | 10692.7362 | 6679.929 | 4606.6527 | 1.2794e-05 | 0 | 0.058936 | 0.058936
[79 empty] | WLDFR | HFTD - Transmission - Tier 3 - 60/70 kV | Red Flag Warning - Catastrophic Fires | 2046 | 0 | 17672.0852 | 299.42 | 10692.7362 | 6679.929 | 4606.6527 | 1.2794e-05 | 0 | 0.058936 | 0.058936
[79 empty] | WLDFR | HFTD - Transmission - Tier 3 - 60/70 kV | Red Flag Warning - Catastrophic Fires | 2047 | 0 | 17672.0852 | 299.42 | 10692.7362 | 6679.929 | 4606.6527 | 1.2794e-05 | 0 | 0.058936 | 0.058936
[79 empty] | WLDFR | HFTD - Transmission - Tier 3 - 60/70 kV | Red Flag Warning - Catastrophic Fires | 2048 | 0 | 18552.3348 | 319.4911 | 11216.5626 | 7016.281 | 4838.6098 | 1.2794e-05 | 0 | 0.061903 | 0.061903
[79 empty] | WLDFR | HFTD - Transmission - Tier 3 - 60/70 kV | Red Flag Warning - Catastrophic Fires | 2049 | 0 | 18552.3348 | 319.4911 | 11216.5626 | 7016.281 | 4838.6098 | 1.2794e-05 | 0 | 0.061903 | 0.061903
[79 empty] | WLDFR | HFTD - Transmission - Tier 3 - 60/70 kV | Red Flag Warning - Catastrophic Fires | 2050 | 0 | 18552.3348 | 319.4911 | 11216.5626 | 7016.281 | 4838.6098 | 1.2794e-05 | 0 | 0.061903 | 0.061903
[79 empty] | WLDFR | HFTD - Transmission - Tier 3 - 60/70 kV | Red Flag Warning - Catastrophic Fires | 2051 | 0 | 18552.3348 | 319.4911 | 11216.5626 | 7016.281 | 4838.6098 | 1.2794e-05 | 0 | 0.061903 | 0.061903
[79 empty] | WLDFR | HFTD - Transmission - Tier 3 - 60/70 kV | Red Flag Warning - Catastrophic Fires | 2052 | 0 | 18552.3348 | 319.4911 | 11216.5626 | 7016.281 | 4838.6098 | 1.2794e-05 | 0 | 0.061903 | 0.061903
[79 empty] | WLDFR | HFTD - Transmission - Tier 3 - 60/70 kV | Red Flag Warning - Catastrophic Fires | 2053 | 0 | 19462.1283 | 340.5356 | 11757.1413 | 7364.4514 | 5078.7171 | 1.2794e-05 | 0 | 0.064975 | 0.064975
[79 empty] | WLDFR | HFTD - Transmission - Tier 3 - 60/70 kV | Red Flag Warning - Catastrophic Fires | 2054 | 0 | 19462.1283 | 340.5356 | 11757.1413 | 7364.4514 | 5078.7171 | 1.2794e-05 | 0 | 0.064975 | 0.064975
[79 empty] | WLDFR | HFTD - Transmission - Tier 3 - 60/70 kV | Red Flag Warning - Catastrophic Fires | 2055 | 0 | 19462.1283 | 340.5356 | 11757.1413 | 7364.4514 | 5078.7171 | 1.2794e-05 | 0 | 0.064975 | 0.064975
[79 empty] | WLDFR | HFTD - Transmission - Tier 3 - 60/70 kV | Red Flag Warning - Large Fires | 2026 | 0 | 5.475 | 0.71896 | 3.0715 | 1.6846 | 1.1617 | 1.0966e-05 | 0 | 1.2739e-05 | 1.2739e-05
[79 empty] | WLDFR | HFTD - Transmission - Tier 3 - 60/70 kV | Red Flag Warning - Large Fires | 2027 | 0 | 5.475 | 0.71896 | 3.0715 | 1.6846 | 1.1617 | 1.0966e-05 | 0 | 1.2739e-05 | 1.2739e-05
[79 empty] | WLDFR | HFTD - Transmission - Tier 3 - 60/70 kV | Red Flag Warning - Large Fires | 2028 | 0 | 5.777 | 0.74734 | 3.238 | 1.7917 | 1.2356 | 1.0966e-05 | 0 | 1.355e-05 | 1.355e-05
[79 empty] | WLDFR | HFTD - Transmission - Tier 3 - 60/70 kV | Red Flag Warning - Large Fires | 2029 | 0 | 5.777 | 0.74734 | 3.238 | 1.7917 | 1.2356 | 1.0966e-05 | 0 | 1.355e-05 | 1.355e-05
[79 empty] | WLDFR | HFTD - Transmission - Tier 3 - 60/70 kV | Red Flag Warning - Large Fires | 2030 | 0 | 5.777 | 0.74734 | 3.238 | 1.7917 | 1.2356 | 1.0966e-05 | 0 | 1.355e-05 | 1.355e-05
[79 empty] | WLDFR | HFTD - Transmission - Tier 3 - 60/70 kV | Red Flag Warning - Large Fires | 2031 | 0 | 5.777 | 0.74734 | 3.238 | 1.7917 | 1.2356 | 1.0966e-05 | 0 | 1.355e-05 | 1.355e-05
[79 empty] | WLDFR | HFTD - Transmission - Tier 3 - 60/70 kV | Red Flag Warning - Large Fires | 2032 | 0 | 5.777 | 0.74734 | 3.238 | 1.7917 | 1.2356 | 1.0966e-05 | 0 | 1.355e-05 | 1.355e-05
[79 empty] | WLDFR | HFTD - Transmission - Tier 3 - 60/70 kV | Red Flag Warning - Large Fires | 2033 | 0 | 6.1205 | 0.77885 | 3.4265 | 1.9151 | 1.3207 | 1.0966e-05 | 0 | 1.4483e-05 | 1.4483e-05
[79 empty] | WLDFR | HFTD - Transmission - Tier 3 - 60/70 kV | Red Flag Warning - Large Fires | 2034 | 0 | 6.1205 | 0.77885 | 3.4265 | 1.9151 | 1.3207 | 1.0966e-05 | 0 | 1.4483e-05 | 1.4483e-05
[79 empty] | WLDFR | HFTD - Transmission - Tier 3 - 60/70 kV | Red Flag Warning - Large Fires | 2035 | 0 | 6.1205 | 0.77885 | 3.4265 | 1.9151 | 1.3207 | 1.0966e-05 | 0 | 1.4483e-05 | 1.4483e-05
[79 empty] | WLDFR | HFTD - Transmission - Tier 3 - 60/70 kV | Red Flag Warning - Large Fires | 2036 | 0 | 6.1205 | 0.77885 | 3.4265 | 1.9151 | 1.3207 | 1.0966e-05 | 0 | 1.4483e-05 | 1.4483e-05
[79 empty] | WLDFR | HFTD - Transmission - Tier 3 - 60/70 kV | Red Flag Warning - Large Fires | 2037 | 0 | 6.1205 | 0.77885 | 3.4265 | 1.9151 | 1.3207 | 1.0966e-05 | 0 | 1.4483e-05 | 1.4483e-05
[79 empty] | WLDFR | HFTD - Transmission - Tier 3 - 60/70 kV | Red Flag Warning - Large Fires | 2038 | 0 | 6.5028 | 0.81304 | 3.6355 | 2.0543 | 1.4167 | 1.0966e-05 | 0 | 1.5535e-05 | 1.5535e-05
[79 empty] | WLDFR | HFTD - Transmission - Tier 3 - 60/70 kV | Red Flag Warning - Large Fires | 2039 | 0 | 6.5028 | 0.81304 | 3.6355 | 2.0543 | 1.4167 | 1.0966e-05 | 0 | 1.5535e-05 | 1.5535e-05
[79 empty] | WLDFR | HFTD - Transmission - Tier 3 - 60/70 kV | Red Flag Warning - Large Fires | 2040 | 0 | 6.5028 | 0.81304 | 3.6355 | 2.0543 | 1.4167 | 1.0966e-05 | 0 | 1.5535e-05 | 1.5535e-05
[79 empty] | WLDFR | HFTD - Transmission - Tier 3 - 60/70 kV | Red Flag Warning - Large Fires | 2041 | 0 | 6.5028 | 0.81304 | 3.6355 | 2.0543 | 1.4167 | 1.0966e-05 | 0 | 1.5535e-05 | 1.5535e-05
[79 empty] | WLDFR | HFTD - Transmission - Tier 3 - 60/70 kV | Red Flag Warning - Large Fires | 2042 | 0 | 6.5028 | 0.81304 | 3.6355 | 2.0543 | 1.4167 | 1.0966e-05 | 0 | 1.5535e-05 | 1.5535e-05
[79 empty] | WLDFR | HFTD - Transmission - Tier 3 - 60/70 kV | Red Flag Warning - Large Fires | 2043 | 0 | 6.9209 | 0.84944 | 3.8632 | 2.2083 | 1.5229 | 1.0966e-05 | 0 | 1.67e-05 | 1.67e-05
[79 empty] | WLDFR | HFTD - Transmission - Tier 3 - 60/70 kV | Red Flag Warning - Large Fires | 2044 | 0 | 6.9209 | 0.84944 | 3.8632 | 2.2083 | 1.5229 | 1.0966e-05 | 0 | 1.67e-05 | 1.67e-05
[79 empty] | WLDFR | HFTD - Transmission - Tier 3 - 60/70 kV | Red Flag Warning - Large Fires | 2045 | 0 | 6.9209 | 0.84944 | 3.8632 | 2.2083 | 1.5229 | 1.0966e-05 | 0 | 1.67e-05 | 1.67e-05
[79 empty] | WLDFR | HFTD - Transmission - Tier 3 - 60/70 kV | Red Flag Warning - Large Fires | 2046 | 0 | 6.9209 | 0.84944 | 3.8632 | 2.2083 | 1.5229 | 1.0966e-05 | 0 | 1.67e-05 | 1.67e-05
[79 empty] | WLDFR | HFTD - Transmission - Tier 3 - 60/70 kV | Red Flag Warning - Large Fires | 2047 | 0 | 6.9209 | 0.84944 | 3.8632 | 2.2083 | 1.5229 | 1.0966e-05 | 0 | 1.67e-05 | 1.67e-05
[79 empty] | WLDFR | HFTD - Transmission - Tier 3 - 60/70 kV | Red Flag Warning - Large Fires | 2048 | 0 | 7.3713 | 0.88759 | 4.1075 | 2.3763 | 1.6388 | 1.0966e-05 | 0 | 1.7971e-05 | 1.7971e-05
[79 empty] | WLDFR | HFTD - Transmission - Tier 3 - 60/70 kV | Red Flag Warning - Large Fires | 2049 | 0 | 7.3713 | 0.88759 | 4.1075 | 2.3763 | 1.6388 | 1.0966e-05 | 0 | 1.7971e-05 | 1.7971e-05
[79 empty] | WLDFR | HFTD - Transmission - Tier 3 - 60/70 kV | Red Flag Warning - Large Fires | 2050 | 0 | 7.3713 | 0.88759 | 4.1075 | 2.3763 | 1.6388 | 1.0966e-05 | 0 | 1.7971e-05 | 1.7971e-05
[79 empty] | WLDFR | HFTD - Transmission - Tier 3 - 60/70 kV | Red Flag Warning - Large Fires | 2051 | 0 | 7.3713 | 0.88759 | 4.1075 | 2.3763 | 1.6388 | 1.0966e-05 | 0 | 1.7971e-05 | 1.7971e-05
[79 empty] | WLDFR | HFTD - Transmission - Tier 3 - 60/70 kV | Red Flag Warning - Large Fires | 2052 | 0 | 7.3713 | 0.88759 | 4.1075 | 2.3763 | 1.6388 | 1.0966e-05 | 0 | 1.7971e-05 | 1.7971e-05
[79 empty] | WLDFR | HFTD - Transmission - Tier 3 - 60/70 kV | Red Flag Warning - Large Fires | 2053 | 0 | 7.8503 | 0.92702 | 4.3664 | 2.5569 | 1.7633 | 1.0966e-05 | 0 | 1.9336e-05 | 1.9336e-05
[79 empty] | WLDFR | HFTD - Transmission - Tier 3 - 60/70 kV | Red Flag Warning - Large Fires | 2054 | 0 | 7.8503 | 0.92702 | 4.3664 | 2.5569 | 1.7633 | 1.0966e-05 | 0 | 1.9336e-05 | 1.9336e-05
[79 empty] | WLDFR | HFTD - Transmission - Tier 3 - 60/70 kV | Red Flag Warning - Large Fires | 2055 | 0 | 7.8503 | 0.92702 | 4.3664 | 2.5569 | 1.7633 | 1.0966e-05 | 0 | 1.9336e-05 | 1.9336e-05
[79 empty] | WLDFR | HFTD - Transmission - Tier 3 - 60/70 kV | Red Flag Warning - Small Fires | 2026 | 0 | 0.080408 | 0.03759 | 0.0016314 | 0.041187 | 0.028403 | 0.00015068 | 0 | 4.2798e-06 | 4.2798e-06
[79 empty] | WLDFR | HFTD - Transmission - Tier 3 - 60/70 kV | Red Flag Warning - Small Fires | 2027 | 0 | 0.080408 | 0.03759 | 0.0016314 | 0.041187 | 0.028403 | 0.00015068 | 0 | 4.2798e-06 | 4.2798e-06
[79 empty] | WLDFR | HFTD - Transmission - Tier 3 - 60/70 kV | Red Flag Warning - Small Fires | 2028 | 0 | 0.083606 | 0.039055 | 0.001695 | 0.042856 | 0.029555 | 0.00015068 | 0 | 4.4533e-06 | 4.4533e-06
[79 empty] | WLDFR | HFTD - Transmission - Tier 3 - 60/70 kV | Red Flag Warning - Small Fires | 2029 | 0 | 0.083606 | 0.039055 | 0.001695 | 0.042856 | 0.029555 | 0.00015068 | 0 | 4.4533e-06 | 4.4533e-06
[79 empty] | WLDFR | HFTD - Transmission - Tier 3 - 60/70 kV | Red Flag Warning - Small Fires | 2030 | 0 | 0.083606 | 0.039055 | 0.001695 | 0.042856 | 0.029555 | 0.00015068 | 0 | 4.4533e-06 | 4.4533e-06
[79 empty] | WLDFR | HFTD - Transmission - Tier 3 - 60/70 kV | Red Flag Warning - Small Fires | 2031 | 0 | 0.083606 | 0.039055 | 0.001695 | 0.042856 | 0.029555 | 0.00015068 | 0 | 4.4533e-06 | 4.4533e-06
[79 empty] | WLDFR | HFTD - Transmission - Tier 3 - 60/70 kV | Red Flag Warning - Small Fires | 2032 | 0 | 0.083606 | 0.039055 | 0.001695 | 0.042856 | 0.029555 | 0.00015068 | 0 | 4.4533e-06 | 4.4533e-06
[79 empty] | WLDFR | HFTD - Transmission - Tier 3 - 60/70 kV | Red Flag Warning - Small Fires | 2033 | 0 | 0.087211 | 0.040679 | 0.0017655 | 0.044766 | 0.030872 | 0.00015068 | 0 | 4.6518e-06 | 4.6518e-06
[79 empty] | WLDFR | HFTD - Transmission - Tier 3 - 60/70 kV | Red Flag Warning - Small Fires | 2034 | 0 | 0.087211 | 0.040679 | 0.0017655 | 0.044766 | 0.030872 | 0.00015068 | 0 | 4.6518e-06 | 4.6518e-06
[79 empty] | WLDFR | HFTD - Transmission - Tier 3 - 60/70 kV | Red Flag Warning - Small Fires | 2035 | 0 | 0.087211 | 0.040679 | 0.0017655 | 0.044766 | 0.030872 | 0.00015068 | 0 | 4.6518e-06 | 4.6518e-06
[79 empty] | WLDFR | HFTD - Transmission - Tier 3 - 60/70 kV | Red Flag Warning - Small Fires | 2036 | 0 | 0.087211 | 0.040679 | 0.0017655 | 0.044766 | 0.030872 | 0.00015068 | 0 | 4.6518e-06 | 4.6518e-06
[79 empty] | WLDFR | HFTD - Transmission - Tier 3 - 60/70 kV | Red Flag Warning - Small Fires | 2037 | 0 | 0.087211 | 0.040679 | 0.0017655 | 0.044766 | 0.030872 | 0.00015068 | 0 | 4.6518e-06 | 4.6518e-06
[79 empty] | WLDFR | HFTD - Transmission - Tier 3 - 60/70 kV | Red Flag Warning - Small Fires | 2038 | 0 | 0.091184 | 0.042438 | 0.0018418 | 0.046905 | 0.032347 | 0.00015068 | 0 | 4.874e-06 | 4.874e-06
[79 empty] | WLDFR | HFTD - Transmission - Tier 3 - 60/70 kV | Red Flag Warning - Small Fires | 2039 | 0 | 0.091184 | 0.042438 | 0.0018418 | 0.046905 | 0.032347 | 0.00015068 | 0 | 4.874e-06 | 4.874e-06
[79 empty] | WLDFR | HFTD - Transmission - Tier 3 - 60/70 kV | Red Flag Warning - Small Fires | 2040 | 0 | 0.091184 | 0.042438 | 0.0018418 | 0.046905 | 0.032347 | 0.00015068 | 0 | 4.874e-06 | 4.874e-06
[79 empty] | WLDFR | HFTD - Transmission - Tier 3 - 60/70 kV | Red Flag Warning - Small Fires | 2041 | 0 | 0.091184 | 0.042438 | 0.0018418 | 0.046905 | 0.032347 | 0.00015068 | 0 | 4.874e-06 | 4.874e-06
[79 empty] | WLDFR | HFTD - Transmission - Tier 3 - 60/70 kV | Red Flag Warning - Small Fires | 2042 | 0 | 0.091184 | 0.042438 | 0.0018418 | 0.046905 | 0.032347 | 0.00015068 | 0 | 4.874e-06 | 4.874e-06
[79 empty] | WLDFR | HFTD - Transmission - Tier 3 - 60/70 kV | Red Flag Warning - Small Fires | 2043 | 0 | 0.095486 | 0.044306 | 0.0019228 | 0.049257 | 0.033969 | 0.00015068 | 0 | 5.1184e-06 | 5.1184e-06
[79 empty] | WLDFR | HFTD - Transmission - Tier 3 - 60/70 kV | Red Flag Warning - Small Fires | 2044 | 0 | 0.095486 | 0.044306 | 0.0019228 | 0.049257 | 0.033969 | 0.00015068 | 0 | 5.1184e-06 | 5.1184e-06
[79 empty] | WLDFR | HFTD - Transmission - Tier 3 - 60/70 kV | Red Flag Warning - Small Fires | 2045 | 0 | 0.095486 | 0.044306 | 0.0019228 | 0.049257 | 0.033969 | 0.00015068 | 0 | 5.1184e-06 | 5.1184e-06
[79 empty] | WLDFR | HFTD - Transmission - Tier 3 - 60/70 kV | Red Flag Warning - Small Fires | 2046 | 0 | 0.095486 | 0.044306 | 0.0019228 | 0.049257 | 0.033969 | 0.00015068 | 0 | 5.1184e-06 | 5.1184e-06
[79 empty] | WLDFR | HFTD - Transmission - Tier 3 - 60/70 kV | Red Flag Warning - Small Fires | 2047 | 0 | 0.095486 | 0.044306 | 0.0019228 | 0.049257 | 0.033969 | 0.00015068 | 0 | 5.1184e-06 | 5.1184e-06
[79 empty] | WLDFR | HFTD - Transmission - Tier 3 - 60/70 kV | Red Flag Warning - Small Fires | 2048 | 0 | 0.10007 | 0.04626 | 0.0020076 | 0.051804 | 0.035726 | 0.00015068 | 0 | 5.3831e-06 | 5.3831e-06
[79 empty] | WLDFR | HFTD - Transmission - Tier 3 - 60/70 kV | Red Flag Warning - Small Fires | 2049 | 0 | 0.10007 | 0.04626 | 0.0020076 | 0.051804 | 0.035726 | 0.00015068 | 0 | 5.3831e-06 | 5.3831e-06
[79 empty] | WLDFR | HFTD - Transmission - Tier 3 - 60/70 kV | Red Flag Warning - Small Fires | 2050 | 0 | 0.10007 | 0.04626 | 0.0020076 | 0.051804 | 0.035726 | 0.00015068 | 0 | 5.3831e-06 | 5.3831e-06
[79 empty] | WLDFR | HFTD - Transmission - Tier 3 - 60/70 kV | Red Flag Warning - Small Fires | 2051 | 0 | 0.10007 | 0.04626 | 0.0020076 | 0.051804 | 0.035726 | 0.00015068 | 0 | 5.3831e-06 | 5.3831e-06
[79 empty] | WLDFR | HFTD - Transmission - Tier 3 - 60/70 kV | Red Flag Warning - Small Fires | 2052 | 0 | 0.10007 | 0.04626 | 0.0020076 | 0.051804 | 0.035726 | 0.00015068 | 0 | 5.3831e-06 | 5.3831e-06
[79 empty] | WLDFR | HFTD - Transmission - Tier 3 - 60/70 kV | Red Flag Warning - Small Fires | 2053 | 0 | 0.10489 | 0.048274 | 0.002095 | 0.054525 | 0.037602 | 0.00015068 | 0 | 5.6659e-06 | 5.6659e-06
[79 empty] | WLDFR | HFTD - Transmission - Tier 3 - 60/70 kV | Red Flag Warning - Small Fires | 2054 | 0 | 0.10489 | 0.048274 | 0.002095 | 0.054525 | 0.037602 | 0.00015068 | 0 | 5.6659e-06 | 5.6659e-06
[79 empty] | WLDFR | HFTD - Transmission - Tier 3 - 60/70 kV | Red Flag Warning - Small Fires | 2055 | 0 | 0.10489 | 0.048274 | 0.002095 | 0.054525 | 0.037602 | 0.00015068 | 0 | 5.6659e-06 | 5.6659e-06
[79 empty] | WLDFR | HFTD - Transmission - Zone 1 - 115 kV or Lower | Non-Red Flag Warning - Catastrophic Fires | 2026 | 0 | 14664.6376 | 233.2301 | 8896.516 | 5534.8915 | 3441.5867 | 1.4675e-06 | 0 | 0.0050505 | 0.0050505
[79 empty] | WLDFR | HFTD - Transmission - Zone 1 - 115 kV or Lower | Non-Red Flag Warning - Catastrophic Fires | 2027 | 0 | 14664.6376 | 233.2301 | 8896.516 | 5534.8915 | 3441.5867 | 1.4675e-06 | 0 | 0.0050505 | 0.0050505
[79 empty] | WLDFR | HFTD - Transmission - Zone 1 - 115 kV or Lower | Non-Red Flag Warning - Catastrophic Fires | 2028 | 0 | 15317.9909 | 247.273 | 9287.6491 | 5783.0689 | 3595.903 | 1.4675e-06 | 0 | 0.005277 | 0.005277
[79 empty] | WLDFR | HFTD - Transmission - Zone 1 - 115 kV or Lower | Non-Red Flag Warning - Catastrophic Fires | 2029 | 0 | 15317.9909 | 247.273 | 9287.6491 | 5783.0689 | 3595.903 | 1.4675e-06 | 0 | 0.005277 | 0.005277
[79 empty] | WLDFR | HFTD - Transmission - Zone 1 - 115 kV or Lower | Non-Red Flag Warning - Catastrophic Fires | 2030 | 0 | 15317.9909 | 247.273 | 9287.6491 | 5783.0689 | 3595.903 | 1.4675e-06 | 0 | 0.005277 | 0.005277
[79 empty] | WLDFR | HFTD - Transmission - Zone 1 - 115 kV or Lower | Non-Red Flag Warning - Catastrophic Fires | 2031 | 0 | 15317.9909 | 247.273 | 9287.6491 | 5783.0689 | 3595.903 | 1.4675e-06 | 0 | 0.005277 | 0.005277
[79 empty] | WLDFR | HFTD - Transmission - Zone 1 - 115 kV or Lower | Non-Red Flag Warning - Catastrophic Fires | 2032 | 0 | 15317.9909 | 247.273 | 9287.6491 | 5783.0689 | 3595.903 | 1.4675e-06 | 0 | 0.005277 | 0.005277
[79 empty] | WLDFR | HFTD - Transmission - Zone 1 - 115 kV or Lower | Non-Red Flag Warning - Catastrophic Fires | 2033 | 0 | 16044.1264 | 263.1074 | 9721.74 | 6059.2791 | 3767.65 | 1.4675e-06 | 0 | 0.005529 | 0.005529
[79 empty] | WLDFR | HFTD - Transmission - Zone 1 - 115 kV or Lower | Non-Red Flag Warning - Catastrophic Fires | 2034 | 0 | 16044.1264 | 263.1074 | 9721.74 | 6059.2791 | 3767.65 | 1.4675e-06 | 0 | 0.005529 | 0.005529
[79 empty] | WLDFR | HFTD - Transmission - Zone 1 - 115 kV or Lower | Non-Red Flag Warning - Catastrophic Fires | 2035 | 0 | 16044.1264 | 263.1074 | 9721.74 | 6059.2791 | 3767.65 | 1.4675e-06 | 0 | 0.005529 | 0.005529
[79 empty] | WLDFR | HFTD - Transmission - Zone 1 - 115 kV or Lower | Non-Red Flag Warning - Catastrophic Fires | 2036 | 0 | 16044.1264 | 263.1074 | 9721.74 | 6059.2791 | 3767.65 | 1.4675e-06 | 0 | 0.005529 | 0.005529
[79 empty] | WLDFR | HFTD - Transmission - Zone 1 - 115 kV or Lower | Non-Red Flag Warning - Catastrophic Fires | 2037 | 0 | 16044.1264 | 263.1074 | 9721.74 | 6059.2791 | 3767.65 | 1.4675e-06 | 0 | 0.005529 | 0.005529
[79 empty] | WLDFR | HFTD - Transmission - Zone 1 - 115 kV or Lower | Non-Red Flag Warning - Catastrophic Fires | 2038 | 0 | 16832.3912 | 280.5544 | 10192.2718 | 6359.5651 | 3954.3674 | 1.4675e-06 | 0 | 0.005803 | 0.005803
[79 empty] | WLDFR | HFTD - Transmission - Zone 1 - 115 kV or Lower | Non-Red Flag Warning - Catastrophic Fires | 2039 | 0 | 16832.3912 | 280.5544 | 10192.2718 | 6359.5651 | 3954.3674 | 1.4675e-06 | 0 | 0.005803 | 0.005803
[79 empty] | WLDFR | HFTD - Transmission - Zone 1 - 115 kV or Lower | Non-Red Flag Warning - Catastrophic Fires | 2040 | 0 | 16832.3912 | 280.5544 | 10192.2718 | 6359.5651 | 3954.3674 | 1.4675e-06 | 0 | 0.005803 | 0.005803
[79 empty] | WLDFR | HFTD - Transmission - Zone 1 - 115 kV or Lower | Non-Red Flag Warning - Catastrophic Fires | 2041 | 0 | 16832.3912 | 280.5544 | 10192.2718 | 6359.5651 | 3954.3674 | 1.4675e-06 | 0 | 0.005803 | 0.005803
[79 empty] | WLDFR | HFTD - Transmission - Zone 1 - 115 kV or Lower | Non-Red Flag Warning - Catastrophic Fires | 2042 | 0 | 16832.3912 | 280.5544 | 10192.2718 | 6359.5651 | 3954.3674 | 1.4675e-06 | 0 | 0.005803 | 0.005803
[79 empty] | WLDFR | HFTD - Transmission - Zone 1 - 115 kV or Lower | Non-Red Flag Warning - Catastrophic Fires | 2043 | 0 | 17672.0852 | 299.42 | 10692.7362 | 6679.929 | 4153.5692 | 1.4675e-06 | 0 | 0.0060953 | 0.0060953
[79 empty] | WLDFR | HFTD - Transmission - Zone 1 - 115 kV or Lower | Non-Red Flag Warning - Catastrophic Fires | 2044 | 0 | 17672.0852 | 299.42 | 10692.7362 | 6679.929 | 4153.5692 | 1.4675e-06 | 0 | 0.0060953 | 0.0060953
[79 empty] | WLDFR | HFTD - Transmission - Zone 1 - 115 kV or Lower | Non-Red Flag Warning - Catastrophic Fires | 2045 | 0 | 17672.0852 | 299.42 | 10692.7362 | 6679.929 | 4153.5692 | 1.4675e-06 | 0 | 0.0060953 | 0.0060953
[79 empty] | WLDFR | HFTD - Transmission - Zone 1 - 115 kV or Lower | Non-Red Flag Warning - Catastrophic Fires | 2046 | 0 | 17672.0852 | 299.42 | 10692.7362 | 6679.929 | 4153.5692 | 1.4675e-06 | 0 | 0.0060953 | 0.0060953
[79 empty] | WLDFR | HFTD - Transmission - Zone 1 - 115 kV or Lower | Non-Red Flag Warning - Catastrophic Fires | 2047 | 0 | 17672.0852 | 299.42 | 10692.7362 | 6679.929 | 4153.5692 | 1.4675e-06 | 0 | 0.0060953 | 0.0060953
[79 empty] | WLDFR | HFTD - Transmission - Zone 1 - 115 kV or Lower | Non-Red Flag Warning - Catastrophic Fires | 2048 | 0 | 18552.3348 | 319.4911 | 11216.5626 | 7016.281 | 4362.7123 | 1.4675e-06 | 0 | 0.0064022 | 0.0064022
[79 empty] | WLDFR | HFTD - Transmission - Zone 1 - 115 kV or Lower | Non-Red Flag Warning - Catastrophic Fires | 2049 | 0 | 18552.3348 | 319.4911 | 11216.5626 | 7016.281 | 4362.7123 | 1.4675e-06 | 0 | 0.0064022 | 0.0064022
[79 empty] | WLDFR | HFTD - Transmission - Zone 1 - 115 kV or Lower | Non-Red Flag Warning - Catastrophic Fires | 2050 | 0 | 18552.3348 | 319.4911 | 11216.5626 | 7016.281 | 4362.7123 | 1.4675e-06 | 0 | 0.0064022 | 0.0064022
[79 empty] | WLDFR | HFTD - Transmission - Zone 1 - 115 kV or Lower | Non-Red Flag Warning - Catastrophic Fires | 2051 | 0 | 18552.3348 | 319.4911 | 11216.5626 | 7016.281 | 4362.7123 | 1.4675e-06 | 0 | 0.0064022 | 0.0064022
[79 empty] | WLDFR | HFTD - Transmission - Zone 1 - 115 kV or Lower | Non-Red Flag Warning - Catastrophic Fires | 2052 | 0 | 18552.3348 | 319.4911 | 11216.5626 | 7016.281 | 4362.7123 | 1.4675e-06 | 0 | 0.0064022 | 0.0064022
[79 empty] | WLDFR | HFTD - Transmission - Zone 1 - 115 kV or Lower | Non-Red Flag Warning - Catastrophic Fires | 2053 | 0 | 19462.1283 | 340.5356 | 11757.1413 | 7364.4514 | 4579.2041 | 1.4675e-06 | 0 | 0.0067199 | 0.0067199
[79 empty] | WLDFR | HFTD - Transmission - Zone 1 - 115 kV or Lower | Non-Red Flag Warning - Catastrophic Fires | 2054 | 0 | 19462.1283 | 340.5356 | 11757.1413 | 7364.4514 | 4579.2041 | 1.4675e-06 | 0 | 0.0067199 | 0.0067199
[79 empty] | WLDFR | HFTD - Transmission - Zone 1 - 115 kV or Lower | Non-Red Flag Warning - Catastrophic Fires | 2055 | 0 | 19462.1283 | 340.5356 | 11757.1413 | 7364.4514 | 4579.2041 | 1.4675e-06 | 0 | 0.0067199 | 0.0067199
[79 empty] | WLDFR | HFTD - Transmission - Zone 1 - 115 kV or Lower | Non-Red Flag Warning - Large Fires | 2026 | 0 | 5.475 | 0.71896 | 3.0715 | 1.6846 | 1.0475 | 1.3207e-05 | 0 | 1.3834e-05 | 1.3834e-05
[79 empty] | WLDFR | HFTD - Transmission - Zone 1 - 115 kV or Lower | Non-Red Flag Warning - Large Fires | 2027 | 0 | 5.475 | 0.71896 | 3.0715 | 1.6846 | 1.0475 | 1.3207e-05 | 0 | 1.3834e-05 | 1.3834e-05
[79 empty] | WLDFR | HFTD - Transmission - Zone 1 - 115 kV or Lower | Non-Red Flag Warning - Large Fires | 2028 | 0 | 5.777 | 0.74734 | 3.238 | 1.7917 | 1.1141 | 1.3207e-05 | 0 | 1.4714e-05 | 1.4714e-05
[79 empty] | WLDFR | HFTD - Transmission - Zone 1 - 115 kV or Lower | Non-Red Flag Warning - Large Fires | 2029 | 0 | 5.777 | 0.74734 | 3.238 | 1.7917 | 1.1141 | 1.3207e-05 | 0 | 1.4714e-05 | 1.4714e-05
[79 empty] | WLDFR | HFTD - Transmission - Zone 1 - 115 kV or Lower | Non-Red Flag Warning - Large Fires | 2030 | 0 | 5.777 | 0.74734 | 3.238 | 1.7917 | 1.1141 | 1.3207e-05 | 0 | 1.4714e-05 | 1.4714e-05
[79 empty] | WLDFR | HFTD - Transmission - Zone 1 - 115 kV or Lower | Non-Red Flag Warning - Large Fires | 2031 | 0 | 5.777 | 0.74734 | 3.238 | 1.7917 | 1.1141 | 1.3207e-05 | 0 | 1.4714e-05 | 1.4714e-05
[79 empty] | WLDFR | HFTD - Transmission - Zone 1 - 115 kV or Lower | Non-Red Flag Warning - Large Fires | 2032 | 0 | 5.777 | 0.74734 | 3.238 | 1.7917 | 1.1141 | 1.3207e-05 | 0 | 1.4714e-05 | 1.4714e-05
[79 empty] | WLDFR | HFTD - Transmission - Zone 1 - 115 kV or Lower | Non-Red Flag Warning - Large Fires | 2033 | 0 | 6.1205 | 0.77885 | 3.4265 | 1.9151 | 1.1908 | 1.3207e-05 | 0 | 1.5728e-05 | 1.5728e-05
[79 empty] | WLDFR | HFTD - Transmission - Zone 1 - 115 kV or Lower | Non-Red Flag Warning - Large Fires | 2034 | 0 | 6.1205 | 0.77885 | 3.4265 | 1.9151 | 1.1908 | 1.3207e-05 | 0 | 1.5728e-05 | 1.5728e-05
[79 empty] | WLDFR | HFTD - Transmission - Zone 1 - 115 kV or Lower | Non-Red Flag Warning - Large Fires | 2035 | 0 | 6.1205 | 0.77885 | 3.4265 | 1.9151 | 1.1908 | 1.3207e-05 | 0 | 1.5728e-05 | 1.5728e-05
[79 empty] | WLDFR | HFTD - Transmission - Zone 1 - 115 kV or Lower | Non-Red Flag Warning - Large Fires | 2036 | 0 | 6.1205 | 0.77885 | 3.4265 | 1.9151 | 1.1908 | 1.3207e-05 | 0 | 1.5728e-05 | 1.5728e-05
[79 empty] | WLDFR | HFTD - Transmission - Zone 1 - 115 kV or Lower | Non-Red Flag Warning - Large Fires | 2037 | 0 | 6.1205 | 0.77885 | 3.4265 | 1.9151 | 1.1908 | 1.3207e-05 | 0 | 1.5728e-05 | 1.5728e-05
[79 empty] | WLDFR | HFTD - Transmission - Zone 1 - 115 kV or Lower | Non-Red Flag Warning - Large Fires | 2038 | 0 | 6.5028 | 0.81304 | 3.6355 | 2.0543 | 1.2773 | 1.3207e-05 | 0 | 1.687e-05 | 1.687e-05
[79 empty] | WLDFR | HFTD - Transmission - Zone 1 - 115 kV or Lower | Non-Red Flag Warning - Large Fires | 2039 | 0 | 6.5028 | 0.81304 | 3.6355 | 2.0543 | 1.2773 | 1.3207e-05 | 0 | 1.687e-05 | 1.687e-05
[79 empty] | WLDFR | HFTD - Transmission - Zone 1 - 115 kV or Lower | Non-Red Flag Warning - Large Fires | 2040 | 0 | 6.5028 | 0.81304 | 3.6355 | 2.0543 | 1.2773 | 1.3207e-05 | 0 | 1.687e-05 | 1.687e-05
[79 empty] | WLDFR | HFTD - Transmission - Zone 1 - 115 kV or Lower | Non-Red Flag Warning - Large Fires | 2041 | 0 | 6.5028 | 0.81304 | 3.6355 | 2.0543 | 1.2773 | 1.3207e-05 | 0 | 1.687e-05 | 1.687e-05
[79 empty] | WLDFR | HFTD - Transmission - Zone 1 - 115 kV or Lower | Non-Red Flag Warning - Large Fires | 2042 | 0 | 6.5028 | 0.81304 | 3.6355 | 2.0543 | 1.2773 | 1.3207e-05 | 0 | 1.687e-05 | 1.687e-05
[79 empty] | WLDFR | HFTD - Transmission - Zone 1 - 115 kV or Lower | Non-Red Flag Warning - Large Fires | 2043 | 0 | 6.9209 | 0.84944 | 3.8632 | 2.2083 | 1.3731 | 1.3207e-05 | 0 | 1.8135e-05 | 1.8135e-05
[79 empty] | WLDFR | HFTD - Transmission - Zone 1 - 115 kV or Lower | Non-Red Flag Warning - Large Fires | 2044 | 0 | 6.9209 | 0.84944 | 3.8632 | 2.2083 | 1.3731 | 1.3207e-05 | 0 | 1.8135e-05 | 1.8135e-05
[79 empty] | WLDFR | HFTD - Transmission - Zone 1 - 115 kV or Lower | Non-Red Flag Warning - Large Fires | 2045 | 0 | 6.9209 | 0.84944 | 3.8632 | 2.2083 | 1.3731 | 1.3207e-05 | 0 | 1.8135e-05 | 1.8135e-05
[79 empty] | WLDFR | HFTD - Transmission - Zone 1 - 115 kV or Lower | Non-Red Flag Warning - Large Fires | 2046 | 0 | 6.9209 | 0.84944 | 3.8632 | 2.2083 | 1.3731 | 1.3207e-05 | 0 | 1.8135e-05 | 1.8135e-05
[79 empty] | WLDFR | HFTD - Transmission - Zone 1 - 115 kV or Lower | Non-Red Flag Warning - Large Fires | 2047 | 0 | 6.9209 | 0.84944 | 3.8632 | 2.2083 | 1.3731 | 1.3207e-05 | 0 | 1.8135e-05 | 1.8135e-05
[79 empty] | WLDFR | HFTD - Transmission - Zone 1 - 115 kV or Lower | Non-Red Flag Warning - Large Fires | 2048 | 0 | 7.3713 | 0.88759 | 4.1075 | 2.3763 | 1.4776 | 1.3207e-05 | 0 | 1.9515e-05 | 1.9515e-05
[79 empty] | WLDFR | HFTD - Transmission - Zone 1 - 115 kV or Lower | Non-Red Flag Warning - Large Fires | 2049 | 0 | 7.3713 | 0.88759 | 4.1075 | 2.3763 | 1.4776 | 1.3207e-05 | 0 | 1.9515e-05 | 1.9515e-05
[79 empty] | WLDFR | HFTD - Transmission - Zone 1 - 115 kV or Lower | Non-Red Flag Warning - Large Fires | 2050 | 0 | 7.3713 | 0.88759 | 4.1075 | 2.3763 | 1.4776 | 1.3207e-05 | 0 | 1.9515e-05 | 1.9515e-05
[79 empty] | WLDFR | HFTD - Transmission - Zone 1 - 115 kV or Lower | Non-Red Flag Warning - Large Fires | 2051 | 0 | 7.3713 | 0.88759 | 4.1075 | 2.3763 | 1.4776 | 1.3207e-05 | 0 | 1.9515e-05 | 1.9515e-05
[79 empty] | WLDFR | HFTD - Transmission - Zone 1 - 115 kV or Lower | Non-Red Flag Warning - Large Fires | 2052 | 0 | 7.3713 | 0.88759 | 4.1075 | 2.3763 | 1.4776 | 1.3207e-05 | 0 | 1.9515e-05 | 1.9515e-05
[79 empty] | WLDFR | HFTD - Transmission - Zone 1 - 115 kV or Lower | Non-Red Flag Warning - Large Fires | 2053 | 0 | 7.8503 | 0.92702 | 4.3664 | 2.5569 | 1.5899 | 1.3207e-05 | 0 | 2.0998e-05 | 2.0998e-05
[79 empty] | WLDFR | HFTD - Transmission - Zone 1 - 115 kV or Lower | Non-Red Flag Warning - Large Fires | 2054 | 0 | 7.8503 | 0.92702 | 4.3664 | 2.5569 | 1.5899 | 1.3207e-05 | 0 | 2.0998e-05 | 2.0998e-05
[79 empty] | WLDFR | HFTD - Transmission - Zone 1 - 115 kV or Lower | Non-Red Flag Warning - Large Fires | 2055 | 0 | 7.8503 | 0.92702 | 4.3664 | 2.5569 | 1.5899 | 1.3207e-05 | 0 | 2.0998e-05 | 2.0998e-05
[79 empty] | WLDFR | HFTD - Transmission - Zone 1 - 115 kV or Lower | Non-Red Flag Warning - Small Fires | 2026 | 0 | 0.080408 | 0.03759 | 0.0016314 | 0.041187 | 0.02561 | 0.002268 | 0 | 5.8083e-05 | 5.8083e-05
[79 empty] | WLDFR | HFTD - Transmission - Zone 1 - 115 kV or Lower | Non-Red Flag Warning - Small Fires | 2027 | 0 | 0.080408 | 0.03759 | 0.0016314 | 0.041187 | 0.02561 | 0.002268 | 0 | 5.8083e-05 | 5.8083e-05
[79 empty] | WLDFR | HFTD - Transmission - Zone 1 - 115 kV or Lower | Non-Red Flag Warning - Small Fires | 2028 | 0 | 0.083606 | 0.039055 | 0.001695 | 0.042856 | 0.026648 | 0.002268 | 0 | 6.0438e-05 | 6.0438e-05
[79 empty] | WLDFR | HFTD - Transmission - Zone 1 - 115 kV or Lower | Non-Red Flag Warning - Small Fires | 2029 | 0 | 0.083606 | 0.039055 | 0.001695 | 0.042856 | 0.026648 | 0.002268 | 0 | 6.0438e-05 | 6.0438e-05
[79 empty] | WLDFR | HFTD - Transmission - Zone 1 - 115 kV or Lower | Non-Red Flag Warning - Small Fires | 2030 | 0 | 0.083606 | 0.039055 | 0.001695 | 0.042856 | 0.026648 | 0.002268 | 0 | 6.0438e-05 | 6.0438e-05
[79 empty] | WLDFR | HFTD - Transmission - Zone 1 - 115 kV or Lower | Non-Red Flag Warning - Small Fires | 2031 | 0 | 0.083606 | 0.039055 | 0.001695 | 0.042856 | 0.026648 | 0.002268 | 0 | 6.0438e-05 | 6.0438e-05
[79 empty] | WLDFR | HFTD - Transmission - Zone 1 - 115 kV or Lower | Non-Red Flag Warning - Small Fires | 2032 | 0 | 0.083606 | 0.039055 | 0.001695 | 0.042856 | 0.026648 | 0.002268 | 0 | 6.0438e-05 | 6.0438e-05
[79 empty] | WLDFR | HFTD - Transmission - Zone 1 - 115 kV or Lower | Non-Red Flag Warning - Small Fires | 2033 | 0 | 0.087211 | 0.040679 | 0.0017655 | 0.044766 | 0.027836 | 0.002268 | 0 | 6.3132e-05 | 6.3132e-05
[79 empty] | WLDFR | HFTD - Transmission - Zone 1 - 115 kV or Lower | Non-Red Flag Warning - Small Fires | 2034 | 0 | 0.087211 | 0.040679 | 0.0017655 | 0.044766 | 0.027836 | 0.002268 | 0 | 6.3132e-05 | 6.3132e-05
[79 empty] | WLDFR | HFTD - Transmission - Zone 1 - 115 kV or Lower | Non-Red Flag Warning - Small Fires | 2035 | 0 | 0.087211 | 0.040679 | 0.0017655 | 0.044766 | 0.027836 | 0.002268 | 0 | 6.3132e-05 | 6.3132e-05
[79 empty] | WLDFR | HFTD - Transmission - Zone 1 - 115 kV or Lower | Non-Red Flag Warning - Small Fires | 2036 | 0 | 0.087211 | 0.040679 | 0.0017655 | 0.044766 | 0.027836 | 0.002268 | 0 | 6.3132e-05 | 6.3132e-05
[79 empty] | WLDFR | HFTD - Transmission - Zone 1 - 115 kV or Lower | Non-Red Flag Warning - Small Fires | 2037 | 0 | 0.087211 | 0.040679 | 0.0017655 | 0.044766 | 0.027836 | 0.002268 | 0 | 6.3132e-05 | 6.3132e-05
[79 empty] | WLDFR | HFTD - Transmission - Zone 1 - 115 kV or Lower | Non-Red Flag Warning - Small Fires | 2038 | 0 | 0.091184 | 0.042438 | 0.0018418 | 0.046905 | 0.029165 | 0.002268 | 0 | 6.6147e-05 | 6.6147e-05
[79 empty] | WLDFR | HFTD - Transmission - Zone 1 - 115 kV or Lower | Non-Red Flag Warning - Small Fires | 2039 | 0 | 0.091184 | 0.042438 | 0.0018418 | 0.046905 | 0.029165 | 0.002268 | 0 | 6.6147e-05 | 6.6147e-05
[79 empty] | WLDFR | HFTD - Transmission - Zone 1 - 115 kV or Lower | Non-Red Flag Warning - Small Fires | 2040 | 0 | 0.091184 | 0.042438 | 0.0018418 | 0.046905 | 0.029165 | 0.002268 | 0 | 6.6147e-05 | 6.6147e-05
[79 empty] | WLDFR | HFTD - Transmission - Zone 1 - 115 kV or Lower | Non-Red Flag Warning - Small Fires | 2041 | 0 | 0.091184 | 0.042438 | 0.0018418 | 0.046905 | 0.029165 | 0.002268 | 0 | 6.6147e-05 | 6.6147e-05
[79 empty] | WLDFR | HFTD - Transmission - Zone 1 - 115 kV or Lower | Non-Red Flag Warning - Small Fires | 2042 | 0 | 0.091184 | 0.042438 | 0.0018418 | 0.046905 | 0.029165 | 0.002268 | 0 | 6.6147e-05 | 6.6147e-05
[79 empty] | WLDFR | HFTD - Transmission - Zone 1 - 115 kV or Lower | Non-Red Flag Warning - Small Fires | 2043 | 0 | 0.095486 | 0.044306 | 0.0019228 | 0.049257 | 0.030628 | 0.002268 | 0 | 6.9464e-05 | 6.9464e-05
[79 empty] | WLDFR | HFTD - Transmission - Zone 1 - 115 kV or Lower | Non-Red Flag Warning - Small Fires | 2044 | 0 | 0.095486 | 0.044306 | 0.0019228 | 0.049257 | 0.030628 | 0.002268 | 0 | 6.9464e-05 | 6.9464e-05
[79 empty] | WLDFR | HFTD - Transmission - Zone 1 - 115 kV or Lower | Non-Red Flag Warning - Small Fires | 2045 | 0 | 0.095486 | 0.044306 | 0.0019228 | 0.049257 | 0.030628 | 0.002268 | 0 | 6.9464e-05 | 6.9464e-05
[79 empty] | WLDFR | HFTD - Transmission - Zone 1 - 115 kV or Lower | Non-Red Flag Warning - Small Fires | 2046 | 0 | 0.095486 | 0.044306 | 0.0019228 | 0.049257 | 0.030628 | 0.002268 | 0 | 6.9464e-05 | 6.9464e-05
[79 empty] | WLDFR | HFTD - Transmission - Zone 1 - 115 kV or Lower | Non-Red Flag Warning - Small Fires | 2047 | 0 | 0.095486 | 0.044306 | 0.0019228 | 0.049257 | 0.030628 | 0.002268 | 0 | 6.9464e-05 | 6.9464e-05
[79 empty] | WLDFR | HFTD - Transmission - Zone 1 - 115 kV or Lower | Non-Red Flag Warning - Small Fires | 2048 | 0 | 0.10007 | 0.04626 | 0.0020076 | 0.051804 | 0.032212 | 0.002268 | 0 | 7.3057e-05 | 7.3057e-05
[79 empty] | WLDFR | HFTD - Transmission - Zone 1 - 115 kV or Lower | Non-Red Flag Warning - Small Fires | 2049 | 0 | 0.10007 | 0.04626 | 0.0020076 | 0.051804 | 0.032212 | 0.002268 | 0 | 7.3057e-05 | 7.3057e-05
[79 empty] | WLDFR | HFTD - Transmission - Zone 1 - 115 kV or Lower | Non-Red Flag Warning - Small Fires | 2050 | 0 | 0.10007 | 0.04626 | 0.0020076 | 0.051804 | 0.032212 | 0.002268 | 0 | 7.3057e-05 | 7.3057e-05
[79 empty] | WLDFR | HFTD - Transmission - Zone 1 - 115 kV or Lower | Non-Red Flag Warning - Small Fires | 2051 | 0 | 0.10007 | 0.04626 | 0.0020076 | 0.051804 | 0.032212 | 0.002268 | 0 | 7.3057e-05 | 7.3057e-05
[79 empty] | WLDFR | HFTD - Transmission - Zone 1 - 115 kV or Lower | Non-Red Flag Warning - Small Fires | 2052 | 0 | 0.10007 | 0.04626 | 0.0020076 | 0.051804 | 0.032212 | 0.002268 | 0 | 7.3057e-05 | 7.3057e-05
[79 empty] | WLDFR | HFTD - Transmission - Zone 1 - 115 kV or Lower | Non-Red Flag Warning - Small Fires | 2053 | 0 | 0.10489 | 0.048274 | 0.002095 | 0.054525 | 0.033904 | 0.002268 | 0 | 7.6894e-05 | 7.6894e-05
[79 empty] | WLDFR | HFTD - Transmission - Zone 1 - 115 kV or Lower | Non-Red Flag Warning - Small Fires | 2054 | 0 | 0.10489 | 0.048274 | 0.002095 | 0.054525 | 0.033904 | 0.002268 | 0 | 7.6894e-05 | 7.6894e-05
[79 empty] | WLDFR | HFTD - Transmission - Zone 1 - 115 kV or Lower | Non-Red Flag Warning - Small Fires | 2055 | 0 | 0.10489 | 0.048274 | 0.002095 | 0.054525 | 0.033904 | 0.002268 | 0 | 7.6894e-05 | 7.6894e-05
[79 empty] | WLDFR | HFTD - Transmission - Zone 1 - 115 kV or Lower | Red Flag Warning - Catastrophic Fires | 2026 | 0 | 14664.6376 | 233.2301 | 8896.516 | 5534.8915 | 3441.5867 | 7.271e-06 | 0 | 0.025024 | 0.025024
[79 empty] | WLDFR | HFTD - Transmission - Zone 1 - 115 kV or Lower | Red Flag Warning - Catastrophic Fires | 2027 | 0 | 14664.6376 | 233.2301 | 8896.516 | 5534.8915 | 3441.5867 | 7.271e-06 | 0 | 0.025024 | 0.025024
[79 empty] | WLDFR | HFTD - Transmission - Zone 1 - 115 kV or Lower | Red Flag Warning - Catastrophic Fires | 2028 | 0 | 15317.9909 | 247.273 | 9287.6491 | 5783.0689 | 3595.903 | 7.271e-06 | 0 | 0.026146 | 0.026146
[79 empty] | WLDFR | HFTD - Transmission - Zone 1 - 115 kV or Lower | Red Flag Warning - Catastrophic Fires | 2029 | 0 | 15317.9909 | 247.273 | 9287.6491 | 5783.0689 | 3595.903 | 7.271e-06 | 0 | 0.026146 | 0.026146
[79 empty] | WLDFR | HFTD - Transmission - Zone 1 - 115 kV or Lower | Red Flag Warning - Catastrophic Fires | 2030 | 0 | 15317.9909 | 247.273 | 9287.6491 | 5783.0689 | 3595.903 | 7.271e-06 | 0 | 0.026146 | 0.026146
[79 empty] | WLDFR | HFTD - Transmission - Zone 1 - 115 kV or Lower | Red Flag Warning - Catastrophic Fires | 2031 | 0 | 15317.9909 | 247.273 | 9287.6491 | 5783.0689 | 3595.903 | 7.271e-06 | 0 | 0.026146 | 0.026146
[79 empty] | WLDFR | HFTD - Transmission - Zone 1 - 115 kV or Lower | Red Flag Warning - Catastrophic Fires | 2032 | 0 | 15317.9909 | 247.273 | 9287.6491 | 5783.0689 | 3595.903 | 7.271e-06 | 0 | 0.026146 | 0.026146
[79 empty] | WLDFR | HFTD - Transmission - Zone 1 - 115 kV or Lower | Red Flag Warning - Catastrophic Fires | 2033 | 0 | 16044.1264 | 263.1074 | 9721.74 | 6059.2791 | 3767.65 | 7.271e-06 | 0 | 0.027395 | 0.027395
[79 empty] | WLDFR | HFTD - Transmission - Zone 1 - 115 kV or Lower | Red Flag Warning - Catastrophic Fires | 2034 | 0 | 16044.1264 | 263.1074 | 9721.74 | 6059.2791 | 3767.65 | 7.271e-06 | 0 | 0.027395 | 0.027395
[79 empty] | WLDFR | HFTD - Transmission - Zone 1 - 115 kV or Lower | Red Flag Warning - Catastrophic Fires | 2035 | 0 | 16044.1264 | 263.1074 | 9721.74 | 6059.2791 | 3767.65 | 7.271e-06 | 0 | 0.027395 | 0.027395
[79 empty] | WLDFR | HFTD - Transmission - Zone 1 - 115 kV or Lower | Red Flag Warning - Catastrophic Fires | 2036 | 0 | 16044.1264 | 263.1074 | 9721.74 | 6059.2791 | 3767.65 | 7.271e-06 | 0 | 0.027395 | 0.027395
[79 empty] | WLDFR | HFTD - Transmission - Zone 1 - 115 kV or Lower | Red Flag Warning - Catastrophic Fires | 2037 | 0 | 16044.1264 | 263.1074 | 9721.74 | 6059.2791 | 3767.65 | 7.271e-06 | 0 | 0.027395 | 0.027395
[79 empty] | WLDFR | HFTD - Transmission - Zone 1 - 115 kV or Lower | Red Flag Warning - Catastrophic Fires | 2038 | 0 | 16832.3912 | 280.5544 | 10192.2718 | 6359.5651 | 3954.3674 | 7.271e-06 | 0 | 0.028752 | 0.028752
[79 empty] | WLDFR | HFTD - Transmission - Zone 1 - 115 kV or Lower | Red Flag Warning - Catastrophic Fires | 2039 | 0 | 16832.3912 | 280.5544 | 10192.2718 | 6359.5651 | 3954.3674 | 7.271e-06 | 0 | 0.028752 | 0.028752
[79 empty] | WLDFR | HFTD - Transmission - Zone 1 - 115 kV or Lower | Red Flag Warning - Catastrophic Fires | 2040 | 0 | 16832.3912 | 280.5544 | 10192.2718 | 6359.5651 | 3954.3674 | 7.271e-06 | 0 | 0.028752 | 0.028752
[79 empty] | WLDFR | HFTD - Transmission - Zone 1 - 115 kV or Lower | Red Flag Warning - Catastrophic Fires | 2041 | 0 | 16832.3912 | 280.5544 | 10192.2718 | 6359.5651 | 3954.3674 | 7.271e-06 | 0 | 0.028752 | 0.028752
[79 empty] | WLDFR | HFTD - Transmission - Zone 1 - 115 kV or Lower | Red Flag Warning - Catastrophic Fires | 2042 | 0 | 16832.3912 | 280.5544 | 10192.2718 | 6359.5651 | 3954.3674 | 7.271e-06 | 0 | 0.028752 | 0.028752
[79 empty] | WLDFR | HFTD - Transmission - Zone 1 - 115 kV or Lower | Red Flag Warning - Catastrophic Fires | 2043 | 0 | 17672.0852 | 299.42 | 10692.7362 | 6679.929 | 4153.5692 | 7.271e-06 | 0 | 0.030201 | 0.030201
[79 empty] | WLDFR | HFTD - Transmission - Zone 1 - 115 kV or Lower | Red Flag Warning - Catastrophic Fires | 2044 | 0 | 17672.0852 | 299.42 | 10692.7362 | 6679.929 | 4153.5692 | 7.271e-06 | 0 | 0.030201 | 0.030201
[79 empty] | WLDFR | HFTD - Transmission - Zone 1 - 115 kV or Lower | Red Flag Warning - Catastrophic Fires | 2045 | 0 | 17672.0852 | 299.42 | 10692.7362 | 6679.929 | 4153.5692 | 7.271e-06 | 0 | 0.030201 | 0.030201
[79 empty] | WLDFR | HFTD - Transmission - Zone 1 - 115 kV or Lower | Red Flag Warning - Catastrophic Fires | 2046 | 0 | 17672.0852 | 299.42 | 10692.7362 | 6679.929 | 4153.5692 | 7.271e-06 | 0 | 0.030201 | 0.030201
[79 empty] | WLDFR | HFTD - Transmission - Zone 1 - 115 kV or Lower | Red Flag Warning - Catastrophic Fires | 2047 | 0 | 17672.0852 | 299.42 | 10692.7362 | 6679.929 | 4153.5692 | 7.271e-06 | 0 | 0.030201 | 0.030201
[79 empty] | WLDFR | HFTD - Transmission - Zone 1 - 115 kV or Lower | Red Flag Warning - Catastrophic Fires | 2048 | 0 | 18552.3348 | 319.4911 | 11216.5626 | 7016.281 | 4362.7123 | 7.271e-06 | 0 | 0.031721 | 0.031721
[79 empty] | WLDFR | HFTD - Transmission - Zone 1 - 115 kV or Lower | Red Flag Warning - Catastrophic Fires | 2049 | 0 | 18552.3348 | 319.4911 | 11216.5626 | 7016.281 | 4362.7123 | 7.271e-06 | 0 | 0.031721 | 0.031721
[79 empty] | WLDFR | HFTD - Transmission - Zone 1 - 115 kV or Lower | Red Flag Warning - Catastrophic Fires | 2050 | 0 | 18552.3348 | 319.4911 | 11216.5626 | 7016.281 | 4362.7123 | 7.271e-06 | 0 | 0.031721 | 0.031721
[79 empty] | WLDFR | HFTD - Transmission - Zone 1 - 115 kV or Lower | Red Flag Warning - Catastrophic Fires | 2051 | 0 | 18552.3348 | 319.4911 | 11216.5626 | 7016.281 | 4362.7123 | 7.271e-06 | 0 | 0.031721 | 0.031721
[79 empty] | WLDFR | HFTD - Transmission - Zone 1 - 115 kV or Lower | Red Flag Warning - Catastrophic Fires | 2052 | 0 | 18552.3348 | 319.4911 | 11216.5626 | 7016.281 | 4362.7123 | 7.271e-06 | 0 | 0.031721 | 0.031721
[79 empty] | WLDFR | HFTD - Transmission - Zone 1 - 115 kV or Lower | Red Flag Warning - Catastrophic Fires | 2053 | 0 | 19462.1283 | 340.5356 | 11757.1413 | 7364.4514 | 4579.2041 | 7.271e-06 | 0 | 0.033296 | 0.033296
[79 empty] | WLDFR | HFTD - Transmission - Zone 1 - 115 kV or Lower | Red Flag Warning - Catastrophic Fires | 2054 | 0 | 19462.1283 | 340.5356 | 11757.1413 | 7364.4514 | 4579.2041 | 7.271e-06 | 0 | 0.033296 | 0.033296
[79 empty] | WLDFR | HFTD - Transmission - Zone 1 - 115 kV or Lower | Red Flag Warning - Catastrophic Fires | 2055 | 0 | 19462.1283 | 340.5356 | 11757.1413 | 7364.4514 | 4579.2041 | 7.271e-06 | 0 | 0.033296 | 0.033296
[79 empty] | WLDFR | HFTD - Transmission - Zone 1 - 115 kV or Lower | Red Flag Warning - Large Fires | 2026 | 0 | 5.475 | 0.71896 | 3.0715 | 1.6846 | 1.0475 | 6.2323e-06 | 0 | 6.5282e-06 | 6.5282e-06
[79 empty] | WLDFR | HFTD - Transmission - Zone 1 - 115 kV or Lower | Red Flag Warning - Large Fires | 2027 | 0 | 5.475 | 0.71896 | 3.0715 | 1.6846 | 1.0475 | 6.2323e-06 | 0 | 6.5282e-06 | 6.5282e-06
[79 empty] | WLDFR | HFTD - Transmission - Zone 1 - 115 kV or Lower | Red Flag Warning - Large Fires | 2028 | 0 | 5.777 | 0.74734 | 3.238 | 1.7917 | 1.1141 | 6.2323e-06 | 0 | 6.9434e-06 | 6.9434e-06
[79 empty] | WLDFR | HFTD - Transmission - Zone 1 - 115 kV or Lower | Red Flag Warning - Large Fires | 2029 | 0 | 5.777 | 0.74734 | 3.238 | 1.7917 | 1.1141 | 6.2323e-06 | 0 | 6.9434e-06 | 6.9434e-06
[79 empty] | WLDFR | HFTD - Transmission - Zone 1 - 115 kV or Lower | Red Flag Warning - Large Fires | 2030 | 0 | 5.777 | 0.74734 | 3.238 | 1.7917 | 1.1141 | 6.2323e-06 | 0 | 6.9434e-06 | 6.9434e-06
[79 empty] | WLDFR | HFTD - Transmission - Zone 1 - 115 kV or Lower | Red Flag Warning - Large Fires | 2031 | 0 | 5.777 | 0.74734 | 3.238 | 1.7917 | 1.1141 | 6.2323e-06 | 0 | 6.9434e-06 | 6.9434e-06
[79 empty] | WLDFR | HFTD - Transmission - Zone 1 - 115 kV or Lower | Red Flag Warning - Large Fires | 2032 | 0 | 5.777 | 0.74734 | 3.238 | 1.7917 | 1.1141 | 6.2323e-06 | 0 | 6.9434e-06 | 6.9434e-06
[79 empty] | WLDFR | HFTD - Transmission - Zone 1 - 115 kV or Lower | Red Flag Warning - Large Fires | 2033 | 0 | 6.1205 | 0.77885 | 3.4265 | 1.9151 | 1.1908 | 6.2323e-06 | 0 | 7.4216e-06 | 7.4216e-06
[79 empty] | WLDFR | HFTD - Transmission - Zone 1 - 115 kV or Lower | Red Flag Warning - Large Fires | 2034 | 0 | 6.1205 | 0.77885 | 3.4265 | 1.9151 | 1.1908 | 6.2323e-06 | 0 | 7.4216e-06 | 7.4216e-06
[79 empty] | WLDFR | HFTD - Transmission - Zone 1 - 115 kV or Lower | Red Flag Warning - Large Fires | 2035 | 0 | 6.1205 | 0.77885 | 3.4265 | 1.9151 | 1.1908 | 6.2323e-06 | 0 | 7.4216e-06 | 7.4216e-06
[79 empty] | WLDFR | HFTD - Transmission - Zone 1 - 115 kV or Lower | Red Flag Warning - Large Fires | 2036 | 0 | 6.1205 | 0.77885 | 3.4265 | 1.9151 | 1.1908 | 6.2323e-06 | 0 | 7.4216e-06 | 7.4216e-06
[79 empty] | WLDFR | HFTD - Transmission - Zone 1 - 115 kV or Lower | Red Flag Warning - Large Fires | 2037 | 0 | 6.1205 | 0.77885 | 3.4265 | 1.9151 | 1.1908 | 6.2323e-06 | 0 | 7.4216e-06 | 7.4216e-06
[79 empty] | WLDFR | HFTD - Transmission - Zone 1 - 115 kV or Lower | Red Flag Warning - Large Fires | 2038 | 0 | 6.5028 | 0.81304 | 3.6355 | 2.0543 | 1.2773 | 6.2323e-06 | 0 | 7.9607e-06 | 7.9607e-06
[79 empty] | WLDFR | HFTD - Transmission - Zone 1 - 115 kV or Lower | Red Flag Warning - Large Fires | 2039 | 0 | 6.5028 | 0.81304 | 3.6355 | 2.0543 | 1.2773 | 6.2323e-06 | 0 | 7.9607e-06 | 7.9607e-06
[79 empty] | WLDFR | HFTD - Transmission - Zone 1 - 115 kV or Lower | Red Flag Warning - Large Fires | 2040 | 0 | 6.5028 | 0.81304 | 3.6355 | 2.0543 | 1.2773 | 6.2323e-06 | 0 | 7.9607e-06 | 7.9607e-06
[79 empty] | WLDFR | HFTD - Transmission - Zone 1 - 115 kV or Lower | Red Flag Warning - Large Fires | 2041 | 0 | 6.5028 | 0.81304 | 3.6355 | 2.0543 | 1.2773 | 6.2323e-06 | 0 | 7.9607e-06 | 7.9607e-06
[79 empty] | WLDFR | HFTD - Transmission - Zone 1 - 115 kV or Lower | Red Flag Warning - Large Fires | 2042 | 0 | 6.5028 | 0.81304 | 3.6355 | 2.0543 | 1.2773 | 6.2323e-06 | 0 | 7.9607e-06 | 7.9607e-06
[79 empty] | WLDFR | HFTD - Transmission - Zone 1 - 115 kV or Lower | Red Flag Warning - Large Fires | 2043 | 0 | 6.9209 | 0.84944 | 3.8632 | 2.2083 | 1.3731 | 6.2323e-06 | 0 | 8.5577e-06 | 8.5577e-06
[79 empty] | WLDFR | HFTD - Transmission - Zone 1 - 115 kV or Lower | Red Flag Warning - Large Fires | 2044 | 0 | 6.9209 | 0.84944 | 3.8632 | 2.2083 | 1.3731 | 6.2323e-06 | 0 | 8.5577e-06 | 8.5577e-06
[79 empty] | WLDFR | HFTD - Transmission - Zone 1 - 115 kV or Lower | Red Flag Warning - Large Fires | 2045 | 0 | 6.9209 | 0.84944 | 3.8632 | 2.2083 | 1.3731 | 6.2323e-06 | 0 | 8.5577e-06 | 8.5577e-06
[79 empty] | WLDFR | HFTD - Transmission - Zone 1 - 115 kV or Lower | Red Flag Warning - Large Fires | 2046 | 0 | 6.9209 | 0.84944 | 3.8632 | 2.2083 | 1.3731 | 6.2323e-06 | 0 | 8.5577e-06 | 8.5577e-06
[79 empty] | WLDFR | HFTD - Transmission - Zone 1 - 115 kV or Lower | Red Flag Warning - Large Fires | 2047 | 0 | 6.9209 | 0.84944 | 3.8632 | 2.2083 | 1.3731 | 6.2323e-06 | 0 | 8.5577e-06 | 8.5577e-06
[79 empty] | WLDFR | HFTD - Transmission - Zone 1 - 115 kV or Lower | Red Flag Warning - Large Fires | 2048 | 0 | 7.3713 | 0.88759 | 4.1075 | 2.3763 | 1.4776 | 6.2323e-06 | 0 | 9.2087e-06 | 9.2087e-06
[79 empty] | WLDFR | HFTD - Transmission - Zone 1 - 115 kV or Lower | Red Flag Warning - Large Fires | 2049 | 0 | 7.3713 | 0.88759 | 4.1075 | 2.3763 | 1.4776 | 6.2323e-06 | 0 | 9.2087e-06 | 9.2087e-06
[79 empty] | WLDFR | HFTD - Transmission - Zone 1 - 115 kV or Lower | Red Flag Warning - Large Fires | 2050 | 0 | 7.3713 | 0.88759 | 4.1075 | 2.3763 | 1.4776 | 6.2323e-06 | 0 | 9.2087e-06 | 9.2087e-06
[79 empty] | WLDFR | HFTD - Transmission - Zone 1 - 115 kV or Lower | Red Flag Warning - Large Fires | 2051 | 0 | 7.3713 | 0.88759 | 4.1075 | 2.3763 | 1.4776 | 6.2323e-06 | 0 | 9.2087e-06 | 9.2087e-06
[79 empty] | WLDFR | HFTD - Transmission - Zone 1 - 115 kV or Lower | Red Flag Warning - Large Fires | 2052 | 0 | 7.3713 | 0.88759 | 4.1075 | 2.3763 | 1.4776 | 6.2323e-06 | 0 | 9.2087e-06 | 9.2087e-06
[79 empty] | WLDFR | HFTD - Transmission - Zone 1 - 115 kV or Lower | Red Flag Warning - Large Fires | 2053 | 0 | 7.8503 | 0.92702 | 4.3664 | 2.5569 | 1.5899 | 6.2323e-06 | 0 | 9.9085e-06 | 9.9085e-06
[79 empty] | WLDFR | HFTD - Transmission - Zone 1 - 115 kV or Lower | Red Flag Warning - Large Fires | 2054 | 0 | 7.8503 | 0.92702 | 4.3664 | 2.5569 | 1.5899 | 6.2323e-06 | 0 | 9.9085e-06 | 9.9085e-06
[79 empty] | WLDFR | HFTD - Transmission - Zone 1 - 115 kV or Lower | Red Flag Warning - Large Fires | 2055 | 0 | 7.8503 | 0.92702 | 4.3664 | 2.5569 | 1.5899 | 6.2323e-06 | 0 | 9.9085e-06 | 9.9085e-06
[79 empty] | WLDFR | HFTD - Transmission - Zone 1 - 115 kV or Lower | Red Flag Warning - Small Fires | 2026 | 0 | 0.080408 | 0.03759 | 0.0016314 | 0.041187 | 0.02561 | 8.5637e-05 | 0 | 2.1931e-06 | 2.1931e-06
[79 empty] | WLDFR | HFTD - Transmission - Zone 1 - 115 kV or Lower | Red Flag Warning - Small Fires | 2027 | 0 | 0.080408 | 0.03759 | 0.0016314 | 0.041187 | 0.02561 | 8.5637e-05 | 0 | 2.1931e-06 | 2.1931e-06
[79 empty] | WLDFR | HFTD - Transmission - Zone 1 - 115 kV or Lower | Red Flag Warning - Small Fires | 2028 | 0 | 0.083606 | 0.039055 | 0.001695 | 0.042856 | 0.026648 | 8.5637e-05 | 0 | 2.282e-06 | 2.282e-06
[79 empty] | WLDFR | HFTD - Transmission - Zone 1 - 115 kV or Lower | Red Flag Warning - Small Fires | 2029 | 0 | 0.083606 | 0.039055 | 0.001695 | 0.042856 | 0.026648 | 8.5637e-05 | 0 | 2.282e-06 | 2.282e-06
[79 empty] | WLDFR | HFTD - Transmission - Zone 1 - 115 kV or Lower | Red Flag Warning - Small Fires | 2030 | 0 | 0.083606 | 0.039055 | 0.001695 | 0.042856 | 0.026648 | 8.5637e-05 | 0 | 2.282e-06 | 2.282e-06
[79 empty] | WLDFR | HFTD - Transmission - Zone 1 - 115 kV or Lower | Red Flag Warning - Small Fires | 2031 | 0 | 0.083606 | 0.039055 | 0.001695 | 0.042856 | 0.026648 | 8.5637e-05 | 0 | 2.282e-06 | 2.282e-06
[79 empty] | WLDFR | HFTD - Transmission - Zone 1 - 115 kV or Lower | Red Flag Warning - Small Fires | 2032 | 0 | 0.083606 | 0.039055 | 0.001695 | 0.042856 | 0.026648 | 8.5637e-05 | 0 | 2.282e-06 | 2.282e-06
[79 empty] | WLDFR | HFTD - Transmission - Zone 1 - 115 kV or Lower | Red Flag Warning - Small Fires | 2033 | 0 | 0.087211 | 0.040679 | 0.0017655 | 0.044766 | 0.027836 | 8.5637e-05 | 0 | 2.3838e-06 | 2.3838e-06
[79 empty] | WLDFR | HFTD - Transmission - Zone 1 - 115 kV or Lower | Red Flag Warning - Small Fires | 2034 | 0 | 0.087211 | 0.040679 | 0.0017655 | 0.044766 | 0.027836 | 8.5637e-05 | 0 | 2.3838e-06 | 2.3838e-06
[79 empty] | WLDFR | HFTD - Transmission - Zone 1 - 115 kV or Lower | Red Flag Warning - Small Fires | 2035 | 0 | 0.087211 | 0.040679 | 0.0017655 | 0.044766 | 0.027836 | 8.5637e-05 | 0 | 2.3838e-06 | 2.3838e-06
[79 empty] | WLDFR | HFTD - Transmission - Zone 1 - 115 kV or Lower | Red Flag Warning - Small Fires | 2036 | 0 | 0.087211 | 0.040679 | 0.0017655 | 0.044766 | 0.027836 | 8.5637e-05 | 0 | 2.3838e-06 | 2.3838e-06
[79 empty] | WLDFR | HFTD - Transmission - Zone 1 - 115 kV or Lower | Red Flag Warning - Small Fires | 2037 | 0 | 0.087211 | 0.040679 | 0.0017655 | 0.044766 | 0.027836 | 8.5637e-05 | 0 | 2.3838e-06 | 2.3838e-06
[79 empty] | WLDFR | HFTD - Transmission - Zone 1 - 115 kV or Lower | Red Flag Warning - Small Fires | 2038 | 0 | 0.091184 | 0.042438 | 0.0018418 | 0.046905 | 0.029165 | 8.5637e-05 | 0 | 2.4976e-06 | 2.4976e-06
[79 empty] | WLDFR | HFTD - Transmission - Zone 1 - 115 kV or Lower | Red Flag Warning - Small Fires | 2039 | 0 | 0.091184 | 0.042438 | 0.0018418 | 0.046905 | 0.029165 | 8.5637e-05 | 0 | 2.4976e-06 | 2.4976e-06
[79 empty] | WLDFR | HFTD - Transmission - Zone 1 - 115 kV or Lower | Red Flag Warning - Small Fires | 2040 | 0 | 0.091184 | 0.042438 | 0.0018418 | 0.046905 | 0.029165 | 8.5637e-05 | 0 | 2.4976e-06 | 2.4976e-06
[79 empty] | WLDFR | HFTD - Transmission - Zone 1 - 115 kV or Lower | Red Flag Warning - Small Fires | 2041 | 0 | 0.091184 | 0.042438 | 0.0018418 | 0.046905 | 0.029165 | 8.5637e-05 | 0 | 2.4976e-06 | 2.4976e-06
[79 empty] | WLDFR | HFTD - Transmission - Zone 1 - 115 kV or Lower | Red Flag Warning - Small Fires | 2042 | 0 | 0.091184 | 0.042438 | 0.0018418 | 0.046905 | 0.029165 | 8.5637e-05 | 0 | 2.4976e-06 | 2.4976e-06
[79 empty] | WLDFR | HFTD - Transmission - Zone 1 - 115 kV or Lower | Red Flag Warning - Small Fires | 2043 | 0 | 0.095486 | 0.044306 | 0.0019228 | 0.049257 | 0.030628 | 8.5637e-05 | 0 | 2.6229e-06 | 2.6229e-06
[79 empty] | WLDFR | HFTD - Transmission - Zone 1 - 115 kV or Lower | Red Flag Warning - Small Fires | 2044 | 0 | 0.095486 | 0.044306 | 0.0019228 | 0.049257 | 0.030628 | 8.5637e-05 | 0 | 2.6229e-06 | 2.6229e-06
[79 empty] | WLDFR | HFTD - Transmission - Zone 1 - 115 kV or Lower | Red Flag Warning - Small Fires | 2045 | 0 | 0.095486 | 0.044306 | 0.0019228 | 0.049257 | 0.030628 | 8.5637e-05 | 0 | 2.6229e-06 | 2.6229e-06
[79 empty] | WLDFR | HFTD - Transmission - Zone 1 - 115 kV or Lower | Red Flag Warning - Small Fires | 2046 | 0 | 0.095486 | 0.044306 | 0.0019228 | 0.049257 | 0.030628 | 8.5637e-05 | 0 | 2.6229e-06 | 2.6229e-06
[79 empty] | WLDFR | HFTD - Transmission - Zone 1 - 115 kV or Lower | Red Flag Warning - Small Fires | 2047 | 0 | 0.095486 | 0.044306 | 0.0019228 | 0.049257 | 0.030628 | 8.5637e-05 | 0 | 2.6229e-06 | 2.6229e-06
[79 empty] | WLDFR | HFTD - Transmission - Zone 1 - 115 kV or Lower | Red Flag Warning - Small Fires | 2048 | 0 | 0.10007 | 0.04626 | 0.0020076 | 0.051804 | 0.032212 | 8.5637e-05 | 0 | 2.7585e-06 | 2.7585e-06
[79 empty] | WLDFR | HFTD - Transmission - Zone 1 - 115 kV or Lower | Red Flag Warning - Small Fires | 2049 | 0 | 0.10007 | 0.04626 | 0.0020076 | 0.051804 | 0.032212 | 8.5637e-05 | 0 | 2.7585e-06 | 2.7585e-06
[79 empty] | WLDFR | HFTD - Transmission - Zone 1 - 115 kV or Lower | Red Flag Warning - Small Fires | 2050 | 0 | 0.10007 | 0.04626 | 0.0020076 | 0.051804 | 0.032212 | 8.5637e-05 | 0 | 2.7585e-06 | 2.7585e-06
[79 empty] | WLDFR | HFTD - Transmission - Zone 1 - 115 kV or Lower | Red Flag Warning - Small Fires | 2051 | 0 | 0.10007 | 0.04626 | 0.0020076 | 0.051804 | 0.032212 | 8.5637e-05 | 0 | 2.7585e-06 | 2.7585e-06
[79 empty] | WLDFR | HFTD - Transmission - Zone 1 - 115 kV or Lower | Red Flag Warning - Small Fires | 2052 | 0 | 0.10007 | 0.04626 | 0.0020076 | 0.051804 | 0.032212 | 8.5637e-05 | 0 | 2.7585e-06 | 2.7585e-06
[79 empty] | WLDFR | HFTD - Transmission - Zone 1 - 115 kV or Lower | Red Flag Warning - Small Fires | 2053 | 0 | 0.10489 | 0.048274 | 0.002095 | 0.054525 | 0.033904 | 8.5637e-05 | 0 | 2.9034e-06 | 2.9034e-06
[79 empty] | WLDFR | HFTD - Transmission - Zone 1 - 115 kV or Lower | Red Flag Warning - Small Fires | 2054 | 0 | 0.10489 | 0.048274 | 0.002095 | 0.054525 | 0.033904 | 8.5637e-05 | 0 | 2.9034e-06 | 2.9034e-06
[79 empty] | WLDFR | HFTD - Transmission - Zone 1 - 115 kV or Lower | Red Flag Warning - Small Fires | 2055 | 0 | 0.10489 | 0.048274 | 0.002095 | 0.054525 | 0.033904 | 8.5637e-05 | 0 | 2.9034e-06 | 2.9034e-06
[79 empty] | WLDFR | HFTD - Transmission - Zone 1 - 230 kV or Higher | Non-Red Flag Warning - Catastrophic Fires | 2026 | 0 | 14664.6376 | 233.2301 | 8896.516 | 5534.8915 | 3441.5867 | 3.0839e-07 | 0 | 0.0010614 | 0.0010614
[79 empty] | WLDFR | HFTD - Transmission - Zone 1 - 230 kV or Higher | Non-Red Flag Warning - Catastrophic Fires | 2027 | 0 | 14664.6376 | 233.2301 | 8896.516 | 5534.8915 | 3441.5867 | 3.0839e-07 | 0 | 0.0010614 | 0.0010614
[79 empty] | WLDFR | HFTD - Transmission - Zone 1 - 230 kV or Higher | Non-Red Flag Warning - Catastrophic Fires | 2028 | 0 | 15317.9909 | 247.273 | 9287.6491 | 5783.0689 | 3595.903 | 3.0839e-07 | 0 | 0.0011089 | 0.0011089
[79 empty] | WLDFR | HFTD - Transmission - Zone 1 - 230 kV or Higher | Non-Red Flag Warning - Catastrophic Fires | 2029 | 0 | 15317.9909 | 247.273 | 9287.6491 | 5783.0689 | 3595.903 | 3.0839e-07 | 0 | 0.0011089 | 0.0011089
[79 empty] | WLDFR | HFTD - Transmission - Zone 1 - 230 kV or Higher | Non-Red Flag Warning - Catastrophic Fires | 2030 | 0 | 15317.9909 | 247.273 | 9287.6491 | 5783.0689 | 3595.903 | 3.0839e-07 | 0 | 0.0011089 | 0.0011089
[79 empty] | WLDFR | HFTD - Transmission - Zone 1 - 230 kV or Higher | Non-Red Flag Warning - Catastrophic Fires | 2031 | 0 | 15317.9909 | 247.273 | 9287.6491 | 5783.0689 | 3595.903 | 3.0839e-07 | 0 | 0.0011089 | 0.0011089
[79 empty] | WLDFR | HFTD - Transmission - Zone 1 - 230 kV or Higher | Non-Red Flag Warning - Catastrophic Fires | 2032 | 0 | 15317.9909 | 247.273 | 9287.6491 | 5783.0689 | 3595.903 | 3.0839e-07 | 0 | 0.0011089 | 0.0011089
[79 empty] | WLDFR | HFTD - Transmission - Zone 1 - 230 kV or Higher | Non-Red Flag Warning - Catastrophic Fires | 2033 | 0 | 16044.1264 | 263.1074 | 9721.74 | 6059.2791 | 3767.65 | 3.0839e-07 | 0 | 0.0011619 | 0.0011619
[79 empty] | WLDFR | HFTD - Transmission - Zone 1 - 230 kV or Higher | Non-Red Flag Warning - Catastrophic Fires | 2034 | 0 | 16044.1264 | 263.1074 | 9721.74 | 6059.2791 | 3767.65 | 3.0839e-07 | 0 | 0.0011619 | 0.0011619
[79 empty] | WLDFR | HFTD - Transmission - Zone 1 - 230 kV or Higher | Non-Red Flag Warning - Catastrophic Fires | 2035 | 0 | 16044.1264 | 263.1074 | 9721.74 | 6059.2791 | 3767.65 | 3.0839e-07 | 0 | 0.0011619 | 0.0011619
[79 empty] | WLDFR | HFTD - Transmission - Zone 1 - 230 kV or Higher | Non-Red Flag Warning - Catastrophic Fires | 2036 | 0 | 16044.1264 | 263.1074 | 9721.74 | 6059.2791 | 3767.65 | 3.0839e-07 | 0 | 0.0011619 | 0.0011619
[79 empty] | WLDFR | HFTD - Transmission - Zone 1 - 230 kV or Higher | Non-Red Flag Warning - Catastrophic Fires | 2037 | 0 | 16044.1264 | 263.1074 | 9721.74 | 6059.2791 | 3767.65 | 3.0839e-07 | 0 | 0.0011619 | 0.0011619
[79 empty] | WLDFR | HFTD - Transmission - Zone 1 - 230 kV or Higher | Non-Red Flag Warning - Catastrophic Fires | 2038 | 0 | 16832.3912 | 280.5544 | 10192.2718 | 6359.5651 | 3954.3674 | 3.0839e-07 | 0 | 0.0012195 | 0.0012195
[79 empty] | WLDFR | HFTD - Transmission - Zone 1 - 230 kV or Higher | Non-Red Flag Warning - Catastrophic Fires | 2039 | 0 | 16832.3912 | 280.5544 | 10192.2718 | 6359.5651 | 3954.3674 | 3.0839e-07 | 0 | 0.0012195 | 0.0012195
[79 empty] | WLDFR | HFTD - Transmission - Zone 1 - 230 kV or Higher | Non-Red Flag Warning - Catastrophic Fires | 2040 | 0 | 16832.3912 | 280.5544 | 10192.2718 | 6359.5651 | 3954.3674 | 3.0839e-07 | 0 | 0.0012195 | 0.0012195
[79 empty] | WLDFR | HFTD - Transmission - Zone 1 - 230 kV or Higher | Non-Red Flag Warning - Catastrophic Fires | 2041 | 0 | 16832.3912 | 280.5544 | 10192.2718 | 6359.5651 | 3954.3674 | 3.0839e-07 | 0 | 0.0012195 | 0.0012195
[79 empty] | WLDFR | HFTD - Transmission - Zone 1 - 230 kV or Higher | Non-Red Flag Warning - Catastrophic Fires | 2042 | 0 | 16832.3912 | 280.5544 | 10192.2718 | 6359.5651 | 3954.3674 | 3.0839e-07 | 0 | 0.0012195 | 0.0012195
[79 empty] | WLDFR | HFTD - Transmission - Zone 1 - 230 kV or Higher | Non-Red Flag Warning - Catastrophic Fires | 2043 | 0 | 17672.0852 | 299.42 | 10692.7362 | 6679.929 | 4153.5692 | 3.0839e-07 | 0 | 0.0012809 | 0.0012809
[79 empty] | WLDFR | HFTD - Transmission - Zone 1 - 230 kV or Higher | Non-Red Flag Warning - Catastrophic Fires | 2044 | 0 | 17672.0852 | 299.42 | 10692.7362 | 6679.929 | 4153.5692 | 3.0839e-07 | 0 | 0.0012809 | 0.0012809
[79 empty] | WLDFR | HFTD - Transmission - Zone 1 - 230 kV or Higher | Non-Red Flag Warning - Catastrophic Fires | 2045 | 0 | 17672.0852 | 299.42 | 10692.7362 | 6679.929 | 4153.5692 | 3.0839e-07 | 0 | 0.0012809 | 0.0012809
[79 empty] | WLDFR | HFTD - Transmission - Zone 1 - 230 kV or Higher | Non-Red Flag Warning - Catastrophic Fires | 2046 | 0 | 17672.0852 | 299.42 | 10692.7362 | 6679.929 | 4153.5692 | 3.0839e-07 | 0 | 0.0012809 | 0.0012809
[79 empty] | WLDFR | HFTD - Transmission - Zone 1 - 230 kV or Higher | Non-Red Flag Warning - Catastrophic Fires | 2047 | 0 | 17672.0852 | 299.42 | 10692.7362 | 6679.929 | 4153.5692 | 3.0839e-07 | 0 | 0.0012809 | 0.0012809
[79 empty] | WLDFR | HFTD - Transmission - Zone 1 - 230 kV or Higher | Non-Red Flag Warning - Catastrophic Fires | 2048 | 0 | 18552.3348 | 319.4911 | 11216.5626 | 7016.281 | 4362.7123 | 3.0839e-07 | 0 | 0.0013454 | 0.0013454
[79 empty] | WLDFR | HFTD - Transmission - Zone 1 - 230 kV or Higher | Non-Red Flag Warning - Catastrophic Fires | 2049 | 0 | 18552.3348 | 319.4911 | 11216.5626 | 7016.281 | 4362.7123 | 3.0839e-07 | 0 | 0.0013454 | 0.0013454
[79 empty] | WLDFR | HFTD - Transmission - Zone 1 - 230 kV or Higher | Non-Red Flag Warning - Catastrophic Fires | 2050 | 0 | 18552.3348 | 319.4911 | 11216.5626 | 7016.281 | 4362.7123 | 3.0839e-07 | 0 | 0.0013454 | 0.0013454
[79 empty] | WLDFR | HFTD - Transmission - Zone 1 - 230 kV or Higher | Non-Red Flag Warning - Catastrophic Fires | 2051 | 0 | 18552.3348 | 319.4911 | 11216.5626 | 7016.281 | 4362.7123 | 3.0839e-07 | 0 | 0.0013454 | 0.0013454
[79 empty] | WLDFR | HFTD - Transmission - Zone 1 - 230 kV or Higher | Non-Red Flag Warning - Catastrophic Fires | 2052 | 0 | 18552.3348 | 319.4911 | 11216.5626 | 7016.281 | 4362.7123 | 3.0839e-07 | 0 | 0.0013454 | 0.0013454
[79 empty] | WLDFR | HFTD - Transmission - Zone 1 - 230 kV or Higher | Non-Red Flag Warning - Catastrophic Fires | 2053 | 0 | 19462.1283 | 340.5356 | 11757.1413 | 7364.4514 | 4579.2041 | 3.0839e-07 | 0 | 0.0014122 | 0.0014122
[79 empty] | WLDFR | HFTD - Transmission - Zone 1 - 230 kV or Higher | Non-Red Flag Warning - Catastrophic Fires | 2054 | 0 | 19462.1283 | 340.5356 | 11757.1413 | 7364.4514 | 4579.2041 | 3.0839e-07 | 0 | 0.0014122 | 0.0014122
[79 empty] | WLDFR | HFTD - Transmission - Zone 1 - 230 kV or Higher | Non-Red Flag Warning - Catastrophic Fires | 2055 | 0 | 19462.1283 | 340.5356 | 11757.1413 | 7364.4514 | 4579.2041 | 3.0839e-07 | 0 | 0.0014122 | 0.0014122
[79 empty] | WLDFR | HFTD - Transmission - Zone 1 - 230 kV or Higher | Non-Red Flag Warning - Large Fires | 2026 | 0 | 5.475 | 0.71896 | 3.0715 | 1.6846 | 1.0475 | 2.7755e-06 | 0 | 2.9073e-06 | 2.9073e-06
[79 empty] | WLDFR | HFTD - Transmission - Zone 1 - 230 kV or Higher | Non-Red Flag Warning - Large Fires | 2027 | 0 | 5.475 | 0.71896 | 3.0715 | 1.6846 | 1.0475 | 2.7755e-06 | 0 | 2.9073e-06 | 2.9073e-06
[79 empty] | WLDFR | HFTD - Transmission - Zone 1 - 230 kV or Higher | Non-Red Flag Warning - Large Fires | 2028 | 0 | 5.777 | 0.74734 | 3.238 | 1.7917 | 1.1141 | 2.7755e-06 | 0 | 3.0922e-06 | 3.0922e-06
[79 empty] | WLDFR | HFTD - Transmission - Zone 1 - 230 kV or Higher | Non-Red Flag Warning - Large Fires | 2029 | 0 | 5.777 | 0.74734 | 3.238 | 1.7917 | 1.1141 | 2.7755e-06 | 0 | 3.0922e-06 | 3.0922e-06
[79 empty] | WLDFR | HFTD - Transmission - Zone 1 - 230 kV or Higher | Non-Red Flag Warning - Large Fires | 2030 | 0 | 5.777 | 0.74734 | 3.238 | 1.7917 | 1.1141 | 2.7755e-06 | 0 | 3.0922e-06 | 3.0922e-06
[79 empty] | WLDFR | HFTD - Transmission - Zone 1 - 230 kV or Higher | Non-Red Flag Warning - Large Fires | 2031 | 0 | 5.777 | 0.74734 | 3.238 | 1.7917 | 1.1141 | 2.7755e-06 | 0 | 3.0922e-06 | 3.0922e-06
[79 empty] | WLDFR | HFTD - Transmission - Zone 1 - 230 kV or Higher | Non-Red Flag Warning - Large Fires | 2032 | 0 | 5.777 | 0.74734 | 3.238 | 1.7917 | 1.1141 | 2.7755e-06 | 0 | 3.0922e-06 | 3.0922e-06
[79 empty] | WLDFR | HFTD - Transmission - Zone 1 - 230 kV or Higher | Non-Red Flag Warning - Large Fires | 2033 | 0 | 6.1205 | 0.77885 | 3.4265 | 1.9151 | 1.1908 | 2.7755e-06 | 0 | 3.3052e-06 | 3.3052e-06
[79 empty] | WLDFR | HFTD - Transmission - Zone 1 - 230 kV or Higher | Non-Red Flag Warning - Large Fires | 2034 | 0 | 6.1205 | 0.77885 | 3.4265 | 1.9151 | 1.1908 | 2.7755e-06 | 0 | 3.3052e-06 | 3.3052e-06
[79 empty] | WLDFR | HFTD - Transmission - Zone 1 - 230 kV or Higher | Non-Red Flag Warning - Large Fires | 2035 | 0 | 6.1205 | 0.77885 | 3.4265 | 1.9151 | 1.1908 | 2.7755e-06 | 0 | 3.3052e-06 | 3.3052e-06
[79 empty] | WLDFR | HFTD - Transmission - Zone 1 - 230 kV or Higher | Non-Red Flag Warning - Large Fires | 2036 | 0 | 6.1205 | 0.77885 | 3.4265 | 1.9151 | 1.1908 | 2.7755e-06 | 0 | 3.3052e-06 | 3.3052e-06
[79 empty] | WLDFR | HFTD - Transmission - Zone 1 - 230 kV or Higher | Non-Red Flag Warning - Large Fires | 2037 | 0 | 6.1205 | 0.77885 | 3.4265 | 1.9151 | 1.1908 | 2.7755e-06 | 0 | 3.3052e-06 | 3.3052e-06
[79 empty] | WLDFR | HFTD - Transmission - Zone 1 - 230 kV or Higher | Non-Red Flag Warning - Large Fires | 2038 | 0 | 6.5028 | 0.81304 | 3.6355 | 2.0543 | 1.2773 | 2.7755e-06 | 0 | 3.5453e-06 | 3.5453e-06
[79 empty] | WLDFR | HFTD - Transmission - Zone 1 - 230 kV or Higher | Non-Red Flag Warning - Large Fires | 2039 | 0 | 6.5028 | 0.81304 | 3.6355 | 2.0543 | 1.2773 | 2.7755e-06 | 0 | 3.5453e-06 | 3.5453e-06
[79 empty] | WLDFR | HFTD - Transmission - Zone 1 - 230 kV or Higher | Non-Red Flag Warning - Large Fires | 2040 | 0 | 6.5028 | 0.81304 | 3.6355 | 2.0543 | 1.2773 | 2.7755e-06 | 0 | 3.5453e-06 | 3.5453e-06
[79 empty] | WLDFR | HFTD - Transmission - Zone 1 - 230 kV or Higher | Non-Red Flag Warning - Large Fires | 2041 | 0 | 6.5028 | 0.81304 | 3.6355 | 2.0543 | 1.2773 | 2.7755e-06 | 0 | 3.5453e-06 | 3.5453e-06
[79 empty] | WLDFR | HFTD - Transmission - Zone 1 - 230 kV or Higher | Non-Red Flag Warning - Large Fires | 2042 | 0 | 6.5028 | 0.81304 | 3.6355 | 2.0543 | 1.2773 | 2.7755e-06 | 0 | 3.5453e-06 | 3.5453e-06
[79 empty] | WLDFR | HFTD - Transmission - Zone 1 - 230 kV or Higher | Non-Red Flag Warning - Large Fires | 2043 | 0 | 6.9209 | 0.84944 | 3.8632 | 2.2083 | 1.3731 | 2.7755e-06 | 0 | 3.8111e-06 | 3.8111e-06
[79 empty] | WLDFR | HFTD - Transmission - Zone 1 - 230 kV or Higher | Non-Red Flag Warning - Large Fires | 2044 | 0 | 6.9209 | 0.84944 | 3.8632 | 2.2083 | 1.3731 | 2.7755e-06 | 0 | 3.8111e-06 | 3.8111e-06
[79 empty] | WLDFR | HFTD - Transmission - Zone 1 - 230 kV or Higher | Non-Red Flag Warning - Large Fires | 2045 | 0 | 6.9209 | 0.84944 | 3.8632 | 2.2083 | 1.3731 | 2.7755e-06 | 0 | 3.8111e-06 | 3.8111e-06
[79 empty] | WLDFR | HFTD - Transmission - Zone 1 - 230 kV or Higher | Non-Red Flag Warning - Large Fires | 2046 | 0 | 6.9209 | 0.84944 | 3.8632 | 2.2083 | 1.3731 | 2.7755e-06 | 0 | 3.8111e-06 | 3.8111e-06
[79 empty] | WLDFR | HFTD - Transmission - Zone 1 - 230 kV or Higher | Non-Red Flag Warning - Large Fires | 2047 | 0 | 6.9209 | 0.84944 | 3.8632 | 2.2083 | 1.3731 | 2.7755e-06 | 0 | 3.8111e-06 | 3.8111e-06
[79 empty] | WLDFR | HFTD - Transmission - Zone 1 - 230 kV or Higher | Non-Red Flag Warning - Large Fires | 2048 | 0 | 7.3713 | 0.88759 | 4.1075 | 2.3763 | 1.4776 | 2.7755e-06 | 0 | 4.101e-06 | 4.101e-06
[79 empty] | WLDFR | HFTD - Transmission - Zone 1 - 230 kV or Higher | Non-Red Flag Warning - Large Fires | 2049 | 0 | 7.3713 | 0.88759 | 4.1075 | 2.3763 | 1.4776 | 2.7755e-06 | 0 | 4.101e-06 | 4.101e-06
[79 empty] | WLDFR | HFTD - Transmission - Zone 1 - 230 kV or Higher | Non-Red Flag Warning - Large Fires | 2050 | 0 | 7.3713 | 0.88759 | 4.1075 | 2.3763 | 1.4776 | 2.7755e-06 | 0 | 4.101e-06 | 4.101e-06
[79 empty] | WLDFR | HFTD - Transmission - Zone 1 - 230 kV or Higher | Non-Red Flag Warning - Large Fires | 2051 | 0 | 7.3713 | 0.88759 | 4.1075 | 2.3763 | 1.4776 | 2.7755e-06 | 0 | 4.101e-06 | 4.101e-06
[79 empty] | WLDFR | HFTD - Transmission - Zone 1 - 230 kV or Higher | Non-Red Flag Warning - Large Fires | 2052 | 0 | 7.3713 | 0.88759 | 4.1075 | 2.3763 | 1.4776 | 2.7755e-06 | 0 | 4.101e-06 | 4.101e-06
[79 empty] | WLDFR | HFTD - Transmission - Zone 1 - 230 kV or Higher | Non-Red Flag Warning - Large Fires | 2053 | 0 | 7.8503 | 0.92702 | 4.3664 | 2.5569 | 1.5899 | 2.7755e-06 | 0 | 4.4127e-06 | 4.4127e-06
[79 empty] | WLDFR | HFTD - Transmission - Zone 1 - 230 kV or Higher | Non-Red Flag Warning - Large Fires | 2054 | 0 | 7.8503 | 0.92702 | 4.3664 | 2.5569 | 1.5899 | 2.7755e-06 | 0 | 4.4127e-06 | 4.4127e-06
[79 empty] | WLDFR | HFTD - Transmission - Zone 1 - 230 kV or Higher | Non-Red Flag Warning - Large Fires | 2055 | 0 | 7.8503 | 0.92702 | 4.3664 | 2.5569 | 1.5899 | 2.7755e-06 | 0 | 4.4127e-06 | 4.4127e-06
[79 empty] | WLDFR | HFTD - Transmission - Zone 1 - 230 kV or Higher | Non-Red Flag Warning - Small Fires | 2026 | 0 | 0.080408 | 0.03759 | 0.0016314 | 0.041187 | 0.02561 | 0.00047662 | 0 | 1.2206e-05 | 1.2206e-05
[79 empty] | WLDFR | HFTD - Transmission - Zone 1 - 230 kV or Higher | Non-Red Flag Warning - Small Fires | 2027 | 0 | 0.080408 | 0.03759 | 0.0016314 | 0.041187 | 0.02561 | 0.00047662 | 0 | 1.2206e-05 | 1.2206e-05
[79 empty] | WLDFR | HFTD - Transmission - Zone 1 - 230 kV or Higher | Non-Red Flag Warning - Small Fires | 2028 | 0 | 0.083606 | 0.039055 | 0.001695 | 0.042856 | 0.026648 | 0.00047662 | 0 | 1.2701e-05 | 1.2701e-05
[79 empty] | WLDFR | HFTD - Transmission - Zone 1 - 230 kV or Higher | Non-Red Flag Warning - Small Fires | 2029 | 0 | 0.083606 | 0.039055 | 0.001695 | 0.042856 | 0.026648 | 0.00047662 | 0 | 1.2701e-05 | 1.2701e-05
[79 empty] | WLDFR | HFTD - Transmission - Zone 1 - 230 kV or Higher | Non-Red Flag Warning - Small Fires | 2030 | 0 | 0.083606 | 0.039055 | 0.001695 | 0.042856 | 0.026648 | 0.00047662 | 0 | 1.2701e-05 | 1.2701e-05
[79 empty] | WLDFR | HFTD - Transmission - Zone 1 - 230 kV or Higher | Non-Red Flag Warning - Small Fires | 2031 | 0 | 0.083606 | 0.039055 | 0.001695 | 0.042856 | 0.026648 | 0.00047662 | 0 | 1.2701e-05 | 1.2701e-05
[79 empty] | WLDFR | HFTD - Transmission - Zone 1 - 230 kV or Higher | Non-Red Flag Warning - Small Fires | 2032 | 0 | 0.083606 | 0.039055 | 0.001695 | 0.042856 | 0.026648 | 0.00047662 | 0 | 1.2701e-05 | 1.2701e-05
[79 empty] | WLDFR | HFTD - Transmission - Zone 1 - 230 kV or Higher | Non-Red Flag Warning - Small Fires | 2033 | 0 | 0.087211 | 0.040679 | 0.0017655 | 0.044766 | 0.027836 | 0.00047662 | 0 | 1.3267e-05 | 1.3267e-05
[79 empty] | WLDFR | HFTD - Transmission - Zone 1 - 230 kV or Higher | Non-Red Flag Warning - Small Fires | 2034 | 0 | 0.087211 | 0.040679 | 0.0017655 | 0.044766 | 0.027836 | 0.00047662 | 0 | 1.3267e-05 | 1.3267e-05
[79 empty] | WLDFR | HFTD - Transmission - Zone 1 - 230 kV or Higher | Non-Red Flag Warning - Small Fires | 2035 | 0 | 0.087211 | 0.040679 | 0.0017655 | 0.044766 | 0.027836 | 0.00047662 | 0 | 1.3267e-05 | 1.3267e-05
[79 empty] | WLDFR | HFTD - Transmission - Zone 1 - 230 kV or Higher | Non-Red Flag Warning - Small Fires | 2036 | 0 | 0.087211 | 0.040679 | 0.0017655 | 0.044766 | 0.027836 | 0.00047662 | 0 | 1.3267e-05 | 1.3267e-05
[79 empty] | WLDFR | HFTD - Transmission - Zone 1 - 230 kV or Higher | Non-Red Flag Warning - Small Fires | 2037 | 0 | 0.087211 | 0.040679 | 0.0017655 | 0.044766 | 0.027836 | 0.00047662 | 0 | 1.3267e-05 | 1.3267e-05
[79 empty] | WLDFR | HFTD - Transmission - Zone 1 - 230 kV or Higher | Non-Red Flag Warning - Small Fires | 2038 | 0 | 0.091184 | 0.042438 | 0.0018418 | 0.046905 | 0.029165 | 0.00047662 | 0 | 1.3901e-05 | 1.3901e-05
[79 empty] | WLDFR | HFTD - Transmission - Zone 1 - 230 kV or Higher | Non-Red Flag Warning - Small Fires | 2039 | 0 | 0.091184 | 0.042438 | 0.0018418 | 0.046905 | 0.029165 | 0.00047662 | 0 | 1.3901e-05 | 1.3901e-05
[79 empty] | WLDFR | HFTD - Transmission - Zone 1 - 230 kV or Higher | Non-Red Flag Warning - Small Fires | 2040 | 0 | 0.091184 | 0.042438 | 0.0018418 | 0.046905 | 0.029165 | 0.00047662 | 0 | 1.3901e-05 | 1.3901e-05
[79 empty] | WLDFR | HFTD - Transmission - Zone 1 - 230 kV or Higher | Non-Red Flag Warning - Small Fires | 2041 | 0 | 0.091184 | 0.042438 | 0.0018418 | 0.046905 | 0.029165 | 0.00047662 | 0 | 1.3901e-05 | 1.3901e-05
[79 empty] | WLDFR | HFTD - Transmission - Zone 1 - 230 kV or Higher | Non-Red Flag Warning - Small Fires | 2042 | 0 | 0.091184 | 0.042438 | 0.0018418 | 0.046905 | 0.029165 | 0.00047662 | 0 | 1.3901e-05 | 1.3901e-05
[79 empty] | WLDFR | HFTD - Transmission - Zone 1 - 230 kV or Higher | Non-Red Flag Warning - Small Fires | 2043 | 0 | 0.095486 | 0.044306 | 0.0019228 | 0.049257 | 0.030628 | 0.00047662 | 0 | 1.4598e-05 | 1.4598e-05
[79 empty] | WLDFR | HFTD - Transmission - Zone 1 - 230 kV or Higher | Non-Red Flag Warning - Small Fires | 2044 | 0 | 0.095486 | 0.044306 | 0.0019228 | 0.049257 | 0.030628 | 0.00047662 | 0 | 1.4598e-05 | 1.4598e-05
[79 empty] | WLDFR | HFTD - Transmission - Zone 1 - 230 kV or Higher | Non-Red Flag Warning - Small Fires | 2045 | 0 | 0.095486 | 0.044306 | 0.0019228 | 0.049257 | 0.030628 | 0.00047662 | 0 | 1.4598e-05 | 1.4598e-05
[79 empty] | WLDFR | HFTD - Transmission - Zone 1 - 230 kV or Higher | Non-Red Flag Warning - Small Fires | 2046 | 0 | 0.095486 | 0.044306 | 0.0019228 | 0.049257 | 0.030628 | 0.00047662 | 0 | 1.4598e-05 | 1.4598e-05
[79 empty] | WLDFR | HFTD - Transmission - Zone 1 - 230 kV or Higher | Non-Red Flag Warning - Small Fires | 2047 | 0 | 0.095486 | 0.044306 | 0.0019228 | 0.049257 | 0.030628 | 0.00047662 | 0 | 1.4598e-05 | 1.4598e-05
[79 empty] | WLDFR | HFTD - Transmission - Zone 1 - 230 kV or Higher | Non-Red Flag Warning - Small Fires | 2048 | 0 | 0.10007 | 0.04626 | 0.0020076 | 0.051804 | 0.032212 | 0.00047662 | 0 | 1.5353e-05 | 1.5353e-05
[79 empty] | WLDFR | HFTD - Transmission - Zone 1 - 230 kV or Higher | Non-Red Flag Warning - Small Fires | 2049 | 0 | 0.10007 | 0.04626 | 0.0020076 | 0.051804 | 0.032212 | 0.00047662 | 0 | 1.5353e-05 | 1.5353e-05
[79 empty] | WLDFR | HFTD - Transmission - Zone 1 - 230 kV or Higher | Non-Red Flag Warning - Small Fires | 2050 | 0 | 0.10007 | 0.04626 | 0.0020076 | 0.051804 | 0.032212 | 0.00047662 | 0 | 1.5353e-05 | 1.5353e-05
[79 empty] | WLDFR | HFTD - Transmission - Zone 1 - 230 kV or Higher | Non-Red Flag Warning - Small Fires | 2051 | 0 | 0.10007 | 0.04626 | 0.0020076 | 0.051804 | 0.032212 | 0.00047662 | 0 | 1.5353e-05 | 1.5353e-05
[79 empty] | WLDFR | HFTD - Transmission - Zone 1 - 230 kV or Higher | Non-Red Flag Warning - Small Fires | 2052 | 0 | 0.10007 | 0.04626 | 0.0020076 | 0.051804 | 0.032212 | 0.00047662 | 0 | 1.5353e-05 | 1.5353e-05
[79 empty] | WLDFR | HFTD - Transmission - Zone 1 - 230 kV or Higher | Non-Red Flag Warning - Small Fires | 2053 | 0 | 0.10489 | 0.048274 | 0.002095 | 0.054525 | 0.033904 | 0.00047662 | 0 | 1.6159e-05 | 1.6159e-05
[79 empty] | WLDFR | HFTD - Transmission - Zone 1 - 230 kV or Higher | Non-Red Flag Warning - Small Fires | 2054 | 0 | 0.10489 | 0.048274 | 0.002095 | 0.054525 | 0.033904 | 0.00047662 | 0 | 1.6159e-05 | 1.6159e-05
[79 empty] | WLDFR | HFTD - Transmission - Zone 1 - 230 kV or Higher | Non-Red Flag Warning - Small Fires | 2055 | 0 | 0.10489 | 0.048274 | 0.002095 | 0.054525 | 0.033904 | 0.00047662 | 0 | 1.6159e-05 | 1.6159e-05
[79 empty] | WLDFR | HFTD - Transmission - Zone 1 - 230 kV or Higher | Red Flag Warning - Catastrophic Fires | 2026 | 0 | 14664.6376 | 233.2301 | 8896.516 | 5534.8915 | 3441.5867 | 1.6558e-06 | 0 | 0.0056985 | 0.0056985
[79 empty] | WLDFR | HFTD - Transmission - Zone 1 - 230 kV or Higher | Red Flag Warning - Catastrophic Fires | 2027 | 0 | 14664.6376 | 233.2301 | 8896.516 | 5534.8915 | 3441.5867 | 1.6558e-06 | 0 | 0.0056985 | 0.0056985
[79 empty] | WLDFR | HFTD - Transmission - Zone 1 - 230 kV or Higher | Red Flag Warning - Catastrophic Fires | 2028 | 0 | 15317.9909 | 247.273 | 9287.6491 | 5783.0689 | 3595.903 | 1.6558e-06 | 0 | 0.0059541 | 0.0059541
[79 empty] | WLDFR | HFTD - Transmission - Zone 1 - 230 kV or Higher | Red Flag Warning - Catastrophic Fires | 2029 | 0 | 15317.9909 | 247.273 | 9287.6491 | 5783.0689 | 3595.903 | 1.6558e-06 | 0 | 0.0059541 | 0.0059541
[79 empty] | WLDFR | HFTD - Transmission - Zone 1 - 230 kV or Higher | Red Flag Warning - Catastrophic Fires | 2030 | 0 | 15317.9909 | 247.273 | 9287.6491 | 5783.0689 | 3595.903 | 1.6558e-06 | 0 | 0.0059541 | 0.0059541
[79 empty] | WLDFR | HFTD - Transmission - Zone 1 - 230 kV or Higher | Red Flag Warning - Catastrophic Fires | 2031 | 0 | 15317.9909 | 247.273 | 9287.6491 | 5783.0689 | 3595.903 | 1.6558e-06 | 0 | 0.0059541 | 0.0059541
[79 empty] | WLDFR | HFTD - Transmission - Zone 1 - 230 kV or Higher | Red Flag Warning - Catastrophic Fires | 2032 | 0 | 15317.9909 | 247.273 | 9287.6491 | 5783.0689 | 3595.903 | 1.6558e-06 | 0 | 0.0059541 | 0.0059541
[79 empty] | WLDFR | HFTD - Transmission - Zone 1 - 230 kV or Higher | Red Flag Warning - Catastrophic Fires | 2033 | 0 | 16044.1264 | 263.1074 | 9721.74 | 6059.2791 | 3767.65 | 1.6558e-06 | 0 | 0.0062384 | 0.0062384
[79 empty] | WLDFR | HFTD - Transmission - Zone 1 - 230 kV or Higher | Red Flag Warning - Catastrophic Fires | 2034 | 0 | 16044.1264 | 263.1074 | 9721.74 | 6059.2791 | 3767.65 | 1.6558e-06 | 0 | 0.0062384 | 0.0062384
[79 empty] | WLDFR | HFTD - Transmission - Zone 1 - 230 kV or Higher | Red Flag Warning - Catastrophic Fires | 2035 | 0 | 16044.1264 | 263.1074 | 9721.74 | 6059.2791 | 3767.65 | 1.6558e-06 | 0 | 0.0062384 | 0.0062384
[79 empty] | WLDFR | HFTD - Transmission - Zone 1 - 230 kV or Higher | Red Flag Warning - Catastrophic Fires | 2036 | 0 | 16044.1264 | 263.1074 | 9721.74 | 6059.2791 | 3767.65 | 1.6558e-06 | 0 | 0.0062384 | 0.0062384
[79 empty] | WLDFR | HFTD - Transmission - Zone 1 - 230 kV or Higher | Red Flag Warning - Catastrophic Fires | 2037 | 0 | 16044.1264 | 263.1074 | 9721.74 | 6059.2791 | 3767.65 | 1.6558e-06 | 0 | 0.0062384 | 0.0062384
[79 empty] | WLDFR | HFTD - Transmission - Zone 1 - 230 kV or Higher | Red Flag Warning - Catastrophic Fires | 2038 | 0 | 16832.3912 | 280.5544 | 10192.2718 | 6359.5651 | 3954.3674 | 1.6558e-06 | 0 | 0.0065476 | 0.0065476
[79 empty] | WLDFR | HFTD - Transmission - Zone 1 - 230 kV or Higher | Red Flag Warning - Catastrophic Fires | 2039 | 0 | 16832.3912 | 280.5544 | 10192.2718 | 6359.5651 | 3954.3674 | 1.6558e-06 | 0 | 0.0065476 | 0.0065476
[79 empty] | WLDFR | HFTD - Transmission - Zone 1 - 230 kV or Higher | Red Flag Warning - Catastrophic Fires | 2040 | 0 | 16832.3912 | 280.5544 | 10192.2718 | 6359.5651 | 3954.3674 | 1.6558e-06 | 0 | 0.0065476 | 0.0065476
[79 empty] | WLDFR | HFTD - Transmission - Zone 1 - 230 kV or Higher | Red Flag Warning - Catastrophic Fires | 2041 | 0 | 16832.3912 | 280.5544 | 10192.2718 | 6359.5651 | 3954.3674 | 1.6558e-06 | 0 | 0.0065476 | 0.0065476
[79 empty] | WLDFR | HFTD - Transmission - Zone 1 - 230 kV or Higher | Red Flag Warning - Catastrophic Fires | 2042 | 0 | 16832.3912 | 280.5544 | 10192.2718 | 6359.5651 | 3954.3674 | 1.6558e-06 | 0 | 0.0065476 | 0.0065476
[79 empty] | WLDFR | HFTD - Transmission - Zone 1 - 230 kV or Higher | Red Flag Warning - Catastrophic Fires | 2043 | 0 | 17672.0852 | 299.42 | 10692.7362 | 6679.929 | 4153.5692 | 1.6558e-06 | 0 | 0.0068774 | 0.0068774
[79 empty] | WLDFR | HFTD - Transmission - Zone 1 - 230 kV or Higher | Red Flag Warning - Catastrophic Fires | 2044 | 0 | 17672.0852 | 299.42 | 10692.7362 | 6679.929 | 4153.5692 | 1.6558e-06 | 0 | 0.0068774 | 0.0068774
[79 empty] | WLDFR | HFTD - Transmission - Zone 1 - 230 kV or Higher | Red Flag Warning - Catastrophic Fires | 2045 | 0 | 17672.0852 | 299.42 | 10692.7362 | 6679.929 | 4153.5692 | 1.6558e-06 | 0 | 0.0068774 | 0.0068774
[79 empty] | WLDFR | HFTD - Transmission - Zone 1 - 230 kV or Higher | Red Flag Warning - Catastrophic Fires | 2046 | 0 | 17672.0852 | 299.42 | 10692.7362 | 6679.929 | 4153.5692 | 1.6558e-06 | 0 | 0.0068774 | 0.0068774
[79 empty] | WLDFR | HFTD - Transmission - Zone 1 - 230 kV or Higher | Red Flag Warning - Catastrophic Fires | 2047 | 0 | 17672.0852 | 299.42 | 10692.7362 | 6679.929 | 4153.5692 | 1.6558e-06 | 0 | 0.0068774 | 0.0068774
[79 empty] | WLDFR | HFTD - Transmission - Zone 1 - 230 kV or Higher | Red Flag Warning - Catastrophic Fires | 2048 | 0 | 18552.3348 | 319.4911 | 11216.5626 | 7016.281 | 4362.7123 | 1.6558e-06 | 0 | 0.0072237 | 0.0072237
[79 empty] | WLDFR | HFTD - Transmission - Zone 1 - 230 kV or Higher | Red Flag Warning - Catastrophic Fires | 2049 | 0 | 18552.3348 | 319.4911 | 11216.5626 | 7016.281 | 4362.7123 | 1.6558e-06 | 0 | 0.0072237 | 0.0072237
[79 empty] | WLDFR | HFTD - Transmission - Zone 1 - 230 kV or Higher | Red Flag Warning - Catastrophic Fires | 2050 | 0 | 18552.3348 | 319.4911 | 11216.5626 | 7016.281 | 4362.7123 | 1.6558e-06 | 0 | 0.0072237 | 0.0072237
[79 empty] | WLDFR | HFTD - Transmission - Zone 1 - 230 kV or Higher | Red Flag Warning - Catastrophic Fires | 2051 | 0 | 18552.3348 | 319.4911 | 11216.5626 | 7016.281 | 4362.7123 | 1.6558e-06 | 0 | 0.0072237 | 0.0072237
[79 empty] | WLDFR | HFTD - Transmission - Zone 1 - 230 kV or Higher | Red Flag Warning - Catastrophic Fires | 2052 | 0 | 18552.3348 | 319.4911 | 11216.5626 | 7016.281 | 4362.7123 | 1.6558e-06 | 0 | 0.0072237 | 0.0072237
[79 empty] | WLDFR | HFTD - Transmission - Zone 1 - 230 kV or Higher | Red Flag Warning - Catastrophic Fires | 2053 | 0 | 19462.1283 | 340.5356 | 11757.1413 | 7364.4514 | 4579.2041 | 1.6558e-06 | 0 | 0.0075822 | 0.0075822
[79 empty] | WLDFR | HFTD - Transmission - Zone 1 - 230 kV or Higher | Red Flag Warning - Catastrophic Fires | 2054 | 0 | 19462.1283 | 340.5356 | 11757.1413 | 7364.4514 | 4579.2041 | 1.6558e-06 | 0 | 0.0075822 | 0.0075822
[79 empty] | WLDFR | HFTD - Transmission - Zone 1 - 230 kV or Higher | Red Flag Warning - Catastrophic Fires | 2055 | 0 | 19462.1283 | 340.5356 | 11757.1413 | 7364.4514 | 4579.2041 | 1.6558e-06 | 0 | 0.0075822 | 0.0075822
[79 empty] | WLDFR | HFTD - Transmission - Zone 1 - 230 kV or Higher | Red Flag Warning - Large Fires | 2026 | 0 | 5.475 | 0.71896 | 3.0715 | 1.6846 | 1.0475 | 1.4192e-06 | 0 | 1.4866e-06 | 1.4866e-06
[79 empty] | WLDFR | HFTD - Transmission - Zone 1 - 230 kV or Higher | Red Flag Warning - Large Fires | 2027 | 0 | 5.475 | 0.71896 | 3.0715 | 1.6846 | 1.0475 | 1.4192e-06 | 0 | 1.4866e-06 | 1.4866e-06
[79 empty] | WLDFR | HFTD - Transmission - Zone 1 - 230 kV or Higher | Red Flag Warning - Large Fires | 2028 | 0 | 5.777 | 0.74734 | 3.238 | 1.7917 | 1.1141 | 1.4192e-06 | 0 | 1.5812e-06 | 1.5812e-06
[79 empty] | WLDFR | HFTD - Transmission - Zone 1 - 230 kV or Higher | Red Flag Warning - Large Fires | 2029 | 0 | 5.777 | 0.74734 | 3.238 | 1.7917 | 1.1141 | 1.4192e-06 | 0 | 1.5812e-06 | 1.5812e-06
[79 empty] | WLDFR | HFTD - Transmission - Zone 1 - 230 kV or Higher | Red Flag Warning - Large Fires | 2030 | 0 | 5.777 | 0.74734 | 3.238 | 1.7917 | 1.1141 | 1.4192e-06 | 0 | 1.5812e-06 | 1.5812e-06
[79 empty] | WLDFR | HFTD - Transmission - Zone 1 - 230 kV or Higher | Red Flag Warning - Large Fires | 2031 | 0 | 5.777 | 0.74734 | 3.238 | 1.7917 | 1.1141 | 1.4192e-06 | 0 | 1.5812e-06 | 1.5812e-06
[79 empty] | WLDFR | HFTD - Transmission - Zone 1 - 230 kV or Higher | Red Flag Warning - Large Fires | 2032 | 0 | 5.777 | 0.74734 | 3.238 | 1.7917 | 1.1141 | 1.4192e-06 | 0 | 1.5812e-06 | 1.5812e-06
[79 empty] | WLDFR | HFTD - Transmission - Zone 1 - 230 kV or Higher | Red Flag Warning - Large Fires | 2033 | 0 | 6.1205 | 0.77885 | 3.4265 | 1.9151 | 1.1908 | 1.4192e-06 | 0 | 1.6901e-06 | 1.6901e-06
[79 empty] | WLDFR | HFTD - Transmission - Zone 1 - 230 kV or Higher | Red Flag Warning - Large Fires | 2034 | 0 | 6.1205 | 0.77885 | 3.4265 | 1.9151 | 1.1908 | 1.4192e-06 | 0 | 1.6901e-06 | 1.6901e-06
[79 empty] | WLDFR | HFTD - Transmission - Zone 1 - 230 kV or Higher | Red Flag Warning - Large Fires | 2035 | 0 | 6.1205 | 0.77885 | 3.4265 | 1.9151 | 1.1908 | 1.4192e-06 | 0 | 1.6901e-06 | 1.6901e-06
[79 empty] | WLDFR | HFTD - Transmission - Zone 1 - 230 kV or Higher | Red Flag Warning - Large Fires | 2036 | 0 | 6.1205 | 0.77885 | 3.4265 | 1.9151 | 1.1908 | 1.4192e-06 | 0 | 1.6901e-06 | 1.6901e-06
[79 empty] | WLDFR | HFTD - Transmission - Zone 1 - 230 kV or Higher | Red Flag Warning - Large Fires | 2037 | 0 | 6.1205 | 0.77885 | 3.4265 | 1.9151 | 1.1908 | 1.4192e-06 | 0 | 1.6901e-06 | 1.6901e-06
[79 empty] | WLDFR | HFTD - Transmission - Zone 1 - 230 kV or Higher | Red Flag Warning - Large Fires | 2038 | 0 | 6.5028 | 0.81304 | 3.6355 | 2.0543 | 1.2773 | 1.4192e-06 | 0 | 1.8128e-06 | 1.8128e-06
[79 empty] | WLDFR | HFTD - Transmission - Zone 1 - 230 kV or Higher | Red Flag Warning - Large Fires | 2039 | 0 | 6.5028 | 0.81304 | 3.6355 | 2.0543 | 1.2773 | 1.4192e-06 | 0 | 1.8128e-06 | 1.8128e-06
[79 empty] | WLDFR | HFTD - Transmission - Zone 1 - 230 kV or Higher | Red Flag Warning - Large Fires | 2040 | 0 | 6.5028 | 0.81304 | 3.6355 | 2.0543 | 1.2773 | 1.4192e-06 | 0 | 1.8128e-06 | 1.8128e-06
[79 empty] | WLDFR | HFTD - Transmission - Zone 1 - 230 kV or Higher | Red Flag Warning - Large Fires | 2041 | 0 | 6.5028 | 0.81304 | 3.6355 | 2.0543 | 1.2773 | 1.4192e-06 | 0 | 1.8128e-06 | 1.8128e-06
[79 empty] | WLDFR | HFTD - Transmission - Zone 1 - 230 kV or Higher | Red Flag Warning - Large Fires | 2042 | 0 | 6.5028 | 0.81304 | 3.6355 | 2.0543 | 1.2773 | 1.4192e-06 | 0 | 1.8128e-06 | 1.8128e-06
[79 empty] | WLDFR | HFTD - Transmission - Zone 1 - 230 kV or Higher | Red Flag Warning - Large Fires | 2043 | 0 | 6.9209 | 0.84944 | 3.8632 | 2.2083 | 1.3731 | 1.4192e-06 | 0 | 1.9488e-06 | 1.9488e-06
[79 empty] | WLDFR | HFTD - Transmission - Zone 1 - 230 kV or Higher | Red Flag Warning - Large Fires | 2044 | 0 | 6.9209 | 0.84944 | 3.8632 | 2.2083 | 1.3731 | 1.4192e-06 | 0 | 1.9488e-06 | 1.9488e-06
[79 empty] | WLDFR | HFTD - Transmission - Zone 1 - 230 kV or Higher | Red Flag Warning - Large Fires | 2045 | 0 | 6.9209 | 0.84944 | 3.8632 | 2.2083 | 1.3731 | 1.4192e-06 | 0 | 1.9488e-06 | 1.9488e-06
[79 empty] | WLDFR | HFTD - Transmission - Zone 1 - 230 kV or Higher | Red Flag Warning - Large Fires | 2046 | 0 | 6.9209 | 0.84944 | 3.8632 | 2.2083 | 1.3731 | 1.4192e-06 | 0 | 1.9488e-06 | 1.9488e-06
[79 empty] | WLDFR | HFTD - Transmission - Zone 1 - 230 kV or Higher | Red Flag Warning - Large Fires | 2047 | 0 | 6.9209 | 0.84944 | 3.8632 | 2.2083 | 1.3731 | 1.4192e-06 | 0 | 1.9488e-06 | 1.9488e-06
[79 empty] | WLDFR | HFTD - Transmission - Zone 1 - 230 kV or Higher | Red Flag Warning - Large Fires | 2048 | 0 | 7.3713 | 0.88759 | 4.1075 | 2.3763 | 1.4776 | 1.4192e-06 | 0 | 2.097e-06 | 2.097e-06
[79 empty] | WLDFR | HFTD - Transmission - Zone 1 - 230 kV or Higher | Red Flag Warning - Large Fires | 2049 | 0 | 7.3713 | 0.88759 | 4.1075 | 2.3763 | 1.4776 | 1.4192e-06 | 0 | 2.097e-06 | 2.097e-06
[79 empty] | WLDFR | HFTD - Transmission - Zone 1 - 230 kV or Higher | Red Flag Warning - Large Fires | 2050 | 0 | 7.3713 | 0.88759 | 4.1075 | 2.3763 | 1.4776 | 1.4192e-06 | 0 | 2.097e-06 | 2.097e-06
[79 empty] | WLDFR | HFTD - Transmission - Zone 1 - 230 kV or Higher | Red Flag Warning - Large Fires | 2051 | 0 | 7.3713 | 0.88759 | 4.1075 | 2.3763 | 1.4776 | 1.4192e-06 | 0 | 2.097e-06 | 2.097e-06
[79 empty] | WLDFR | HFTD - Transmission - Zone 1 - 230 kV or Higher | Red Flag Warning - Large Fires | 2052 | 0 | 7.3713 | 0.88759 | 4.1075 | 2.3763 | 1.4776 | 1.4192e-06 | 0 | 2.097e-06 | 2.097e-06
[79 empty] | WLDFR | HFTD - Transmission - Zone 1 - 230 kV or Higher | Red Flag Warning - Large Fires | 2053 | 0 | 7.8503 | 0.92702 | 4.3664 | 2.5569 | 1.5899 | 1.4192e-06 | 0 | 2.2564e-06 | 2.2564e-06
[79 empty] | WLDFR | HFTD - Transmission - Zone 1 - 230 kV or Higher | Red Flag Warning - Large Fires | 2054 | 0 | 7.8503 | 0.92702 | 4.3664 | 2.5569 | 1.5899 | 1.4192e-06 | 0 | 2.2564e-06 | 2.2564e-06
[79 empty] | WLDFR | HFTD - Transmission - Zone 1 - 230 kV or Higher | Red Flag Warning - Large Fires | 2055 | 0 | 7.8503 | 0.92702 | 4.3664 | 2.5569 | 1.5899 | 1.4192e-06 | 0 | 2.2564e-06 | 2.2564e-06
[79 empty] | WLDFR | HFTD - Transmission - Zone 1 - 230 kV or Higher | Red Flag Warning - Small Fires | 2026 | 0 | 0.080408 | 0.03759 | 0.0016314 | 0.041187 | 0.02561 | 1.9502e-05 | 0 | 4.9943e-07 | 4.9943e-07
[79 empty] | WLDFR | HFTD - Transmission - Zone 1 - 230 kV or Higher | Red Flag Warning - Small Fires | 2027 | 0 | 0.080408 | 0.03759 | 0.0016314 | 0.041187 | 0.02561 | 1.9502e-05 | 0 | 4.9943e-07 | 4.9943e-07
[79 empty] | WLDFR | HFTD - Transmission - Zone 1 - 230 kV or Higher | Red Flag Warning - Small Fires | 2028 | 0 | 0.083606 | 0.039055 | 0.001695 | 0.042856 | 0.026648 | 1.9502e-05 | 0 | 5.1968e-07 | 5.1968e-07
[79 empty] | WLDFR | HFTD - Transmission - Zone 1 - 230 kV or Higher | Red Flag Warning - Small Fires | 2029 | 0 | 0.083606 | 0.039055 | 0.001695 | 0.042856 | 0.026648 | 1.9502e-05 | 0 | 5.1968e-07 | 5.1968e-07
[79 empty] | WLDFR | HFTD - Transmission - Zone 1 - 230 kV or Higher | Red Flag Warning - Small Fires | 2030 | 0 | 0.083606 | 0.039055 | 0.001695 | 0.042856 | 0.026648 | 1.9502e-05 | 0 | 5.1968e-07 | 5.1968e-07
[79 empty] | WLDFR | HFTD - Transmission - Zone 1 - 230 kV or Higher | Red Flag Warning - Small Fires | 2031 | 0 | 0.083606 | 0.039055 | 0.001695 | 0.042856 | 0.026648 | 1.9502e-05 | 0 | 5.1968e-07 | 5.1968e-07
[79 empty] | WLDFR | HFTD - Transmission - Zone 1 - 230 kV or Higher | Red Flag Warning - Small Fires | 2032 | 0 | 0.083606 | 0.039055 | 0.001695 | 0.042856 | 0.026648 | 1.9502e-05 | 0 | 5.1968e-07 | 5.1968e-07
[79 empty] | WLDFR | HFTD - Transmission - Zone 1 - 230 kV or Higher | Red Flag Warning - Small Fires | 2033 | 0 | 0.087211 | 0.040679 | 0.0017655 | 0.044766 | 0.027836 | 1.9502e-05 | 0 | 5.4284e-07 | 5.4284e-07
[79 empty] | WLDFR | HFTD - Transmission - Zone 1 - 230 kV or Higher | Red Flag Warning - Small Fires | 2034 | 0 | 0.087211 | 0.040679 | 0.0017655 | 0.044766 | 0.027836 | 1.9502e-05 | 0 | 5.4284e-07 | 5.4284e-07
[79 empty] | WLDFR | HFTD - Transmission - Zone 1 - 230 kV or Higher | Red Flag Warning - Small Fires | 2035 | 0 | 0.087211 | 0.040679 | 0.0017655 | 0.044766 | 0.027836 | 1.9502e-05 | 0 | 5.4284e-07 | 5.4284e-07
[79 empty] | WLDFR | HFTD - Transmission - Zone 1 - 230 kV or Higher | Red Flag Warning - Small Fires | 2036 | 0 | 0.087211 | 0.040679 | 0.0017655 | 0.044766 | 0.027836 | 1.9502e-05 | 0 | 5.4284e-07 | 5.4284e-07
[79 empty] | WLDFR | HFTD - Transmission - Zone 1 - 230 kV or Higher | Red Flag Warning - Small Fires | 2037 | 0 | 0.087211 | 0.040679 | 0.0017655 | 0.044766 | 0.027836 | 1.9502e-05 | 0 | 5.4284e-07 | 5.4284e-07
[79 empty] | WLDFR | HFTD - Transmission - Zone 1 - 230 kV or Higher | Red Flag Warning - Small Fires | 2038 | 0 | 0.091184 | 0.042438 | 0.0018418 | 0.046905 | 0.029165 | 1.9502e-05 | 0 | 5.6877e-07 | 5.6877e-07
[79 empty] | WLDFR | HFTD - Transmission - Zone 1 - 230 kV or Higher | Red Flag Warning - Small Fires | 2039 | 0 | 0.091184 | 0.042438 | 0.0018418 | 0.046905 | 0.029165 | 1.9502e-05 | 0 | 5.6877e-07 | 5.6877e-07
[79 empty] | WLDFR | HFTD - Transmission - Zone 1 - 230 kV or Higher | Red Flag Warning - Small Fires | 2040 | 0 | 0.091184 | 0.042438 | 0.0018418 | 0.046905 | 0.029165 | 1.9502e-05 | 0 | 5.6877e-07 | 5.6877e-07
[79 empty] | WLDFR | HFTD - Transmission - Zone 1 - 230 kV or Higher | Red Flag Warning - Small Fires | 2041 | 0 | 0.091184 | 0.042438 | 0.0018418 | 0.046905 | 0.029165 | 1.9502e-05 | 0 | 5.6877e-07 | 5.6877e-07
[79 empty] | WLDFR | HFTD - Transmission - Zone 1 - 230 kV or Higher | Red Flag Warning - Small Fires | 2042 | 0 | 0.091184 | 0.042438 | 0.0018418 | 0.046905 | 0.029165 | 1.9502e-05 | 0 | 5.6877e-07 | 5.6877e-07
[79 empty] | WLDFR | HFTD - Transmission - Zone 1 - 230 kV or Higher | Red Flag Warning - Small Fires | 2043 | 0 | 0.095486 | 0.044306 | 0.0019228 | 0.049257 | 0.030628 | 1.9502e-05 | 0 | 5.9729e-07 | 5.9729e-07
[79 empty] | WLDFR | HFTD - Transmission - Zone 1 - 230 kV or Higher | Red Flag Warning - Small Fires | 2044 | 0 | 0.095486 | 0.044306 | 0.0019228 | 0.049257 | 0.030628 | 1.9502e-05 | 0 | 5.9729e-07 | 5.9729e-07
[79 empty] | WLDFR | HFTD - Transmission - Zone 1 - 230 kV or Higher | Red Flag Warning - Small Fires | 2045 | 0 | 0.095486 | 0.044306 | 0.0019228 | 0.049257 | 0.030628 | 1.9502e-05 | 0 | 5.9729e-07 | 5.9729e-07
[79 empty] | WLDFR | HFTD - Transmission - Zone 1 - 230 kV or Higher | Red Flag Warning - Small Fires | 2046 | 0 | 0.095486 | 0.044306 | 0.0019228 | 0.049257 | 0.030628 | 1.9502e-05 | 0 | 5.9729e-07 | 5.9729e-07
[79 empty] | WLDFR | HFTD - Transmission - Zone 1 - 230 kV or Higher | Red Flag Warning - Small Fires | 2047 | 0 | 0.095486 | 0.044306 | 0.0019228 | 0.049257 | 0.030628 | 1.9502e-05 | 0 | 5.9729e-07 | 5.9729e-07
[79 empty] | WLDFR | HFTD - Transmission - Zone 1 - 230 kV or Higher | Red Flag Warning - Small Fires | 2048 | 0 | 0.10007 | 0.04626 | 0.0020076 | 0.051804 | 0.032212 | 1.9502e-05 | 0 | 6.2818e-07 | 6.2818e-07
[79 empty] | WLDFR | HFTD - Transmission - Zone 1 - 230 kV or Higher | Red Flag Warning - Small Fires | 2049 | 0 | 0.10007 | 0.04626 | 0.0020076 | 0.051804 | 0.032212 | 1.9502e-05 | 0 | 6.2818e-07 | 6.2818e-07
[79 empty] | WLDFR | HFTD - Transmission - Zone 1 - 230 kV or Higher | Red Flag Warning - Small Fires | 2050 | 0 | 0.10007 | 0.04626 | 0.0020076 | 0.051804 | 0.032212 | 1.9502e-05 | 0 | 6.2818e-07 | 6.2818e-07
[79 empty] | WLDFR | HFTD - Transmission - Zone 1 - 230 kV or Higher | Red Flag Warning - Small Fires | 2051 | 0 | 0.10007 | 0.04626 | 0.0020076 | 0.051804 | 0.032212 | 1.9502e-05 | 0 | 6.2818e-07 | 6.2818e-07
[79 empty] | WLDFR | HFTD - Transmission - Zone 1 - 230 kV or Higher | Red Flag Warning - Small Fires | 2052 | 0 | 0.10007 | 0.04626 | 0.0020076 | 0.051804 | 0.032212 | 1.9502e-05 | 0 | 6.2818e-07 | 6.2818e-07
[79 empty] | WLDFR | HFTD - Transmission - Zone 1 - 230 kV or Higher | Red Flag Warning - Small Fires | 2053 | 0 | 0.10489 | 0.048274 | 0.002095 | 0.054525 | 0.033904 | 1.9502e-05 | 0 | 6.6117e-07 | 6.6117e-07
[79 empty] | WLDFR | HFTD - Transmission - Zone 1 - 230 kV or Higher | Red Flag Warning - Small Fires | 2054 | 0 | 0.10489 | 0.048274 | 0.002095 | 0.054525 | 0.033904 | 1.9502e-05 | 0 | 6.6117e-07 | 6.6117e-07
[79 empty] | WLDFR | HFTD - Transmission - Zone 1 - 230 kV or Higher | Red Flag Warning - Small Fires | 2055 | 0 | 0.10489 | 0.048274 | 0.002095 | 0.054525 | 0.033904 | 1.9502e-05 | 0 | 6.6117e-07 | 6.6117e-07
[79 empty] | WLDFR | HFTD - Transmission - Zone 1 - 60/70 kV | Non-Red Flag Warning - Catastrophic Fires | 2026 | 0 | 14664.6376 | 233.2301 | 8896.516 | 5534.8915 | 3441.5867 | 1.7022e-06 | 0 | 0.0058583 | 0.0058583
[79 empty] | WLDFR | HFTD - Transmission - Zone 1 - 60/70 kV | Non-Red Flag Warning - Catastrophic Fires | 2027 | 0 | 14664.6376 | 233.2301 | 8896.516 | 5534.8915 | 3441.5867 | 1.7022e-06 | 0 | 0.0058583 | 0.0058583
[79 empty] | WLDFR | HFTD - Transmission - Zone 1 - 60/70 kV | Non-Red Flag Warning - Catastrophic Fires | 2028 | 0 | 15317.9909 | 247.273 | 9287.6491 | 5783.0689 | 3595.903 | 1.7022e-06 | 0 | 0.006121 | 0.006121
[79 empty] | WLDFR | HFTD - Transmission - Zone 1 - 60/70 kV | Non-Red Flag Warning - Catastrophic Fires | 2029 | 0 | 15317.9909 | 247.273 | 9287.6491 | 5783.0689 | 3595.903 | 1.7022e-06 | 0 | 0.006121 | 0.006121
[79 empty] | WLDFR | HFTD - Transmission - Zone 1 - 60/70 kV | Non-Red Flag Warning - Catastrophic Fires | 2030 | 0 | 15317.9909 | 247.273 | 9287.6491 | 5783.0689 | 3595.903 | 1.7022e-06 | 0 | 0.006121 | 0.006121
[79 empty] | WLDFR | HFTD - Transmission - Zone 1 - 60/70 kV | Non-Red Flag Warning - Catastrophic Fires | 2031 | 0 | 15317.9909 | 247.273 | 9287.6491 | 5783.0689 | 3595.903 | 1.7022e-06 | 0 | 0.006121 | 0.006121
[79 empty] | WLDFR | HFTD - Transmission - Zone 1 - 60/70 kV | Non-Red Flag Warning - Catastrophic Fires | 2032 | 0 | 15317.9909 | 247.273 | 9287.6491 | 5783.0689 | 3595.903 | 1.7022e-06 | 0 | 0.006121 | 0.006121
[79 empty] | WLDFR | HFTD - Transmission - Zone 1 - 60/70 kV | Non-Red Flag Warning - Catastrophic Fires | 2033 | 0 | 16044.1264 | 263.1074 | 9721.74 | 6059.2791 | 3767.65 | 1.7022e-06 | 0 | 0.0064133 | 0.0064133
[79 empty] | WLDFR | HFTD - Transmission - Zone 1 - 60/70 kV | Non-Red Flag Warning - Catastrophic Fires | 2034 | 0 | 16044.1264 | 263.1074 | 9721.74 | 6059.2791 | 3767.65 | 1.7022e-06 | 0 | 0.0064133 | 0.0064133
[79 empty] | WLDFR | HFTD - Transmission - Zone 1 - 60/70 kV | Non-Red Flag Warning - Catastrophic Fires | 2035 | 0 | 16044.1264 | 263.1074 | 9721.74 | 6059.2791 | 3767.65 | 1.7022e-06 | 0 | 0.0064133 | 0.0064133
[79 empty] | WLDFR | HFTD - Transmission - Zone 1 - 60/70 kV | Non-Red Flag Warning - Catastrophic Fires | 2036 | 0 | 16044.1264 | 263.1074 | 9721.74 | 6059.2791 | 3767.65 | 1.7022e-06 | 0 | 0.0064133 | 0.0064133
[79 empty] | WLDFR | HFTD - Transmission - Zone 1 - 60/70 kV | Non-Red Flag Warning - Catastrophic Fires | 2037 | 0 | 16044.1264 | 263.1074 | 9721.74 | 6059.2791 | 3767.65 | 1.7022e-06 | 0 | 0.0064133 | 0.0064133
[79 empty] | WLDFR | HFTD - Transmission - Zone 1 - 60/70 kV | Non-Red Flag Warning - Catastrophic Fires | 2038 | 0 | 16832.3912 | 280.5544 | 10192.2718 | 6359.5651 | 3954.3674 | 1.7022e-06 | 0 | 0.0067312 | 0.0067312
[79 empty] | WLDFR | HFTD - Transmission - Zone 1 - 60/70 kV | Non-Red Flag Warning - Catastrophic Fires | 2039 | 0 | 16832.3912 | 280.5544 | 10192.2718 | 6359.5651 | 3954.3674 | 1.7022e-06 | 0 | 0.0067312 | 0.0067312
[79 empty] | WLDFR | HFTD - Transmission - Zone 1 - 60/70 kV | Non-Red Flag Warning - Catastrophic Fires | 2040 | 0 | 16832.3912 | 280.5544 | 10192.2718 | 6359.5651 | 3954.3674 | 1.7022e-06 | 0 | 0.0067312 | 0.0067312
[79 empty] | WLDFR | HFTD - Transmission - Zone 1 - 60/70 kV | Non-Red Flag Warning - Catastrophic Fires | 2041 | 0 | 16832.3912 | 280.5544 | 10192.2718 | 6359.5651 | 3954.3674 | 1.7022e-06 | 0 | 0.0067312 | 0.0067312
[79 empty] | WLDFR | HFTD - Transmission - Zone 1 - 60/70 kV | Non-Red Flag Warning - Catastrophic Fires | 2042 | 0 | 16832.3912 | 280.5544 | 10192.2718 | 6359.5651 | 3954.3674 | 1.7022e-06 | 0 | 0.0067312 | 0.0067312
[79 empty] | WLDFR | HFTD - Transmission - Zone 1 - 60/70 kV | Non-Red Flag Warning - Catastrophic Fires | 2043 | 0 | 17672.0852 | 299.42 | 10692.7362 | 6679.929 | 4153.5692 | 1.7022e-06 | 0 | 0.0070702 | 0.0070702
[79 empty] | WLDFR | HFTD - Transmission - Zone 1 - 60/70 kV | Non-Red Flag Warning - Catastrophic Fires | 2044 | 0 | 17672.0852 | 299.42 | 10692.7362 | 6679.929 | 4153.5692 | 1.7022e-06 | 0 | 0.0070702 | 0.0070702
[79 empty] | WLDFR | HFTD - Transmission - Zone 1 - 60/70 kV | Non-Red Flag Warning - Catastrophic Fires | 2045 | 0 | 17672.0852 | 299.42 | 10692.7362 | 6679.929 | 4153.5692 | 1.7022e-06 | 0 | 0.0070702 | 0.0070702
[79 empty] | WLDFR | HFTD - Transmission - Zone 1 - 60/70 kV | Non-Red Flag Warning - Catastrophic Fires | 2046 | 0 | 17672.0852 | 299.42 | 10692.7362 | 6679.929 | 4153.5692 | 1.7022e-06 | 0 | 0.0070702 | 0.0070702
[79 empty] | WLDFR | HFTD - Transmission - Zone 1 - 60/70 kV | Non-Red Flag Warning - Catastrophic Fires | 2047 | 0 | 17672.0852 | 299.42 | 10692.7362 | 6679.929 | 4153.5692 | 1.7022e-06 | 0 | 0.0070702 | 0.0070702
[79 empty] | WLDFR | HFTD - Transmission - Zone 1 - 60/70 kV | Non-Red Flag Warning - Catastrophic Fires | 2048 | 0 | 18552.3348 | 319.4911 | 11216.5626 | 7016.281 | 4362.7123 | 1.7022e-06 | 0 | 0.0074262 | 0.0074262
[79 empty] | WLDFR | HFTD - Transmission - Zone 1 - 60/70 kV | Non-Red Flag Warning - Catastrophic Fires | 2049 | 0 | 18552.3348 | 319.4911 | 11216.5626 | 7016.281 | 4362.7123 | 1.7022e-06 | 0 | 0.0074262 | 0.0074262
[79 empty] | WLDFR | HFTD - Transmission - Zone 1 - 60/70 kV | Non-Red Flag Warning - Catastrophic Fires | 2050 | 0 | 18552.3348 | 319.4911 | 11216.5626 | 7016.281 | 4362.7123 | 1.7022e-06 | 0 | 0.0074262 | 0.0074262
[79 empty] | WLDFR | HFTD - Transmission - Zone 1 - 60/70 kV | Non-Red Flag Warning - Catastrophic Fires | 2051 | 0 | 18552.3348 | 319.4911 | 11216.5626 | 7016.281 | 4362.7123 | 1.7022e-06 | 0 | 0.0074262 | 0.0074262
[79 empty] | WLDFR | HFTD - Transmission - Zone 1 - 60/70 kV | Non-Red Flag Warning - Catastrophic Fires | 2052 | 0 | 18552.3348 | 319.4911 | 11216.5626 | 7016.281 | 4362.7123 | 1.7022e-06 | 0 | 0.0074262 | 0.0074262
[79 empty] | WLDFR | HFTD - Transmission - Zone 1 - 60/70 kV | Non-Red Flag Warning - Catastrophic Fires | 2053 | 0 | 19462.1283 | 340.5356 | 11757.1413 | 7364.4514 | 4579.2041 | 1.7022e-06 | 0 | 0.0077948 | 0.0077948
[79 empty] | WLDFR | HFTD - Transmission - Zone 1 - 60/70 kV | Non-Red Flag Warning - Catastrophic Fires | 2054 | 0 | 19462.1283 | 340.5356 | 11757.1413 | 7364.4514 | 4579.2041 | 1.7022e-06 | 0 | 0.0077948 | 0.0077948
[79 empty] | WLDFR | HFTD - Transmission - Zone 1 - 60/70 kV | Non-Red Flag Warning - Catastrophic Fires | 2055 | 0 | 19462.1283 | 340.5356 | 11757.1413 | 7364.4514 | 4579.2041 | 1.7022e-06 | 0 | 0.0077948 | 0.0077948
[79 empty] | WLDFR | HFTD - Transmission - Zone 1 - 60/70 kV | Non-Red Flag Warning - Large Fires | 2026 | 0 | 5.475 | 0.71896 | 3.0715 | 1.6846 | 1.0475 | 1.532e-05 | 0 | 1.6047e-05 | 1.6047e-05
[79 empty] | WLDFR | HFTD - Transmission - Zone 1 - 60/70 kV | Non-Red Flag Warning - Large Fires | 2027 | 0 | 5.475 | 0.71896 | 3.0715 | 1.6846 | 1.0475 | 1.532e-05 | 0 | 1.6047e-05 | 1.6047e-05
[79 empty] | WLDFR | HFTD - Transmission - Zone 1 - 60/70 kV | Non-Red Flag Warning - Large Fires | 2028 | 0 | 5.777 | 0.74734 | 3.238 | 1.7917 | 1.1141 | 1.532e-05 | 0 | 1.7068e-05 | 1.7068e-05
[79 empty] | WLDFR | HFTD - Transmission - Zone 1 - 60/70 kV | Non-Red Flag Warning - Large Fires | 2029 | 0 | 5.777 | 0.74734 | 3.238 | 1.7917 | 1.1141 | 1.532e-05 | 0 | 1.7068e-05 | 1.7068e-05
[79 empty] | WLDFR | HFTD - Transmission - Zone 1 - 60/70 kV | Non-Red Flag Warning - Large Fires | 2030 | 0 | 5.777 | 0.74734 | 3.238 | 1.7917 | 1.1141 | 1.532e-05 | 0 | 1.7068e-05 | 1.7068e-05
[79 empty] | WLDFR | HFTD - Transmission - Zone 1 - 60/70 kV | Non-Red Flag Warning - Large Fires | 2031 | 0 | 5.777 | 0.74734 | 3.238 | 1.7917 | 1.1141 | 1.532e-05 | 0 | 1.7068e-05 | 1.7068e-05
[79 empty] | WLDFR | HFTD - Transmission - Zone 1 - 60/70 kV | Non-Red Flag Warning - Large Fires | 2032 | 0 | 5.777 | 0.74734 | 3.238 | 1.7917 | 1.1141 | 1.532e-05 | 0 | 1.7068e-05 | 1.7068e-05
[79 empty] | WLDFR | HFTD - Transmission - Zone 1 - 60/70 kV | Non-Red Flag Warning - Large Fires | 2033 | 0 | 6.1205 | 0.77885 | 3.4265 | 1.9151 | 1.1908 | 1.532e-05 | 0 | 1.8243e-05 | 1.8243e-05
[79 empty] | WLDFR | HFTD - Transmission - Zone 1 - 60/70 kV | Non-Red Flag Warning - Large Fires | 2034 | 0 | 6.1205 | 0.77885 | 3.4265 | 1.9151 | 1.1908 | 1.532e-05 | 0 | 1.8243e-05 | 1.8243e-05
[79 empty] | WLDFR | HFTD - Transmission - Zone 1 - 60/70 kV | Non-Red Flag Warning - Large Fires | 2035 | 0 | 6.1205 | 0.77885 | 3.4265 | 1.9151 | 1.1908 | 1.532e-05 | 0 | 1.8243e-05 | 1.8243e-05
[79 empty] | WLDFR | HFTD - Transmission - Zone 1 - 60/70 kV | Non-Red Flag Warning - Large Fires | 2036 | 0 | 6.1205 | 0.77885 | 3.4265 | 1.9151 | 1.1908 | 1.532e-05 | 0 | 1.8243e-05 | 1.8243e-05
[79 empty] | WLDFR | HFTD - Transmission - Zone 1 - 60/70 kV | Non-Red Flag Warning - Large Fires | 2037 | 0 | 6.1205 | 0.77885 | 3.4265 | 1.9151 | 1.1908 | 1.532e-05 | 0 | 1.8243e-05 | 1.8243e-05
[79 empty] | WLDFR | HFTD - Transmission - Zone 1 - 60/70 kV | Non-Red Flag Warning - Large Fires | 2038 | 0 | 6.5028 | 0.81304 | 3.6355 | 2.0543 | 1.2773 | 1.532e-05 | 0 | 1.9569e-05 | 1.9569e-05
[79 empty] | WLDFR | HFTD - Transmission - Zone 1 - 60/70 kV | Non-Red Flag Warning - Large Fires | 2039 | 0 | 6.5028 | 0.81304 | 3.6355 | 2.0543 | 1.2773 | 1.532e-05 | 0 | 1.9569e-05 | 1.9569e-05
[79 empty] | WLDFR | HFTD - Transmission - Zone 1 - 60/70 kV | Non-Red Flag Warning - Large Fires | 2040 | 0 | 6.5028 | 0.81304 | 3.6355 | 2.0543 | 1.2773 | 1.532e-05 | 0 | 1.9569e-05 | 1.9569e-05
[79 empty] | WLDFR | HFTD - Transmission - Zone 1 - 60/70 kV | Non-Red Flag Warning - Large Fires | 2041 | 0 | 6.5028 | 0.81304 | 3.6355 | 2.0543 | 1.2773 | 1.532e-05 | 0 | 1.9569e-05 | 1.9569e-05
[79 empty] | WLDFR | HFTD - Transmission - Zone 1 - 60/70 kV | Non-Red Flag Warning - Large Fires | 2042 | 0 | 6.5028 | 0.81304 | 3.6355 | 2.0543 | 1.2773 | 1.532e-05 | 0 | 1.9569e-05 | 1.9569e-05
[79 empty] | WLDFR | HFTD - Transmission - Zone 1 - 60/70 kV | Non-Red Flag Warning - Large Fires | 2043 | 0 | 6.9209 | 0.84944 | 3.8632 | 2.2083 | 1.3731 | 1.532e-05 | 0 | 2.1036e-05 | 2.1036e-05
[79 empty] | WLDFR | HFTD - Transmission - Zone 1 - 60/70 kV | Non-Red Flag Warning - Large Fires | 2044 | 0 | 6.9209 | 0.84944 | 3.8632 | 2.2083 | 1.3731 | 1.532e-05 | 0 | 2.1036e-05 | 2.1036e-05
[79 empty] | WLDFR | HFTD - Transmission - Zone 1 - 60/70 kV | Non-Red Flag Warning - Large Fires | 2045 | 0 | 6.9209 | 0.84944 | 3.8632 | 2.2083 | 1.3731 | 1.532e-05 | 0 | 2.1036e-05 | 2.1036e-05
[79 empty] | WLDFR | HFTD - Transmission - Zone 1 - 60/70 kV | Non-Red Flag Warning - Large Fires | 2046 | 0 | 6.9209 | 0.84944 | 3.8632 | 2.2083 | 1.3731 | 1.532e-05 | 0 | 2.1036e-05 | 2.1036e-05
[79 empty] | WLDFR | HFTD - Transmission - Zone 1 - 60/70 kV | Non-Red Flag Warning - Large Fires | 2047 | 0 | 6.9209 | 0.84944 | 3.8632 | 2.2083 | 1.3731 | 1.532e-05 | 0 | 2.1036e-05 | 2.1036e-05
[79 empty] | WLDFR | HFTD - Transmission - Zone 1 - 60/70 kV | Non-Red Flag Warning - Large Fires | 2048 | 0 | 7.3713 | 0.88759 | 4.1075 | 2.3763 | 1.4776 | 1.532e-05 | 0 | 2.2636e-05 | 2.2636e-05
[79 empty] | WLDFR | HFTD - Transmission - Zone 1 - 60/70 kV | Non-Red Flag Warning - Large Fires | 2049 | 0 | 7.3713 | 0.88759 | 4.1075 | 2.3763 | 1.4776 | 1.532e-05 | 0 | 2.2636e-05 | 2.2636e-05
[79 empty] | WLDFR | HFTD - Transmission - Zone 1 - 60/70 kV | Non-Red Flag Warning - Large Fires | 2050 | 0 | 7.3713 | 0.88759 | 4.1075 | 2.3763 | 1.4776 | 1.532e-05 | 0 | 2.2636e-05 | 2.2636e-05
[79 empty] | WLDFR | HFTD - Transmission - Zone 1 - 60/70 kV | Non-Red Flag Warning - Large Fires | 2051 | 0 | 7.3713 | 0.88759 | 4.1075 | 2.3763 | 1.4776 | 1.532e-05 | 0 | 2.2636e-05 | 2.2636e-05
[79 empty] | WLDFR | HFTD - Transmission - Zone 1 - 60/70 kV | Non-Red Flag Warning - Large Fires | 2052 | 0 | 7.3713 | 0.88759 | 4.1075 | 2.3763 | 1.4776 | 1.532e-05 | 0 | 2.2636e-05 | 2.2636e-05
[79 empty] | WLDFR | HFTD - Transmission - Zone 1 - 60/70 kV | Non-Red Flag Warning - Large Fires | 2053 | 0 | 7.8503 | 0.92702 | 4.3664 | 2.5569 | 1.5899 | 1.532e-05 | 0 | 2.4356e-05 | 2.4356e-05
[79 empty] | WLDFR | HFTD - Transmission - Zone 1 - 60/70 kV | Non-Red Flag Warning - Large Fires | 2054 | 0 | 7.8503 | 0.92702 | 4.3664 | 2.5569 | 1.5899 | 1.532e-05 | 0 | 2.4356e-05 | 2.4356e-05
[79 empty] | WLDFR | HFTD - Transmission - Zone 1 - 60/70 kV | Non-Red Flag Warning - Large Fires | 2055 | 0 | 7.8503 | 0.92702 | 4.3664 | 2.5569 | 1.5899 | 1.532e-05 | 0 | 2.4356e-05 | 2.4356e-05
[79 empty] | WLDFR | HFTD - Transmission - Zone 1 - 60/70 kV | Non-Red Flag Warning - Small Fires | 2026 | 0 | 0.080408 | 0.03759 | 0.0016314 | 0.041187 | 0.02561 | 0.0026308 | 0 | 6.7373e-05 | 6.7373e-05
[79 empty] | WLDFR | HFTD - Transmission - Zone 1 - 60/70 kV | Non-Red Flag Warning - Small Fires | 2027 | 0 | 0.080408 | 0.03759 | 0.0016314 | 0.041187 | 0.02561 | 0.0026308 | 0 | 6.7373e-05 | 6.7373e-05
[79 empty] | WLDFR | HFTD - Transmission - Zone 1 - 60/70 kV | Non-Red Flag Warning - Small Fires | 2028 | 0 | 0.083606 | 0.039055 | 0.001695 | 0.042856 | 0.026648 | 0.0026308 | 0 | 7.0104e-05 | 7.0104e-05
[79 empty] | WLDFR | HFTD - Transmission - Zone 1 - 60/70 kV | Non-Red Flag Warning - Small Fires | 2029 | 0 | 0.083606 | 0.039055 | 0.001695 | 0.042856 | 0.026648 | 0.0026308 | 0 | 7.0104e-05 | 7.0104e-05
[79 empty] | WLDFR | HFTD - Transmission - Zone 1 - 60/70 kV | Non-Red Flag Warning - Small Fires | 2030 | 0 | 0.083606 | 0.039055 | 0.001695 | 0.042856 | 0.026648 | 0.0026308 | 0 | 7.0104e-05 | 7.0104e-05
[79 empty] | WLDFR | HFTD - Transmission - Zone 1 - 60/70 kV | Non-Red Flag Warning - Small Fires | 2031 | 0 | 0.083606 | 0.039055 | 0.001695 | 0.042856 | 0.026648 | 0.0026308 | 0 | 7.0104e-05 | 7.0104e-05
[79 empty] | WLDFR | HFTD - Transmission - Zone 1 - 60/70 kV | Non-Red Flag Warning - Small Fires | 2032 | 0 | 0.083606 | 0.039055 | 0.001695 | 0.042856 | 0.026648 | 0.0026308 | 0 | 7.0104e-05 | 7.0104e-05
[79 empty] | WLDFR | HFTD - Transmission - Zone 1 - 60/70 kV | Non-Red Flag Warning - Small Fires | 2033 | 0 | 0.087211 | 0.040679 | 0.0017655 | 0.044766 | 0.027836 | 0.0026308 | 0 | 7.3229e-05 | 7.3229e-05
[79 empty] | WLDFR | HFTD - Transmission - Zone 1 - 60/70 kV | Non-Red Flag Warning - Small Fires | 2034 | 0 | 0.087211 | 0.040679 | 0.0017655 | 0.044766 | 0.027836 | 0.0026308 | 0 | 7.3229e-05 | 7.3229e-05
[79 empty] | WLDFR | HFTD - Transmission - Zone 1 - 60/70 kV | Non-Red Flag Warning - Small Fires | 2035 | 0 | 0.087211 | 0.040679 | 0.0017655 | 0.044766 | 0.027836 | 0.0026308 | 0 | 7.3229e-05 | 7.3229e-05
[79 empty] | WLDFR | HFTD - Transmission - Zone 1 - 60/70 kV | Non-Red Flag Warning - Small Fires | 2036 | 0 | 0.087211 | 0.040679 | 0.0017655 | 0.044766 | 0.027836 | 0.0026308 | 0 | 7.3229e-05 | 7.3229e-05
[79 empty] | WLDFR | HFTD - Transmission - Zone 1 - 60/70 kV | Non-Red Flag Warning - Small Fires | 2037 | 0 | 0.087211 | 0.040679 | 0.0017655 | 0.044766 | 0.027836 | 0.0026308 | 0 | 7.3229e-05 | 7.3229e-05
[79 empty] | WLDFR | HFTD - Transmission - Zone 1 - 60/70 kV | Non-Red Flag Warning - Small Fires | 2038 | 0 | 0.091184 | 0.042438 | 0.0018418 | 0.046905 | 0.029165 | 0.0026308 | 0 | 7.6727e-05 | 7.6727e-05
[79 empty] | WLDFR | HFTD - Transmission - Zone 1 - 60/70 kV | Non-Red Flag Warning - Small Fires | 2039 | 0 | 0.091184 | 0.042438 | 0.0018418 | 0.046905 | 0.029165 | 0.0026308 | 0 | 7.6727e-05 | 7.6727e-05
[79 empty] | WLDFR | HFTD - Transmission - Zone 1 - 60/70 kV | Non-Red Flag Warning - Small Fires | 2040 | 0 | 0.091184 | 0.042438 | 0.0018418 | 0.046905 | 0.029165 | 0.0026308 | 0 | 7.6727e-05 | 7.6727e-05
[79 empty] | WLDFR | HFTD - Transmission - Zone 1 - 60/70 kV | Non-Red Flag Warning - Small Fires | 2041 | 0 | 0.091184 | 0.042438 | 0.0018418 | 0.046905 | 0.029165 | 0.0026308 | 0 | 7.6727e-05 | 7.6727e-05
[79 empty] | WLDFR | HFTD - Transmission - Zone 1 - 60/70 kV | Non-Red Flag Warning - Small Fires | 2042 | 0 | 0.091184 | 0.042438 | 0.0018418 | 0.046905 | 0.029165 | 0.0026308 | 0 | 7.6727e-05 | 7.6727e-05
[79 empty] | WLDFR | HFTD - Transmission - Zone 1 - 60/70 kV | Non-Red Flag Warning - Small Fires | 2043 | 0 | 0.095486 | 0.044306 | 0.0019228 | 0.049257 | 0.030628 | 0.0026308 | 0 | 8.0575e-05 | 8.0575e-05
[79 empty] | WLDFR | HFTD - Transmission - Zone 1 - 60/70 kV | Non-Red Flag Warning - Small Fires | 2044 | 0 | 0.095486 | 0.044306 | 0.0019228 | 0.049257 | 0.030628 | 0.0026308 | 0 | 8.0575e-05 | 8.0575e-05
[79 empty] | WLDFR | HFTD - Transmission - Zone 1 - 60/70 kV | Non-Red Flag Warning - Small Fires | 2045 | 0 | 0.095486 | 0.044306 | 0.0019228 | 0.049257 | 0.030628 | 0.0026308 | 0 | 8.0575e-05 | 8.0575e-05
[79 empty] | WLDFR | HFTD - Transmission - Zone 1 - 60/70 kV | Non-Red Flag Warning - Small Fires | 2046 | 0 | 0.095486 | 0.044306 | 0.0019228 | 0.049257 | 0.030628 | 0.0026308 | 0 | 8.0575e-05 | 8.0575e-05
[79 empty] | WLDFR | HFTD - Transmission - Zone 1 - 60/70 kV | Non-Red Flag Warning - Small Fires | 2047 | 0 | 0.095486 | 0.044306 | 0.0019228 | 0.049257 | 0.030628 | 0.0026308 | 0 | 8.0575e-05 | 8.0575e-05
[79 empty] | WLDFR | HFTD - Transmission - Zone 1 - 60/70 kV | Non-Red Flag Warning - Small Fires | 2048 | 0 | 0.10007 | 0.04626 | 0.0020076 | 0.051804 | 0.032212 | 0.0026308 | 0 | 8.4742e-05 | 8.4742e-05
[79 empty] | WLDFR | HFTD - Transmission - Zone 1 - 60/70 kV | Non-Red Flag Warning - Small Fires | 2049 | 0 | 0.10007 | 0.04626 | 0.0020076 | 0.051804 | 0.032212 | 0.0026308 | 0 | 8.4742e-05 | 8.4742e-05
[79 empty] | WLDFR | HFTD - Transmission - Zone 1 - 60/70 kV | Non-Red Flag Warning - Small Fires | 2050 | 0 | 0.10007 | 0.04626 | 0.0020076 | 0.051804 | 0.032212 | 0.0026308 | 0 | 8.4742e-05 | 8.4742e-05
[79 empty] | WLDFR | HFTD - Transmission - Zone 1 - 60/70 kV | Non-Red Flag Warning - Small Fires | 2051 | 0 | 0.10007 | 0.04626 | 0.0020076 | 0.051804 | 0.032212 | 0.0026308 | 0 | 8.4742e-05 | 8.4742e-05
[79 empty] | WLDFR | HFTD - Transmission - Zone 1 - 60/70 kV | Non-Red Flag Warning - Small Fires | 2052 | 0 | 0.10007 | 0.04626 | 0.0020076 | 0.051804 | 0.032212 | 0.0026308 | 0 | 8.4742e-05 | 8.4742e-05
[79 empty] | WLDFR | HFTD - Transmission - Zone 1 - 60/70 kV | Non-Red Flag Warning - Small Fires | 2053 | 0 | 0.10489 | 0.048274 | 0.002095 | 0.054525 | 0.033904 | 0.0026308 | 0 | 8.9192e-05 | 8.9192e-05
[79 empty] | WLDFR | HFTD - Transmission - Zone 1 - 60/70 kV | Non-Red Flag Warning - Small Fires | 2054 | 0 | 0.10489 | 0.048274 | 0.002095 | 0.054525 | 0.033904 | 0.0026308 | 0 | 8.9192e-05 | 8.9192e-05
[79 empty] | WLDFR | HFTD - Transmission - Zone 1 - 60/70 kV | Non-Red Flag Warning - Small Fires | 2055 | 0 | 0.10489 | 0.048274 | 0.002095 | 0.054525 | 0.033904 | 0.0026308 | 0 | 8.9192e-05 | 8.9192e-05
[79 empty] | WLDFR | HFTD - Transmission - Zone 1 - 60/70 kV | Red Flag Warning - Catastrophic Fires | 2026 | 0 | 14664.6376 | 233.2301 | 8896.516 | 5534.8915 | 3441.5867 | 9.565e-06 | 0 | 0.032919 | 0.032919
[79 empty] | WLDFR | HFTD - Transmission - Zone 1 - 60/70 kV | Red Flag Warning - Catastrophic Fires | 2027 | 0 | 14664.6376 | 233.2301 | 8896.516 | 5534.8915 | 3441.5867 | 9.565e-06 | 0 | 0.032919 | 0.032919
[79 empty] | WLDFR | HFTD - Transmission - Zone 1 - 60/70 kV | Red Flag Warning - Catastrophic Fires | 2028 | 0 | 15317.9909 | 247.273 | 9287.6491 | 5783.0689 | 3595.903 | 9.565e-06 | 0 | 0.034395 | 0.034395
[79 empty] | WLDFR | HFTD - Transmission - Zone 1 - 60/70 kV | Red Flag Warning - Catastrophic Fires | 2029 | 0 | 15317.9909 | 247.273 | 9287.6491 | 5783.0689 | 3595.903 | 9.565e-06 | 0 | 0.034395 | 0.034395
[79 empty] | WLDFR | HFTD - Transmission - Zone 1 - 60/70 kV | Red Flag Warning - Catastrophic Fires | 2030 | 0 | 15317.9909 | 247.273 | 9287.6491 | 5783.0689 | 3595.903 | 9.565e-06 | 0 | 0.034395 | 0.034395
[79 empty] | WLDFR | HFTD - Transmission - Zone 1 - 60/70 kV | Red Flag Warning - Catastrophic Fires | 2031 | 0 | 15317.9909 | 247.273 | 9287.6491 | 5783.0689 | 3595.903 | 9.565e-06 | 0 | 0.034395 | 0.034395
[79 empty] | WLDFR | HFTD - Transmission - Zone 1 - 60/70 kV | Red Flag Warning - Catastrophic Fires | 2032 | 0 | 15317.9909 | 247.273 | 9287.6491 | 5783.0689 | 3595.903 | 9.565e-06 | 0 | 0.034395 | 0.034395
[79 empty] | WLDFR | HFTD - Transmission - Zone 1 - 60/70 kV | Red Flag Warning - Catastrophic Fires | 2033 | 0 | 16044.1264 | 263.1074 | 9721.74 | 6059.2791 | 3767.65 | 9.565e-06 | 0 | 0.036038 | 0.036038
[79 empty] | WLDFR | HFTD - Transmission - Zone 1 - 60/70 kV | Red Flag Warning - Catastrophic Fires | 2034 | 0 | 16044.1264 | 263.1074 | 9721.74 | 6059.2791 | 3767.65 | 9.565e-06 | 0 | 0.036038 | 0.036038
[79 empty] | WLDFR | HFTD - Transmission - Zone 1 - 60/70 kV | Red Flag Warning - Catastrophic Fires | 2035 | 0 | 16044.1264 | 263.1074 | 9721.74 | 6059.2791 | 3767.65 | 9.565e-06 | 0 | 0.036038 | 0.036038
[79 empty] | WLDFR | HFTD - Transmission - Zone 1 - 60/70 kV | Red Flag Warning - Catastrophic Fires | 2036 | 0 | 16044.1264 | 263.1074 | 9721.74 | 6059.2791 | 3767.65 | 9.565e-06 | 0 | 0.036038 | 0.036038
[79 empty] | WLDFR | HFTD - Transmission - Zone 1 - 60/70 kV | Red Flag Warning - Catastrophic Fires | 2037 | 0 | 16044.1264 | 263.1074 | 9721.74 | 6059.2791 | 3767.65 | 9.565e-06 | 0 | 0.036038 | 0.036038
[79 empty] | WLDFR | HFTD - Transmission - Zone 1 - 60/70 kV | Red Flag Warning - Catastrophic Fires | 2038 | 0 | 16832.3912 | 280.5544 | 10192.2718 | 6359.5651 | 3954.3674 | 9.565e-06 | 0 | 0.037823 | 0.037823
[79 empty] | WLDFR | HFTD - Transmission - Zone 1 - 60/70 kV | Red Flag Warning - Catastrophic Fires | 2039 | 0 | 16832.3912 | 280.5544 | 10192.2718 | 6359.5651 | 3954.3674 | 9.565e-06 | 0 | 0.037823 | 0.037823
[79 empty] | WLDFR | HFTD - Transmission - Zone 1 - 60/70 kV | Red Flag Warning - Catastrophic Fires | 2040 | 0 | 16832.3912 | 280.5544 | 10192.2718 | 6359.5651 | 3954.3674 | 9.565e-06 | 0 | 0.037823 | 0.037823
[79 empty] | WLDFR | HFTD - Transmission - Zone 1 - 60/70 kV | Red Flag Warning - Catastrophic Fires | 2041 | 0 | 16832.3912 | 280.5544 | 10192.2718 | 6359.5651 | 3954.3674 | 9.565e-06 | 0 | 0.037823 | 0.037823
[79 empty] | WLDFR | HFTD - Transmission - Zone 1 - 60/70 kV | Red Flag Warning - Catastrophic Fires | 2042 | 0 | 16832.3912 | 280.5544 | 10192.2718 | 6359.5651 | 3954.3674 | 9.565e-06 | 0 | 0.037823 | 0.037823
[79 empty] | WLDFR | HFTD - Transmission - Zone 1 - 60/70 kV | Red Flag Warning - Catastrophic Fires | 2043 | 0 | 17672.0852 | 299.42 | 10692.7362 | 6679.929 | 4153.5692 | 9.565e-06 | 0 | 0.039729 | 0.039729
[79 empty] | WLDFR | HFTD - Transmission - Zone 1 - 60/70 kV | Red Flag Warning - Catastrophic Fires | 2044 | 0 | 17672.0852 | 299.42 | 10692.7362 | 6679.929 | 4153.5692 | 9.565e-06 | 0 | 0.039729 | 0.039729
[79 empty] | WLDFR | HFTD - Transmission - Zone 1 - 60/70 kV | Red Flag Warning - Catastrophic Fires | 2045 | 0 | 17672.0852 | 299.42 | 10692.7362 | 6679.929 | 4153.5692 | 9.565e-06 | 0 | 0.039729 | 0.039729
[79 empty] | WLDFR | HFTD - Transmission - Zone 1 - 60/70 kV | Red Flag Warning - Catastrophic Fires | 2046 | 0 | 17672.0852 | 299.42 | 10692.7362 | 6679.929 | 4153.5692 | 9.565e-06 | 0 | 0.039729 | 0.039729
[79 empty] | WLDFR | HFTD - Transmission - Zone 1 - 60/70 kV | Red Flag Warning - Catastrophic Fires | 2047 | 0 | 17672.0852 | 299.42 | 10692.7362 | 6679.929 | 4153.5692 | 9.565e-06 | 0 | 0.039729 | 0.039729
[79 empty] | WLDFR | HFTD - Transmission - Zone 1 - 60/70 kV | Red Flag Warning - Catastrophic Fires | 2048 | 0 | 18552.3348 | 319.4911 | 11216.5626 | 7016.281 | 4362.7123 | 9.565e-06 | 0 | 0.041729 | 0.041729
[79 empty] | WLDFR | HFTD - Transmission - Zone 1 - 60/70 kV | Red Flag Warning - Catastrophic Fires | 2049 | 0 | 18552.3348 | 319.4911 | 11216.5626 | 7016.281 | 4362.7123 | 9.565e-06 | 0 | 0.041729 | 0.041729
[79 empty] | WLDFR | HFTD - Transmission - Zone 1 - 60/70 kV | Red Flag Warning - Catastrophic Fires | 2050 | 0 | 18552.3348 | 319.4911 | 11216.5626 | 7016.281 | 4362.7123 | 9.565e-06 | 0 | 0.041729 | 0.041729
[79 empty] | WLDFR | HFTD - Transmission - Zone 1 - 60/70 kV | Red Flag Warning - Catastrophic Fires | 2051 | 0 | 18552.3348 | 319.4911 | 11216.5626 | 7016.281 | 4362.7123 | 9.565e-06 | 0 | 0.041729 | 0.041729
[79 empty] | WLDFR | HFTD - Transmission - Zone 1 - 60/70 kV | Red Flag Warning - Catastrophic Fires | 2052 | 0 | 18552.3348 | 319.4911 | 11216.5626 | 7016.281 | 4362.7123 | 9.565e-06 | 0 | 0.041729 | 0.041729
[79 empty] | WLDFR | HFTD - Transmission - Zone 1 - 60/70 kV | Red Flag Warning - Catastrophic Fires | 2053 | 0 | 19462.1283 | 340.5356 | 11757.1413 | 7364.4514 | 4579.2041 | 9.565e-06 | 0 | 0.0438 | 0.0438
[79 empty] | WLDFR | HFTD - Transmission - Zone 1 - 60/70 kV | Red Flag Warning - Catastrophic Fires | 2054 | 0 | 19462.1283 | 340.5356 | 11757.1413 | 7364.4514 | 4579.2041 | 9.565e-06 | 0 | 0.0438 | 0.0438
[79 empty] | WLDFR | HFTD - Transmission - Zone 1 - 60/70 kV | Red Flag Warning - Catastrophic Fires | 2055 | 0 | 19462.1283 | 340.5356 | 11757.1413 | 7364.4514 | 4579.2041 | 9.565e-06 | 0 | 0.0438 | 0.0438
[79 empty] | WLDFR | HFTD - Transmission - Zone 1 - 60/70 kV | Red Flag Warning - Large Fires | 2026 | 0 | 5.475 | 0.71896 | 3.0715 | 1.6846 | 1.0475 | 8.1986e-06 | 0 | 8.5877e-06 | 8.5877e-06
[79 empty] | WLDFR | HFTD - Transmission - Zone 1 - 60/70 kV | Red Flag Warning - Large Fires | 2027 | 0 | 5.475 | 0.71896 | 3.0715 | 1.6846 | 1.0475 | 8.1986e-06 | 0 | 8.5877e-06 | 8.5877e-06
[79 empty] | WLDFR | HFTD - Transmission - Zone 1 - 60/70 kV | Red Flag Warning - Large Fires | 2028 | 0 | 5.777 | 0.74734 | 3.238 | 1.7917 | 1.1141 | 8.1986e-06 | 0 | 9.134e-06 | 9.134e-06
[79 empty] | WLDFR | HFTD - Transmission - Zone 1 - 60/70 kV | Red Flag Warning - Large Fires | 2029 | 0 | 5.777 | 0.74734 | 3.238 | 1.7917 | 1.1141 | 8.1986e-06 | 0 | 9.134e-06 | 9.134e-06
[79 empty] | WLDFR | HFTD - Transmission - Zone 1 - 60/70 kV | Red Flag Warning - Large Fires | 2030 | 0 | 5.777 | 0.74734 | 3.238 | 1.7917 | 1.1141 | 8.1986e-06 | 0 | 9.134e-06 | 9.134e-06
[79 empty] | WLDFR | HFTD - Transmission - Zone 1 - 60/70 kV | Red Flag Warning - Large Fires | 2031 | 0 | 5.777 | 0.74734 | 3.238 | 1.7917 | 1.1141 | 8.1986e-06 | 0 | 9.134e-06 | 9.134e-06
[79 empty] | WLDFR | HFTD - Transmission - Zone 1 - 60/70 kV | Red Flag Warning - Large Fires | 2032 | 0 | 5.777 | 0.74734 | 3.238 | 1.7917 | 1.1141 | 8.1986e-06 | 0 | 9.134e-06 | 9.134e-06
[79 empty] | WLDFR | HFTD - Transmission - Zone 1 - 60/70 kV | Red Flag Warning - Large Fires | 2033 | 0 | 6.1205 | 0.77885 | 3.4265 | 1.9151 | 1.1908 | 8.1986e-06 | 0 | 9.7631e-06 | 9.7631e-06
[79 empty] | WLDFR | HFTD - Transmission - Zone 1 - 60/70 kV | Red Flag Warning - Large Fires | 2034 | 0 | 6.1205 | 0.77885 | 3.4265 | 1.9151 | 1.1908 | 8.1986e-06 | 0 | 9.7631e-06 | 9.7631e-06
[79 empty] | WLDFR | HFTD - Transmission - Zone 1 - 60/70 kV | Red Flag Warning - Large Fires | 2035 | 0 | 6.1205 | 0.77885 | 3.4265 | 1.9151 | 1.1908 | 8.1986e-06 | 0 | 9.7631e-06 | 9.7631e-06
[79 empty] | WLDFR | HFTD - Transmission - Zone 1 - 60/70 kV | Red Flag Warning - Large Fires | 2036 | 0 | 6.1205 | 0.77885 | 3.4265 | 1.9151 | 1.1908 | 8.1986e-06 | 0 | 9.7631e-06 | 9.7631e-06
[79 empty] | WLDFR | HFTD - Transmission - Zone 1 - 60/70 kV | Red Flag Warning - Large Fires | 2037 | 0 | 6.1205 | 0.77885 | 3.4265 | 1.9151 | 1.1908 | 8.1986e-06 | 0 | 9.7631e-06 | 9.7631e-06
[79 empty] | WLDFR | HFTD - Transmission - Zone 1 - 60/70 kV | Red Flag Warning - Large Fires | 2038 | 0 | 6.5028 | 0.81304 | 3.6355 | 2.0543 | 1.2773 | 8.1986e-06 | 0 | 1.0472e-05 | 1.0472e-05
[79 empty] | WLDFR | HFTD - Transmission - Zone 1 - 60/70 kV | Red Flag Warning - Large Fires | 2039 | 0 | 6.5028 | 0.81304 | 3.6355 | 2.0543 | 1.2773 | 8.1986e-06 | 0 | 1.0472e-05 | 1.0472e-05
[79 empty] | WLDFR | HFTD - Transmission - Zone 1 - 60/70 kV | Red Flag Warning - Large Fires | 2040 | 0 | 6.5028 | 0.81304 | 3.6355 | 2.0543 | 1.2773 | 8.1986e-06 | 0 | 1.0472e-05 | 1.0472e-05
[79 empty] | WLDFR | HFTD - Transmission - Zone 1 - 60/70 kV | Red Flag Warning - Large Fires | 2041 | 0 | 6.5028 | 0.81304 | 3.6355 | 2.0543 | 1.2773 | 8.1986e-06 | 0 | 1.0472e-05 | 1.0472e-05
[79 empty] | WLDFR | HFTD - Transmission - Zone 1 - 60/70 kV | Red Flag Warning - Large Fires | 2042 | 0 | 6.5028 | 0.81304 | 3.6355 | 2.0543 | 1.2773 | 8.1986e-06 | 0 | 1.0472e-05 | 1.0472e-05
[79 empty] | WLDFR | HFTD - Transmission - Zone 1 - 60/70 kV | Red Flag Warning - Large Fires | 2043 | 0 | 6.9209 | 0.84944 | 3.8632 | 2.2083 | 1.3731 | 8.1986e-06 | 0 | 1.1258e-05 | 1.1258e-05
[79 empty] | WLDFR | HFTD - Transmission - Zone 1 - 60/70 kV | Red Flag Warning - Large Fires | 2044 | 0 | 6.9209 | 0.84944 | 3.8632 | 2.2083 | 1.3731 | 8.1986e-06 | 0 | 1.1258e-05 | 1.1258e-05
[79 empty] | WLDFR | HFTD - Transmission - Zone 1 - 60/70 kV | Red Flag Warning - Large Fires | 2045 | 0 | 6.9209 | 0.84944 | 3.8632 | 2.2083 | 1.3731 | 8.1986e-06 | 0 | 1.1258e-05 | 1.1258e-05
[79 empty] | WLDFR | HFTD - Transmission - Zone 1 - 60/70 kV | Red Flag Warning - Large Fires | 2046 | 0 | 6.9209 | 0.84944 | 3.8632 | 2.2083 | 1.3731 | 8.1986e-06 | 0 | 1.1258e-05 | 1.1258e-05
[79 empty] | WLDFR | HFTD - Transmission - Zone 1 - 60/70 kV | Red Flag Warning - Large Fires | 2047 | 0 | 6.9209 | 0.84944 | 3.8632 | 2.2083 | 1.3731 | 8.1986e-06 | 0 | 1.1258e-05 | 1.1258e-05
[79 empty] | WLDFR | HFTD - Transmission - Zone 1 - 60/70 kV | Red Flag Warning - Large Fires | 2048 | 0 | 7.3713 | 0.88759 | 4.1075 | 2.3763 | 1.4776 | 8.1986e-06 | 0 | 1.2114e-05 | 1.2114e-05
[79 empty] | WLDFR | HFTD - Transmission - Zone 1 - 60/70 kV | Red Flag Warning - Large Fires | 2049 | 0 | 7.3713 | 0.88759 | 4.1075 | 2.3763 | 1.4776 | 8.1986e-06 | 0 | 1.2114e-05 | 1.2114e-05
[79 empty] | WLDFR | HFTD - Transmission - Zone 1 - 60/70 kV | Red Flag Warning - Large Fires | 2050 | 0 | 7.3713 | 0.88759 | 4.1075 | 2.3763 | 1.4776 | 8.1986e-06 | 0 | 1.2114e-05 | 1.2114e-05
[79 empty] | WLDFR | HFTD - Transmission - Zone 1 - 60/70 kV | Red Flag Warning - Large Fires | 2051 | 0 | 7.3713 | 0.88759 | 4.1075 | 2.3763 | 1.4776 | 8.1986e-06 | 0 | 1.2114e-05 | 1.2114e-05
[79 empty] | WLDFR | HFTD - Transmission - Zone 1 - 60/70 kV | Red Flag Warning - Large Fires | 2052 | 0 | 7.3713 | 0.88759 | 4.1075 | 2.3763 | 1.4776 | 8.1986e-06 | 0 | 1.2114e-05 | 1.2114e-05
[79 empty] | WLDFR | HFTD - Transmission - Zone 1 - 60/70 kV | Red Flag Warning - Large Fires | 2053 | 0 | 7.8503 | 0.92702 | 4.3664 | 2.5569 | 1.5899 | 8.1986e-06 | 0 | 1.3035e-05 | 1.3035e-05
[79 empty] | WLDFR | HFTD - Transmission - Zone 1 - 60/70 kV | Red Flag Warning - Large Fires | 2054 | 0 | 7.8503 | 0.92702 | 4.3664 | 2.5569 | 1.5899 | 8.1986e-06 | 0 | 1.3035e-05 | 1.3035e-05
[79 empty] | WLDFR | HFTD - Transmission - Zone 1 - 60/70 kV | Red Flag Warning - Large Fires | 2055 | 0 | 7.8503 | 0.92702 | 4.3664 | 2.5569 | 1.5899 | 8.1986e-06 | 0 | 1.3035e-05 | 1.3035e-05
[79 empty] | WLDFR | HFTD - Transmission - Zone 1 - 60/70 kV | Red Flag Warning - Small Fires | 2026 | 0 | 0.080408 | 0.03759 | 0.0016314 | 0.041187 | 0.02561 | 0.00011265 | 0 | 2.8851e-06 | 2.8851e-06
[79 empty] | WLDFR | HFTD - Transmission - Zone 1 - 60/70 kV | Red Flag Warning - Small Fires | 2027 | 0 | 0.080408 | 0.03759 | 0.0016314 | 0.041187 | 0.02561 | 0.00011265 | 0 | 2.8851e-06 | 2.8851e-06
[79 empty] | WLDFR | HFTD - Transmission - Zone 1 - 60/70 kV | Red Flag Warning - Small Fires | 2028 | 0 | 0.083606 | 0.039055 | 0.001695 | 0.042856 | 0.026648 | 0.00011265 | 0 | 3.002e-06 | 3.002e-06
[79 empty] | WLDFR | HFTD - Transmission - Zone 1 - 60/70 kV | Red Flag Warning - Small Fires | 2029 | 0 | 0.083606 | 0.039055 | 0.001695 | 0.042856 | 0.026648 | 0.00011265 | 0 | 3.002e-06 | 3.002e-06
[79 empty] | WLDFR | HFTD - Transmission - Zone 1 - 60/70 kV | Red Flag Warning - Small Fires | 2030 | 0 | 0.083606 | 0.039055 | 0.001695 | 0.042856 | 0.026648 | 0.00011265 | 0 | 3.002e-06 | 3.002e-06
[79 empty] | WLDFR | HFTD - Transmission - Zone 1 - 60/70 kV | Red Flag Warning - Small Fires | 2031 | 0 | 0.083606 | 0.039055 | 0.001695 | 0.042856 | 0.026648 | 0.00011265 | 0 | 3.002e-06 | 3.002e-06
[79 empty] | WLDFR | HFTD - Transmission - Zone 1 - 60/70 kV | Red Flag Warning - Small Fires | 2032 | 0 | 0.083606 | 0.039055 | 0.001695 | 0.042856 | 0.026648 | 0.00011265 | 0 | 3.002e-06 | 3.002e-06
[79 empty] | WLDFR | HFTD - Transmission - Zone 1 - 60/70 kV | Red Flag Warning - Small Fires | 2033 | 0 | 0.087211 | 0.040679 | 0.0017655 | 0.044766 | 0.027836 | 0.00011265 | 0 | 3.1358e-06 | 3.1358e-06
[79 empty] | WLDFR | HFTD - Transmission - Zone 1 - 60/70 kV | Red Flag Warning - Small Fires | 2034 | 0 | 0.087211 | 0.040679 | 0.0017655 | 0.044766 | 0.027836 | 0.00011265 | 0 | 3.1358e-06 | 3.1358e-06
[79 empty] | WLDFR | HFTD - Transmission - Zone 1 - 60/70 kV | Red Flag Warning - Small Fires | 2035 | 0 | 0.087211 | 0.040679 | 0.0017655 | 0.044766 | 0.027836 | 0.00011265 | 0 | 3.1358e-06 | 3.1358e-06
[79 empty] | WLDFR | HFTD - Transmission - Zone 1 - 60/70 kV | Red Flag Warning - Small Fires | 2036 | 0 | 0.087211 | 0.040679 | 0.0017655 | 0.044766 | 0.027836 | 0.00011265 | 0 | 3.1358e-06 | 3.1358e-06
[79 empty] | WLDFR | HFTD - Transmission - Zone 1 - 60/70 kV | Red Flag Warning - Small Fires | 2037 | 0 | 0.087211 | 0.040679 | 0.0017655 | 0.044766 | 0.027836 | 0.00011265 | 0 | 3.1358e-06 | 3.1358e-06
[79 empty] | WLDFR | HFTD - Transmission - Zone 1 - 60/70 kV | Red Flag Warning - Small Fires | 2038 | 0 | 0.091184 | 0.042438 | 0.0018418 | 0.046905 | 0.029165 | 0.00011265 | 0 | 3.2856e-06 | 3.2856e-06
[79 empty] | WLDFR | HFTD - Transmission - Zone 1 - 60/70 kV | Red Flag Warning - Small Fires | 2039 | 0 | 0.091184 | 0.042438 | 0.0018418 | 0.046905 | 0.029165 | 0.00011265 | 0 | 3.2856e-06 | 3.2856e-06
[79 empty] | WLDFR | HFTD - Transmission - Zone 1 - 60/70 kV | Red Flag Warning - Small Fires | 2040 | 0 | 0.091184 | 0.042438 | 0.0018418 | 0.046905 | 0.029165 | 0.00011265 | 0 | 3.2856e-06 | 3.2856e-06
[79 empty] | WLDFR | HFTD - Transmission - Zone 1 - 60/70 kV | Red Flag Warning - Small Fires | 2041 | 0 | 0.091184 | 0.042438 | 0.0018418 | 0.046905 | 0.029165 | 0.00011265 | 0 | 3.2856e-06 | 3.2856e-06
[79 empty] | WLDFR | HFTD - Transmission - Zone 1 - 60/70 kV | Red Flag Warning - Small Fires | 2042 | 0 | 0.091184 | 0.042438 | 0.0018418 | 0.046905 | 0.029165 | 0.00011265 | 0 | 3.2856e-06 | 3.2856e-06
[79 empty] | WLDFR | HFTD - Transmission - Zone 1 - 60/70 kV | Red Flag Warning - Small Fires | 2043 | 0 | 0.095486 | 0.044306 | 0.0019228 | 0.049257 | 0.030628 | 0.00011265 | 0 | 3.4504e-06 | 3.4504e-06
[79 empty] | WLDFR | HFTD - Transmission - Zone 1 - 60/70 kV | Red Flag Warning - Small Fires | 2044 | 0 | 0.095486 | 0.044306 | 0.0019228 | 0.049257 | 0.030628 | 0.00011265 | 0 | 3.4504e-06 | 3.4504e-06
[79 empty] | WLDFR | HFTD - Transmission - Zone 1 - 60/70 kV | Red Flag Warning - Small Fires | 2045 | 0 | 0.095486 | 0.044306 | 0.0019228 | 0.049257 | 0.030628 | 0.00011265 | 0 | 3.4504e-06 | 3.4504e-06
[79 empty] | WLDFR | HFTD - Transmission - Zone 1 - 60/70 kV | Red Flag Warning - Small Fires | 2046 | 0 | 0.095486 | 0.044306 | 0.0019228 | 0.049257 | 0.030628 | 0.00011265 | 0 | 3.4504e-06 | 3.4504e-06
[79 empty] | WLDFR | HFTD - Transmission - Zone 1 - 60/70 kV | Red Flag Warning - Small Fires | 2047 | 0 | 0.095486 | 0.044306 | 0.0019228 | 0.049257 | 0.030628 | 0.00011265 | 0 | 3.4504e-06 | 3.4504e-06
[79 empty] | WLDFR | HFTD - Transmission - Zone 1 - 60/70 kV | Red Flag Warning - Small Fires | 2048 | 0 | 0.10007 | 0.04626 | 0.0020076 | 0.051804 | 0.032212 | 0.00011265 | 0 | 3.6288e-06 | 3.6288e-06
[79 empty] | WLDFR | HFTD - Transmission - Zone 1 - 60/70 kV | Red Flag Warning - Small Fires | 2049 | 0 | 0.10007 | 0.04626 | 0.0020076 | 0.051804 | 0.032212 | 0.00011265 | 0 | 3.6288e-06 | 3.6288e-06
[79 empty] | WLDFR | HFTD - Transmission - Zone 1 - 60/70 kV | Red Flag Warning - Small Fires | 2050 | 0 | 0.10007 | 0.04626 | 0.0020076 | 0.051804 | 0.032212 | 0.00011265 | 0 | 3.6288e-06 | 3.6288e-06
[79 empty] | WLDFR | HFTD - Transmission - Zone 1 - 60/70 kV | Red Flag Warning - Small Fires | 2051 | 0 | 0.10007 | 0.04626 | 0.0020076 | 0.051804 | 0.032212 | 0.00011265 | 0 | 3.6288e-06 | 3.6288e-06
[79 empty] | WLDFR | HFTD - Transmission - Zone 1 - 60/70 kV | Red Flag Warning - Small Fires | 2052 | 0 | 0.10007 | 0.04626 | 0.0020076 | 0.051804 | 0.032212 | 0.00011265 | 0 | 3.6288e-06 | 3.6288e-06
[79 empty] | WLDFR | HFTD - Transmission - Zone 1 - 60/70 kV | Red Flag Warning - Small Fires | 2053 | 0 | 0.10489 | 0.048274 | 0.002095 | 0.054525 | 0.033904 | 0.00011265 | 0 | 3.8194e-06 | 3.8194e-06
[79 empty] | WLDFR | HFTD - Transmission - Zone 1 - 60/70 kV | Red Flag Warning - Small Fires | 2054 | 0 | 0.10489 | 0.048274 | 0.002095 | 0.054525 | 0.033904 | 0.00011265 | 0 | 3.8194e-06 | 3.8194e-06
[79 empty] | WLDFR | HFTD - Transmission - Zone 1 - 60/70 kV | Red Flag Warning - Small Fires | 2055 | 0 | 0.10489 | 0.048274 | 0.002095 | 0.054525 | 0.033904 | 0.00011265 | 0 | 3.8194e-06 | 3.8194e-06
[79 empty] | WLDFR | non-HFTD - Distribution | Non-Red Flag Warning - Large Fires | 2026 | 0 | 5.475 | 0.71896 | 3.0715 | 1.6846 | 1.0475 | 2.6196e-05 | 0 | 2.744e-05 | 2.744e-05
[79 empty] | WLDFR | non-HFTD - Distribution | Non-Red Flag Warning - Large Fires | 2027 | 0 | 5.475 | 0.71896 | 3.0715 | 1.6846 | 1.0475 | 2.6196e-05 | 0 | 2.744e-05 | 2.744e-05
[79 empty] | WLDFR | non-HFTD - Distribution | Non-Red Flag Warning - Large Fires | 2028 | 0 | 5.777 | 0.74734 | 3.238 | 1.7917 | 1.1141 | 2.6196e-05 | 0 | 2.9185e-05 | 2.9185e-05
[79 empty] | WLDFR | non-HFTD - Distribution | Non-Red Flag Warning - Large Fires | 2029 | 0 | 5.777 | 0.74734 | 3.238 | 1.7917 | 1.1141 | 2.6196e-05 | 0 | 2.9185e-05 | 2.9185e-05
[79 empty] | WLDFR | non-HFTD - Distribution | Non-Red Flag Warning - Large Fires | 2030 | 0 | 5.777 | 0.74734 | 3.238 | 1.7917 | 1.1141 | 2.6196e-05 | 0 | 2.9185e-05 | 2.9185e-05
[79 empty] | WLDFR | non-HFTD - Distribution | Non-Red Flag Warning - Large Fires | 2031 | 0 | 5.777 | 0.74734 | 3.238 | 1.7917 | 1.1141 | 2.6196e-05 | 0 | 2.9185e-05 | 2.9185e-05
[79 empty] | WLDFR | non-HFTD - Distribution | Non-Red Flag Warning - Large Fires | 2032 | 0 | 5.777 | 0.74734 | 3.238 | 1.7917 | 1.1141 | 2.6196e-05 | 0 | 2.9185e-05 | 2.9185e-05
[79 empty] | WLDFR | non-HFTD - Distribution | Non-Red Flag Warning - Large Fires | 2033 | 0 | 6.1205 | 0.77885 | 3.4265 | 1.9151 | 1.1908 | 2.6196e-05 | 0 | 3.1195e-05 | 3.1195e-05
[79 empty] | WLDFR | non-HFTD - Distribution | Non-Red Flag Warning - Large Fires | 2034 | 0 | 6.1205 | 0.77885 | 3.4265 | 1.9151 | 1.1908 | 2.6196e-05 | 0 | 3.1195e-05 | 3.1195e-05
[79 empty] | WLDFR | non-HFTD - Distribution | Non-Red Flag Warning - Large Fires | 2035 | 0 | 6.1205 | 0.77885 | 3.4265 | 1.9151 | 1.1908 | 2.6196e-05 | 0 | 3.1195e-05 | 3.1195e-05
[79 empty] | WLDFR | non-HFTD - Distribution | Non-Red Flag Warning - Large Fires | 2036 | 0 | 6.1205 | 0.77885 | 3.4265 | 1.9151 | 1.1908 | 2.6196e-05 | 0 | 3.1195e-05 | 3.1195e-05
[79 empty] | WLDFR | non-HFTD - Distribution | Non-Red Flag Warning - Large Fires | 2037 | 0 | 6.1205 | 0.77885 | 3.4265 | 1.9151 | 1.1908 | 2.6196e-05 | 0 | 3.1195e-05 | 3.1195e-05
[79 empty] | WLDFR | non-HFTD - Distribution | Non-Red Flag Warning - Large Fires | 2038 | 0 | 6.5028 | 0.81304 | 3.6355 | 2.0543 | 1.2773 | 2.6196e-05 | 0 | 3.3461e-05 | 3.3461e-05
[79 empty] | WLDFR | non-HFTD - Distribution | Non-Red Flag Warning - Large Fires | 2039 | 0 | 6.5028 | 0.81304 | 3.6355 | 2.0543 | 1.2773 | 2.6196e-05 | 0 | 3.3461e-05 | 3.3461e-05
[79 empty] | WLDFR | non-HFTD - Distribution | Non-Red Flag Warning - Large Fires | 2040 | 0 | 6.5028 | 0.81304 | 3.6355 | 2.0543 | 1.2773 | 2.6196e-05 | 0 | 3.3461e-05 | 3.3461e-05
[79 empty] | WLDFR | non-HFTD - Distribution | Non-Red Flag Warning - Large Fires | 2041 | 0 | 6.5028 | 0.81304 | 3.6355 | 2.0543 | 1.2773 | 2.6196e-05 | 0 | 3.3461e-05 | 3.3461e-05
[79 empty] | WLDFR | non-HFTD - Distribution | Non-Red Flag Warning - Large Fires | 2042 | 0 | 6.5028 | 0.81304 | 3.6355 | 2.0543 | 1.2773 | 2.6196e-05 | 0 | 3.3461e-05 | 3.3461e-05
[79 empty] | WLDFR | non-HFTD - Distribution | Non-Red Flag Warning - Large Fires | 2043 | 0 | 6.9209 | 0.84944 | 3.8632 | 2.2083 | 1.3731 | 2.6196e-05 | 0 | 3.5971e-05 | 3.5971e-05
[79 empty] | WLDFR | non-HFTD - Distribution | Non-Red Flag Warning - Large Fires | 2044 | 0 | 6.9209 | 0.84944 | 3.8632 | 2.2083 | 1.3731 | 2.6196e-05 | 0 | 3.5971e-05 | 3.5971e-05
[79 empty] | WLDFR | non-HFTD - Distribution | Non-Red Flag Warning - Large Fires | 2045 | 0 | 6.9209 | 0.84944 | 3.8632 | 2.2083 | 1.3731 | 2.6196e-05 | 0 | 3.5971e-05 | 3.5971e-05
[79 empty] | WLDFR | non-HFTD - Distribution | Non-Red Flag Warning - Large Fires | 2046 | 0 | 6.9209 | 0.84944 | 3.8632 | 2.2083 | 1.3731 | 2.6196e-05 | 0 | 3.5971e-05 | 3.5971e-05
[79 empty] | WLDFR | non-HFTD - Distribution | Non-Red Flag Warning - Large Fires | 2047 | 0 | 6.9209 | 0.84944 | 3.8632 | 2.2083 | 1.3731 | 2.6196e-05 | 0 | 3.5971e-05 | 3.5971e-05
[79 empty] | WLDFR | non-HFTD - Distribution | Non-Red Flag Warning - Large Fires | 2048 | 0 | 7.3713 | 0.88759 | 4.1075 | 2.3763 | 1.4776 | 2.6196e-05 | 0 | 3.8707e-05 | 3.8707e-05
[79 empty] | WLDFR | non-HFTD - Distribution | Non-Red Flag Warning - Large Fires | 2049 | 0 | 7.3713 | 0.88759 | 4.1075 | 2.3763 | 1.4776 | 2.6196e-05 | 0 | 3.8707e-05 | 3.8707e-05
[79 empty] | WLDFR | non-HFTD - Distribution | Non-Red Flag Warning - Large Fires | 2050 | 0 | 7.3713 | 0.88759 | 4.1075 | 2.3763 | 1.4776 | 2.6196e-05 | 0 | 3.8707e-05 | 3.8707e-05
[79 empty] | WLDFR | non-HFTD - Distribution | Non-Red Flag Warning - Large Fires | 2051 | 0 | 7.3713 | 0.88759 | 4.1075 | 2.3763 | 1.4776 | 2.6196e-05 | 0 | 3.8707e-05 | 3.8707e-05
[79 empty] | WLDFR | non-HFTD - Distribution | Non-Red Flag Warning - Large Fires | 2052 | 0 | 7.3713 | 0.88759 | 4.1075 | 2.3763 | 1.4776 | 2.6196e-05 | 0 | 3.8707e-05 | 3.8707e-05
[79 empty] | WLDFR | non-HFTD - Distribution | Non-Red Flag Warning - Large Fires | 2053 | 0 | 7.8503 | 0.92702 | 4.3664 | 2.5569 | 1.5899 | 2.6196e-05 | 0 | 4.1648e-05 | 4.1648e-05
[79 empty] | WLDFR | non-HFTD - Distribution | Non-Red Flag Warning - Large Fires | 2054 | 0 | 7.8503 | 0.92702 | 4.3664 | 2.5569 | 1.5899 | 2.6196e-05 | 0 | 4.1648e-05 | 4.1648e-05
[79 empty] | WLDFR | non-HFTD - Distribution | Non-Red Flag Warning - Large Fires | 2055 | 0 | 7.8503 | 0.92702 | 4.3664 | 2.5569 | 1.5899 | 2.6196e-05 | 0 | 4.1648e-05 | 4.1648e-05
[79 empty] | WLDFR | non-HFTD - Distribution | Non-Red Flag Warning - Small Fires | 2026 | 0 | 0.080408 | 0.03759 | 0.0016314 | 0.041187 | 0.02561 | 0.0054197 | 0 | 0.0001388 | 0.0001388
[79 empty] | WLDFR | non-HFTD - Distribution | Non-Red Flag Warning - Small Fires | 2027 | 0 | 0.080408 | 0.03759 | 0.0016314 | 0.041187 | 0.02561 | 0.0054197 | 0 | 0.0001388 | 0.0001388
[79 empty] | WLDFR | non-HFTD - Distribution | Non-Red Flag Warning - Small Fires | 2028 | 0 | 0.083606 | 0.039055 | 0.001695 | 0.042856 | 0.026648 | 0.0054197 | 0 | 0.00014442 | 0.00014442
[79 empty] | WLDFR | non-HFTD - Distribution | Non-Red Flag Warning - Small Fires | 2029 | 0 | 0.083606 | 0.039055 | 0.001695 | 0.042856 | 0.026648 | 0.0054197 | 0 | 0.00014442 | 0.00014442
[79 empty] | WLDFR | non-HFTD - Distribution | Non-Red Flag Warning - Small Fires | 2030 | 0 | 0.083606 | 0.039055 | 0.001695 | 0.042856 | 0.026648 | 0.0054197 | 0 | 0.00014442 | 0.00014442
[79 empty] | WLDFR | non-HFTD - Distribution | Non-Red Flag Warning - Small Fires | 2031 | 0 | 0.083606 | 0.039055 | 0.001695 | 0.042856 | 0.026648 | 0.0054197 | 0 | 0.00014442 | 0.00014442
[79 empty] | WLDFR | non-HFTD - Distribution | Non-Red Flag Warning - Small Fires | 2032 | 0 | 0.083606 | 0.039055 | 0.001695 | 0.042856 | 0.026648 | 0.0054197 | 0 | 0.00014442 | 0.00014442
[79 empty] | WLDFR | non-HFTD - Distribution | Non-Red Flag Warning - Small Fires | 2033 | 0 | 0.087211 | 0.040679 | 0.0017655 | 0.044766 | 0.027836 | 0.0054197 | 0 | 0.00015086 | 0.00015086
[79 empty] | WLDFR | non-HFTD - Distribution | Non-Red Flag Warning - Small Fires | 2034 | 0 | 0.087211 | 0.040679 | 0.0017655 | 0.044766 | 0.027836 | 0.0054197 | 0 | 0.00015086 | 0.00015086
[79 empty] | WLDFR | non-HFTD - Distribution | Non-Red Flag Warning - Small Fires | 2035 | 0 | 0.087211 | 0.040679 | 0.0017655 | 0.044766 | 0.027836 | 0.0054197 | 0 | 0.00015086 | 0.00015086
[79 empty] | WLDFR | non-HFTD - Distribution | Non-Red Flag Warning - Small Fires | 2036 | 0 | 0.087211 | 0.040679 | 0.0017655 | 0.044766 | 0.027836 | 0.0054197 | 0 | 0.00015086 | 0.00015086
[79 empty] | WLDFR | non-HFTD - Distribution | Non-Red Flag Warning - Small Fires | 2037 | 0 | 0.087211 | 0.040679 | 0.0017655 | 0.044766 | 0.027836 | 0.0054197 | 0 | 0.00015086 | 0.00015086
[79 empty] | WLDFR | non-HFTD - Distribution | Non-Red Flag Warning - Small Fires | 2038 | 0 | 0.091184 | 0.042438 | 0.0018418 | 0.046905 | 0.029165 | 0.0054197 | 0 | 0.00015807 | 0.00015807
[79 empty] | WLDFR | non-HFTD - Distribution | Non-Red Flag Warning - Small Fires | 2039 | 0 | 0.091184 | 0.042438 | 0.0018418 | 0.046905 | 0.029165 | 0.0054197 | 0 | 0.00015807 | 0.00015807
[79 empty] | WLDFR | non-HFTD - Distribution | Non-Red Flag Warning - Small Fires | 2040 | 0 | 0.091184 | 0.042438 | 0.0018418 | 0.046905 | 0.029165 | 0.0054197 | 0 | 0.00015807 | 0.00015807
[79 empty] | WLDFR | non-HFTD - Distribution | Non-Red Flag Warning - Small Fires | 2041 | 0 | 0.091184 | 0.042438 | 0.0018418 | 0.046905 | 0.029165 | 0.0054197 | 0 | 0.00015807 | 0.00015807
[79 empty] | WLDFR | non-HFTD - Distribution | Non-Red Flag Warning - Small Fires | 2042 | 0 | 0.091184 | 0.042438 | 0.0018418 | 0.046905 | 0.029165 | 0.0054197 | 0 | 0.00015807 | 0.00015807
[79 empty] | WLDFR | non-HFTD - Distribution | Non-Red Flag Warning - Small Fires | 2043 | 0 | 0.095486 | 0.044306 | 0.0019228 | 0.049257 | 0.030628 | 0.0054197 | 0 | 0.00016599 | 0.00016599
[79 empty] | WLDFR | non-HFTD - Distribution | Non-Red Flag Warning - Small Fires | 2044 | 0 | 0.095486 | 0.044306 | 0.0019228 | 0.049257 | 0.030628 | 0.0054197 | 0 | 0.00016599 | 0.00016599
[79 empty] | WLDFR | non-HFTD - Distribution | Non-Red Flag Warning - Small Fires | 2045 | 0 | 0.095486 | 0.044306 | 0.0019228 | 0.049257 | 0.030628 | 0.0054197 | 0 | 0.00016599 | 0.00016599
[79 empty] | WLDFR | non-HFTD - Distribution | Non-Red Flag Warning - Small Fires | 2046 | 0 | 0.095486 | 0.044306 | 0.0019228 | 0.049257 | 0.030628 | 0.0054197 | 0 | 0.00016599 | 0.00016599
[79 empty] | WLDFR | non-HFTD - Distribution | Non-Red Flag Warning - Small Fires | 2047 | 0 | 0.095486 | 0.044306 | 0.0019228 | 0.049257 | 0.030628 | 0.0054197 | 0 | 0.00016599 | 0.00016599
[79 empty] | WLDFR | non-HFTD - Distribution | Non-Red Flag Warning - Small Fires | 2048 | 0 | 0.10007 | 0.04626 | 0.0020076 | 0.051804 | 0.032212 | 0.0054197 | 0 | 0.00017458 | 0.00017458
[79 empty] | WLDFR | non-HFTD - Distribution | Non-Red Flag Warning - Small Fires | 2049 | 0 | 0.10007 | 0.04626 | 0.0020076 | 0.051804 | 0.032212 | 0.0054197 | 0 | 0.00017458 | 0.00017458
[79 empty] | WLDFR | non-HFTD - Distribution | Non-Red Flag Warning - Small Fires | 2050 | 0 | 0.10007 | 0.04626 | 0.0020076 | 0.051804 | 0.032212 | 0.0054197 | 0 | 0.00017458 | 0.00017458
[79 empty] | WLDFR | non-HFTD - Distribution | Non-Red Flag Warning - Small Fires | 2051 | 0 | 0.10007 | 0.04626 | 0.0020076 | 0.051804 | 0.032212 | 0.0054197 | 0 | 0.00017458 | 0.00017458
[79 empty] | WLDFR | non-HFTD - Distribution | Non-Red Flag Warning - Small Fires | 2052 | 0 | 0.10007 | 0.04626 | 0.0020076 | 0.051804 | 0.032212 | 0.0054197 | 0 | 0.00017458 | 0.00017458
[79 empty] | WLDFR | non-HFTD - Distribution | Non-Red Flag Warning - Small Fires | 2053 | 0 | 0.10489 | 0.048274 | 0.002095 | 0.054525 | 0.033904 | 0.0054197 | 0 | 0.00018375 | 0.00018375
[79 empty] | WLDFR | non-HFTD - Distribution | Non-Red Flag Warning - Small Fires | 2054 | 0 | 0.10489 | 0.048274 | 0.002095 | 0.054525 | 0.033904 | 0.0054197 | 0 | 0.00018375 | 0.00018375
[79 empty] | WLDFR | non-HFTD - Distribution | Non-Red Flag Warning - Small Fires | 2055 | 0 | 0.10489 | 0.048274 | 0.002095 | 0.054525 | 0.033904 | 0.0054197 | 0 | 0.00018375 | 0.00018375
[79 empty] | WLDFR | non-HFTD - Distribution | Red Flag Warning - Catastrophic Fires | 2026 | 0 | 14664.6376 | 233.2301 | 8896.516 | 5534.8915 | 3441.5867 | 2.4015e-07 | 0 | 0.00082649 | 0.00082649
[79 empty] | WLDFR | non-HFTD - Distribution | Red Flag Warning - Catastrophic Fires | 2027 | 0 | 14664.6376 | 233.2301 | 8896.516 | 5534.8915 | 3441.5867 | 2.4015e-07 | 0 | 0.00082649 | 0.00082649
[79 empty] | WLDFR | non-HFTD - Distribution | Red Flag Warning - Catastrophic Fires | 2028 | 0 | 15317.9909 | 247.273 | 9287.6491 | 5783.0689 | 3595.903 | 2.4015e-07 | 0 | 0.00086355 | 0.00086355
[79 empty] | WLDFR | non-HFTD - Distribution | Red Flag Warning - Catastrophic Fires | 2029 | 0 | 15317.9909 | 247.273 | 9287.6491 | 5783.0689 | 3595.903 | 2.4015e-07 | 0 | 0.00086355 | 0.00086355
[79 empty] | WLDFR | non-HFTD - Distribution | Red Flag Warning - Catastrophic Fires | 2030 | 0 | 15317.9909 | 247.273 | 9287.6491 | 5783.0689 | 3595.903 | 2.4015e-07 | 0 | 0.00086355 | 0.00086355
[79 empty] | WLDFR | non-HFTD - Distribution | Red Flag Warning - Catastrophic Fires | 2031 | 0 | 15317.9909 | 247.273 | 9287.6491 | 5783.0689 | 3595.903 | 2.4015e-07 | 0 | 0.00086355 | 0.00086355
[79 empty] | WLDFR | non-HFTD - Distribution | Red Flag Warning - Catastrophic Fires | 2032 | 0 | 15317.9909 | 247.273 | 9287.6491 | 5783.0689 | 3595.903 | 2.4015e-07 | 0 | 0.00086355 | 0.00086355
[79 empty] | WLDFR | non-HFTD - Distribution | Red Flag Warning - Catastrophic Fires | 2033 | 0 | 16044.1264 | 263.1074 | 9721.74 | 6059.2791 | 3767.65 | 2.4015e-07 | 0 | 0.00090479 | 0.00090479
[79 empty] | WLDFR | non-HFTD - Distribution | Red Flag Warning - Catastrophic Fires | 2034 | 0 | 16044.1264 | 263.1074 | 9721.74 | 6059.2791 | 3767.65 | 2.4015e-07 | 0 | 0.00090479 | 0.00090479
[79 empty] | WLDFR | non-HFTD - Distribution | Red Flag Warning - Catastrophic Fires | 2035 | 0 | 16044.1264 | 263.1074 | 9721.74 | 6059.2791 | 3767.65 | 2.4015e-07 | 0 | 0.00090479 | 0.00090479
[79 empty] | WLDFR | non-HFTD - Distribution | Red Flag Warning - Catastrophic Fires | 2036 | 0 | 16044.1264 | 263.1074 | 9721.74 | 6059.2791 | 3767.65 | 2.4015e-07 | 0 | 0.00090479 | 0.00090479
[79 empty] | WLDFR | non-HFTD - Distribution | Red Flag Warning - Catastrophic Fires | 2037 | 0 | 16044.1264 | 263.1074 | 9721.74 | 6059.2791 | 3767.65 | 2.4015e-07 | 0 | 0.00090479 | 0.00090479
[79 empty] | WLDFR | non-HFTD - Distribution | Red Flag Warning - Catastrophic Fires | 2038 | 0 | 16832.3912 | 280.5544 | 10192.2718 | 6359.5651 | 3954.3674 | 2.4015e-07 | 0 | 0.00094963 | 0.00094963
[79 empty] | WLDFR | non-HFTD - Distribution | Red Flag Warning - Catastrophic Fires | 2039 | 0 | 16832.3912 | 280.5544 | 10192.2718 | 6359.5651 | 3954.3674 | 2.4015e-07 | 0 | 0.00094963 | 0.00094963
[79 empty] | WLDFR | non-HFTD - Distribution | Red Flag Warning - Catastrophic Fires | 2040 | 0 | 16832.3912 | 280.5544 | 10192.2718 | 6359.5651 | 3954.3674 | 2.4015e-07 | 0 | 0.00094963 | 0.00094963
[79 empty] | WLDFR | non-HFTD - Distribution | Red Flag Warning - Catastrophic Fires | 2041 | 0 | 16832.3912 | 280.5544 | 10192.2718 | 6359.5651 | 3954.3674 | 2.4015e-07 | 0 | 0.00094963 | 0.00094963
[79 empty] | WLDFR | non-HFTD - Distribution | Red Flag Warning - Catastrophic Fires | 2042 | 0 | 16832.3912 | 280.5544 | 10192.2718 | 6359.5651 | 3954.3674 | 2.4015e-07 | 0 | 0.00094963 | 0.00094963
[79 empty] | WLDFR | non-HFTD - Distribution | Red Flag Warning - Catastrophic Fires | 2043 | 0 | 17672.0852 | 299.42 | 10692.7362 | 6679.929 | 4153.5692 | 2.4015e-07 | 0 | 0.00099747 | 0.00099747
[79 empty] | WLDFR | non-HFTD - Distribution | Red Flag Warning - Catastrophic Fires | 2044 | 0 | 17672.0852 | 299.42 | 10692.7362 | 6679.929 | 4153.5692 | 2.4015e-07 | 0 | 0.00099747 | 0.00099747
[79 empty] | WLDFR | non-HFTD - Distribution | Red Flag Warning - Catastrophic Fires | 2045 | 0 | 17672.0852 | 299.42 | 10692.7362 | 6679.929 | 4153.5692 | 2.4015e-07 | 0 | 0.00099747 | 0.00099747
[79 empty] | WLDFR | non-HFTD - Distribution | Red Flag Warning - Catastrophic Fires | 2046 | 0 | 17672.0852 | 299.42 | 10692.7362 | 6679.929 | 4153.5692 | 2.4015e-07 | 0 | 0.00099747 | 0.00099747
[79 empty] | WLDFR | non-HFTD - Distribution | Red Flag Warning - Catastrophic Fires | 2047 | 0 | 17672.0852 | 299.42 | 10692.7362 | 6679.929 | 4153.5692 | 2.4015e-07 | 0 | 0.00099747 | 0.00099747
[79 empty] | WLDFR | non-HFTD - Distribution | Red Flag Warning - Catastrophic Fires | 2048 | 0 | 18552.3348 | 319.4911 | 11216.5626 | 7016.281 | 4362.7123 | 2.4015e-07 | 0 | 0.0010477 | 0.0010477
[79 empty] | WLDFR | non-HFTD - Distribution | Red Flag Warning - Catastrophic Fires | 2049 | 0 | 18552.3348 | 319.4911 | 11216.5626 | 7016.281 | 4362.7123 | 2.4015e-07 | 0 | 0.0010477 | 0.0010477
[79 empty] | WLDFR | non-HFTD - Distribution | Red Flag Warning - Catastrophic Fires | 2050 | 0 | 18552.3348 | 319.4911 | 11216.5626 | 7016.281 | 4362.7123 | 2.4015e-07 | 0 | 0.0010477 | 0.0010477
[79 empty] | WLDFR | non-HFTD - Distribution | Red Flag Warning - Catastrophic Fires | 2051 | 0 | 18552.3348 | 319.4911 | 11216.5626 | 7016.281 | 4362.7123 | 2.4015e-07 | 0 | 0.0010477 | 0.0010477
[79 empty] | WLDFR | non-HFTD - Distribution | Red Flag Warning - Catastrophic Fires | 2052 | 0 | 18552.3348 | 319.4911 | 11216.5626 | 7016.281 | 4362.7123 | 2.4015e-07 | 0 | 0.0010477 | 0.0010477
[79 empty] | WLDFR | non-HFTD - Distribution | Red Flag Warning - Catastrophic Fires | 2053 | 0 | 19462.1283 | 340.5356 | 11757.1413 | 7364.4514 | 4579.2041 | 2.4015e-07 | 0 | 0.0010997 | 0.0010997
[79 empty] | WLDFR | non-HFTD - Distribution | Red Flag Warning - Catastrophic Fires | 2054 | 0 | 19462.1283 | 340.5356 | 11757.1413 | 7364.4514 | 4579.2041 | 2.4015e-07 | 0 | 0.0010997 | 0.0010997
[79 empty] | WLDFR | non-HFTD - Distribution | Red Flag Warning - Catastrophic Fires | 2055 | 0 | 19462.1283 | 340.5356 | 11757.1413 | 7364.4514 | 4579.2041 | 2.4015e-07 | 0 | 0.0010997 | 0.0010997
[79 empty] | WLDFR | non-HFTD - Distribution | Red Flag Warning - Large Fires | 2026 | 0 | 5.475 | 0.71896 | 3.0715 | 1.6846 | 1.0475 | 3.0876e-06 | 0 | 3.2342e-06 | 3.2342e-06
[79 empty] | WLDFR | non-HFTD - Distribution | Red Flag Warning - Large Fires | 2027 | 0 | 5.475 | 0.71896 | 3.0715 | 1.6846 | 1.0475 | 3.0876e-06 | 0 | 3.2342e-06 | 3.2342e-06
[79 empty] | WLDFR | non-HFTD - Distribution | Red Flag Warning - Large Fires | 2028 | 0 | 5.777 | 0.74734 | 3.238 | 1.7917 | 1.1141 | 3.0876e-06 | 0 | 3.4399e-06 | 3.4399e-06
[79 empty] | WLDFR | non-HFTD - Distribution | Red Flag Warning - Large Fires | 2029 | 0 | 5.777 | 0.74734 | 3.238 | 1.7917 | 1.1141 | 3.0876e-06 | 0 | 3.4399e-06 | 3.4399e-06
[79 empty] | WLDFR | non-HFTD - Distribution | Red Flag Warning - Large Fires | 2030 | 0 | 5.777 | 0.74734 | 3.238 | 1.7917 | 1.1141 | 3.0876e-06 | 0 | 3.4399e-06 | 3.4399e-06
[79 empty] | WLDFR | non-HFTD - Distribution | Red Flag Warning - Large Fires | 2031 | 0 | 5.777 | 0.74734 | 3.238 | 1.7917 | 1.1141 | 3.0876e-06 | 0 | 3.4399e-06 | 3.4399e-06
[79 empty] | WLDFR | non-HFTD - Distribution | Red Flag Warning - Large Fires | 2032 | 0 | 5.777 | 0.74734 | 3.238 | 1.7917 | 1.1141 | 3.0876e-06 | 0 | 3.4399e-06 | 3.4399e-06
[79 empty] | WLDFR | non-HFTD - Distribution | Red Flag Warning - Large Fires | 2033 | 0 | 6.1205 | 0.77885 | 3.4265 | 1.9151 | 1.1908 | 3.0876e-06 | 0 | 3.6768e-06 | 3.6768e-06
[79 empty] | WLDFR | non-HFTD - Distribution | Red Flag Warning - Large Fires | 2034 | 0 | 6.1205 | 0.77885 | 3.4265 | 1.9151 | 1.1908 | 3.0876e-06 | 0 | 3.6768e-06 | 3.6768e-06
[79 empty] | WLDFR | non-HFTD - Distribution | Red Flag Warning - Large Fires | 2035 | 0 | 6.1205 | 0.77885 | 3.4265 | 1.9151 | 1.1908 | 3.0876e-06 | 0 | 3.6768e-06 | 3.6768e-06
[79 empty] | WLDFR | non-HFTD - Distribution | Red Flag Warning - Large Fires | 2036 | 0 | 6.1205 | 0.77885 | 3.4265 | 1.9151 | 1.1908 | 3.0876e-06 | 0 | 3.6768e-06 | 3.6768e-06
[79 empty] | WLDFR | non-HFTD - Distribution | Red Flag Warning - Large Fires | 2037 | 0 | 6.1205 | 0.77885 | 3.4265 | 1.9151 | 1.1908 | 3.0876e-06 | 0 | 3.6768e-06 | 3.6768e-06
[79 empty] | WLDFR | non-HFTD - Distribution | Red Flag Warning - Large Fires | 2038 | 0 | 6.5028 | 0.81304 | 3.6355 | 2.0543 | 1.2773 | 3.0876e-06 | 0 | 3.9439e-06 | 3.9439e-06
[79 empty] | WLDFR | non-HFTD - Distribution | Red Flag Warning - Large Fires | 2039 | 0 | 6.5028 | 0.81304 | 3.6355 | 2.0543 | 1.2773 | 3.0876e-06 | 0 | 3.9439e-06 | 3.9439e-06
[79 empty] | WLDFR | non-HFTD - Distribution | Red Flag Warning - Large Fires | 2040 | 0 | 6.5028 | 0.81304 | 3.6355 | 2.0543 | 1.2773 | 3.0876e-06 | 0 | 3.9439e-06 | 3.9439e-06
[79 empty] | WLDFR | non-HFTD - Distribution | Red Flag Warning - Large Fires | 2041 | 0 | 6.5028 | 0.81304 | 3.6355 | 2.0543 | 1.2773 | 3.0876e-06 | 0 | 3.9439e-06 | 3.9439e-06
[79 empty] | WLDFR | non-HFTD - Distribution | Red Flag Warning - Large Fires | 2042 | 0 | 6.5028 | 0.81304 | 3.6355 | 2.0543 | 1.2773 | 3.0876e-06 | 0 | 3.9439e-06 | 3.9439e-06
[79 empty] | WLDFR | non-HFTD - Distribution | Red Flag Warning - Large Fires | 2043 | 0 | 6.9209 | 0.84944 | 3.8632 | 2.2083 | 1.3731 | 3.0876e-06 | 0 | 4.2397e-06 | 4.2397e-06
[79 empty] | WLDFR | non-HFTD - Distribution | Red Flag Warning - Large Fires | 2044 | 0 | 6.9209 | 0.84944 | 3.8632 | 2.2083 | 1.3731 | 3.0876e-06 | 0 | 4.2397e-06 | 4.2397e-06
[79 empty] | WLDFR | non-HFTD - Distribution | Red Flag Warning - Large Fires | 2045 | 0 | 6.9209 | 0.84944 | 3.8632 | 2.2083 | 1.3731 | 3.0876e-06 | 0 | 4.2397e-06 | 4.2397e-06
[79 empty] | WLDFR | non-HFTD - Distribution | Red Flag Warning - Large Fires | 2046 | 0 | 6.9209 | 0.84944 | 3.8632 | 2.2083 | 1.3731 | 3.0876e-06 | 0 | 4.2397e-06 | 4.2397e-06
[79 empty] | WLDFR | non-HFTD - Distribution | Red Flag Warning - Large Fires | 2047 | 0 | 6.9209 | 0.84944 | 3.8632 | 2.2083 | 1.3731 | 3.0876e-06 | 0 | 4.2397e-06 | 4.2397e-06
[79 empty] | WLDFR | non-HFTD - Distribution | Red Flag Warning - Large Fires | 2048 | 0 | 7.3713 | 0.88759 | 4.1075 | 2.3763 | 1.4776 | 3.0876e-06 | 0 | 4.5622e-06 | 4.5622e-06
[79 empty] | WLDFR | non-HFTD - Distribution | Red Flag Warning - Large Fires | 2049 | 0 | 7.3713 | 0.88759 | 4.1075 | 2.3763 | 1.4776 | 3.0876e-06 | 0 | 4.5622e-06 | 4.5622e-06
[79 empty] | WLDFR | non-HFTD - Distribution | Red Flag Warning - Large Fires | 2050 | 0 | 7.3713 | 0.88759 | 4.1075 | 2.3763 | 1.4776 | 3.0876e-06 | 0 | 4.5622e-06 | 4.5622e-06
[79 empty] | WLDFR | non-HFTD - Distribution | Red Flag Warning - Large Fires | 2051 | 0 | 7.3713 | 0.88759 | 4.1075 | 2.3763 | 1.4776 | 3.0876e-06 | 0 | 4.5622e-06 | 4.5622e-06
[79 empty] | WLDFR | non-HFTD - Distribution | Red Flag Warning - Large Fires | 2052 | 0 | 7.3713 | 0.88759 | 4.1075 | 2.3763 | 1.4776 | 3.0876e-06 | 0 | 4.5622e-06 | 4.5622e-06
[79 empty] | WLDFR | non-HFTD - Distribution | Red Flag Warning - Large Fires | 2053 | 0 | 7.8503 | 0.92702 | 4.3664 | 2.5569 | 1.5899 | 3.0876e-06 | 0 | 4.9088e-06 | 4.9088e-06
[79 empty] | WLDFR | non-HFTD - Distribution | Red Flag Warning - Large Fires | 2054 | 0 | 7.8503 | 0.92702 | 4.3664 | 2.5569 | 1.5899 | 3.0876e-06 | 0 | 4.9088e-06 | 4.9088e-06
[79 empty] | WLDFR | non-HFTD - Distribution | Red Flag Warning - Large Fires | 2055 | 0 | 7.8503 | 0.92702 | 4.3664 | 2.5569 | 1.5899 | 3.0876e-06 | 0 | 4.9088e-06 | 4.9088e-06
[79 empty] | WLDFR | non-HFTD - Distribution | Red Flag Warning - Small Fires | 2026 | 0 | 0.080408 | 0.03759 | 0.0016314 | 0.041187 | 0.02561 | 0.00031957 | 0 | 8.1841e-06 | 8.1841e-06
[79 empty] | WLDFR | non-HFTD - Distribution | Red Flag Warning - Small Fires | 2027 | 0 | 0.080408 | 0.03759 | 0.0016314 | 0.041187 | 0.02561 | 0.00031957 | 0 | 8.1841e-06 | 8.1841e-06
[79 empty] | WLDFR | non-HFTD - Distribution | Red Flag Warning - Small Fires | 2028 | 0 | 0.083606 | 0.039055 | 0.001695 | 0.042856 | 0.026648 | 0.00031957 | 0 | 8.5158e-06 | 8.5158e-06
[79 empty] | WLDFR | non-HFTD - Distribution | Red Flag Warning - Small Fires | 2029 | 0 | 0.083606 | 0.039055 | 0.001695 | 0.042856 | 0.026648 | 0.00031957 | 0 | 8.5158e-06 | 8.5158e-06
[79 empty] | WLDFR | non-HFTD - Distribution | Red Flag Warning - Small Fires | 2030 | 0 | 0.083606 | 0.039055 | 0.001695 | 0.042856 | 0.026648 | 0.00031957 | 0 | 8.5158e-06 | 8.5158e-06
[79 empty] | WLDFR | non-HFTD - Distribution | Red Flag Warning - Small Fires | 2031 | 0 | 0.083606 | 0.039055 | 0.001695 | 0.042856 | 0.026648 | 0.00031957 | 0 | 8.5158e-06 | 8.5158e-06
[79 empty] | WLDFR | non-HFTD - Distribution | Red Flag Warning - Small Fires | 2032 | 0 | 0.083606 | 0.039055 | 0.001695 | 0.042856 | 0.026648 | 0.00031957 | 0 | 8.5158e-06 | 8.5158e-06
[79 empty] | WLDFR | non-HFTD - Distribution | Red Flag Warning - Small Fires | 2033 | 0 | 0.087211 | 0.040679 | 0.0017655 | 0.044766 | 0.027836 | 0.00031957 | 0 | 8.8954e-06 | 8.8954e-06
[79 empty] | WLDFR | non-HFTD - Distribution | Red Flag Warning - Small Fires | 2034 | 0 | 0.087211 | 0.040679 | 0.0017655 | 0.044766 | 0.027836 | 0.00031957 | 0 | 8.8954e-06 | 8.8954e-06
[79 empty] | WLDFR | non-HFTD - Distribution | Red Flag Warning - Small Fires | 2035 | 0 | 0.087211 | 0.040679 | 0.0017655 | 0.044766 | 0.027836 | 0.00031957 | 0 | 8.8954e-06 | 8.8954e-06
[79 empty] | WLDFR | non-HFTD - Distribution | Red Flag Warning - Small Fires | 2036 | 0 | 0.087211 | 0.040679 | 0.0017655 | 0.044766 | 0.027836 | 0.00031957 | 0 | 8.8954e-06 | 8.8954e-06
[79 empty] | WLDFR | non-HFTD - Distribution | Red Flag Warning - Small Fires | 2037 | 0 | 0.087211 | 0.040679 | 0.0017655 | 0.044766 | 0.027836 | 0.00031957 | 0 | 8.8954e-06 | 8.8954e-06
[79 empty] | WLDFR | non-HFTD - Distribution | Red Flag Warning - Small Fires | 2038 | 0 | 0.091184 | 0.042438 | 0.0018418 | 0.046905 | 0.029165 | 0.00031957 | 0 | 9.3203e-06 | 9.3203e-06
[79 empty] | WLDFR | non-HFTD - Distribution | Red Flag Warning - Small Fires | 2039 | 0 | 0.091184 | 0.042438 | 0.0018418 | 0.046905 | 0.029165 | 0.00031957 | 0 | 9.3203e-06 | 9.3203e-06
[79 empty] | WLDFR | non-HFTD - Distribution | Red Flag Warning - Small Fires | 2040 | 0 | 0.091184 | 0.042438 | 0.0018418 | 0.046905 | 0.029165 | 0.00031957 | 0 | 9.3203e-06 | 9.3203e-06
[79 empty] | WLDFR | non-HFTD - Distribution | Red Flag Warning - Small Fires | 2041 | 0 | 0.091184 | 0.042438 | 0.0018418 | 0.046905 | 0.029165 | 0.00031957 | 0 | 9.3203e-06 | 9.3203e-06
[79 empty] | WLDFR | non-HFTD - Distribution | Red Flag Warning - Small Fires | 2042 | 0 | 0.091184 | 0.042438 | 0.0018418 | 0.046905 | 0.029165 | 0.00031957 | 0 | 9.3203e-06 | 9.3203e-06
[79 empty] | WLDFR | non-HFTD - Distribution | Red Flag Warning - Small Fires | 2043 | 0 | 0.095486 | 0.044306 | 0.0019228 | 0.049257 | 0.030628 | 0.00031957 | 0 | 9.7877e-06 | 9.7877e-06
[79 empty] | WLDFR | non-HFTD - Distribution | Red Flag Warning - Small Fires | 2044 | 0 | 0.095486 | 0.044306 | 0.0019228 | 0.049257 | 0.030628 | 0.00031957 | 0 | 9.7877e-06 | 9.7877e-06
[79 empty] | WLDFR | non-HFTD - Distribution | Red Flag Warning - Small Fires | 2045 | 0 | 0.095486 | 0.044306 | 0.0019228 | 0.049257 | 0.030628 | 0.00031957 | 0 | 9.7877e-06 | 9.7877e-06
[79 empty] | WLDFR | non-HFTD - Distribution | Red Flag Warning - Small Fires | 2046 | 0 | 0.095486 | 0.044306 | 0.0019228 | 0.049257 | 0.030628 | 0.00031957 | 0 | 9.7877e-06 | 9.7877e-06
[79 empty] | WLDFR | non-HFTD - Distribution | Red Flag Warning - Small Fires | 2047 | 0 | 0.095486 | 0.044306 | 0.0019228 | 0.049257 | 0.030628 | 0.00031957 | 0 | 9.7877e-06 | 9.7877e-06
[79 empty] | WLDFR | non-HFTD - Distribution | Red Flag Warning - Small Fires | 2048 | 0 | 0.10007 | 0.04626 | 0.0020076 | 0.051804 | 0.032212 | 0.00031957 | 0 | 1.0294e-05 | 1.0294e-05
[79 empty] | WLDFR | non-HFTD - Distribution | Red Flag Warning - Small Fires | 2049 | 0 | 0.10007 | 0.04626 | 0.0020076 | 0.051804 | 0.032212 | 0.00031957 | 0 | 1.0294e-05 | 1.0294e-05
[79 empty] | WLDFR | non-HFTD - Distribution | Red Flag Warning - Small Fires | 2050 | 0 | 0.10007 | 0.04626 | 0.0020076 | 0.051804 | 0.032212 | 0.00031957 | 0 | 1.0294e-05 | 1.0294e-05
[79 empty] | WLDFR | non-HFTD - Distribution | Red Flag Warning - Small Fires | 2051 | 0 | 0.10007 | 0.04626 | 0.0020076 | 0.051804 | 0.032212 | 0.00031957 | 0 | 1.0294e-05 | 1.0294e-05
[79 empty] | WLDFR | non-HFTD - Distribution | Red Flag Warning - Small Fires | 2052 | 0 | 0.10007 | 0.04626 | 0.0020076 | 0.051804 | 0.032212 | 0.00031957 | 0 | 1.0294e-05 | 1.0294e-05
[79 empty] | WLDFR | non-HFTD - Distribution | Red Flag Warning - Small Fires | 2053 | 0 | 0.10489 | 0.048274 | 0.002095 | 0.054525 | 0.033904 | 0.00031957 | 0 | 1.0834e-05 | 1.0834e-05
[79 empty] | WLDFR | non-HFTD - Distribution | Red Flag Warning - Small Fires | 2054 | 0 | 0.10489 | 0.048274 | 0.002095 | 0.054525 | 0.033904 | 0.00031957 | 0 | 1.0834e-05 | 1.0834e-05
[79 empty] | WLDFR | non-HFTD - Distribution | Red Flag Warning - Small Fires | 2055 | 0 | 0.10489 | 0.048274 | 0.002095 | 0.054525 | 0.033904 | 0.00031957 | 0 | 1.0834e-05 | 1.0834e-05
[79 empty] | WLDFR | non-HFTD - Distribution | Seismic - Red Flag Warning - Catastrophic Fires | 2026 | 0 | 21835.9781 | 428.6023 | 13939.561 | 7467.8148 | 4643.4753 | 2.8498e-10 | 0 | 1.3233e-06 | 1.3233e-06
[79 empty] | WLDFR | non-HFTD - Distribution | Seismic - Red Flag Warning - Catastrophic Fires | 2027 | 0 | 21835.9781 | 428.6023 | 13939.561 | 7467.8148 | 4643.4753 | 2.8498e-10 | 0 | 1.3233e-06 | 1.3233e-06
[79 empty] | WLDFR | non-HFTD - Distribution | Seismic - Red Flag Warning - Catastrophic Fires | 2028 | 0 | 22783.187 | 453.261 | 14531.3357 | 7798.5904 | 4849.151 | 2.8498e-10 | 0 | 1.3819e-06 | 1.3819e-06
[79 empty] | WLDFR | non-HFTD - Distribution | Seismic - Red Flag Warning - Catastrophic Fires | 2029 | 0 | 22783.187 | 453.261 | 14531.3357 | 7798.5904 | 4849.151 | 2.8498e-10 | 0 | 1.3819e-06 | 1.3819e-06
[79 empty] | WLDFR | non-HFTD - Distribution | Seismic - Red Flag Warning - Catastrophic Fires | 2030 | 0 | 22783.187 | 453.261 | 14531.3357 | 7798.5904 | 4849.151 | 2.8498e-10 | 0 | 1.3819e-06 | 1.3819e-06
[79 empty] | WLDFR | non-HFTD - Distribution | Seismic - Red Flag Warning - Catastrophic Fires | 2031 | 0 | 22783.187 | 453.261 | 14531.3357 | 7798.5904 | 4849.151 | 2.8498e-10 | 0 | 1.3819e-06 | 1.3819e-06
[79 empty] | WLDFR | non-HFTD - Distribution | Seismic - Red Flag Warning - Catastrophic Fires | 2032 | 0 | 22783.187 | 453.261 | 14531.3357 | 7798.5904 | 4849.151 | 2.8498e-10 | 0 | 1.3819e-06 | 1.3819e-06
[79 empty] | WLDFR | non-HFTD - Distribution | Seismic - Red Flag Warning - Catastrophic Fires | 2033 | 0 | 23835.2641 | 480.9649 | 15187.7294 | 8166.5698 | 5077.96 | 2.8498e-10 | 0 | 1.4471e-06 | 1.4471e-06
[79 empty] | WLDFR | non-HFTD - Distribution | Seismic - Red Flag Warning - Catastrophic Fires | 2034 | 0 | 23835.2641 | 480.9649 | 15187.7294 | 8166.5698 | 5077.96 | 2.8498e-10 | 0 | 1.4471e-06 | 1.4471e-06
[79 empty] | WLDFR | non-HFTD - Distribution | Seismic - Red Flag Warning - Catastrophic Fires | 2035 | 0 | 23835.2641 | 480.9649 | 15187.7294 | 8166.5698 | 5077.96 | 2.8498e-10 | 0 | 1.4471e-06 | 1.4471e-06
[79 empty] | WLDFR | non-HFTD - Distribution | Seismic - Red Flag Warning - Catastrophic Fires | 2036 | 0 | 23835.2641 | 480.9649 | 15187.7294 | 8166.5698 | 5077.96 | 2.8498e-10 | 0 | 1.4471e-06 | 1.4471e-06
[79 empty] | WLDFR | non-HFTD - Distribution | Seismic - Red Flag Warning - Catastrophic Fires | 2037 | 0 | 23835.2641 | 480.9649 | 15187.7294 | 8166.5698 | 5077.96 | 2.8498e-10 | 0 | 1.4471e-06 | 1.4471e-06
[79 empty] | WLDFR | non-HFTD - Distribution | Seismic - Red Flag Warning - Catastrophic Fires | 2038 | 0 | 24976.6418 | 511.3745 | 15898.8237 | 8566.4437 | 5326.601 | 2.8498e-10 | 0 | 1.518e-06 | 1.518e-06
[79 empty] | WLDFR | non-HFTD - Distribution | Seismic - Red Flag Warning - Catastrophic Fires | 2039 | 0 | 24976.6418 | 511.3745 | 15898.8237 | 8566.4437 | 5326.601 | 2.8498e-10 | 0 | 1.518e-06 | 1.518e-06
[79 empty] | WLDFR | non-HFTD - Distribution | Seismic - Red Flag Warning - Catastrophic Fires | 2040 | 0 | 24976.6418 | 511.3745 | 15898.8237 | 8566.4437 | 5326.601 | 2.8498e-10 | 0 | 1.518e-06 | 1.518e-06
[79 empty] | WLDFR | non-HFTD - Distribution | Seismic - Red Flag Warning - Catastrophic Fires | 2041 | 0 | 24976.6418 | 511.3745 | 15898.8237 | 8566.4437 | 5326.601 | 2.8498e-10 | 0 | 1.518e-06 | 1.518e-06
[79 empty] | WLDFR | non-HFTD - Distribution | Seismic - Red Flag Warning - Catastrophic Fires | 2042 | 0 | 24976.6418 | 511.3745 | 15898.8237 | 8566.4437 | 5326.601 | 2.8498e-10 | 0 | 1.518e-06 | 1.518e-06
[79 empty] | WLDFR | non-HFTD - Distribution | Seismic - Red Flag Warning - Catastrophic Fires | 2043 | 0 | 26191.7278 | 544.1291 | 16654.7414 | 8992.8573 | 5591.7443 | 2.8498e-10 | 0 | 1.5936e-06 | 1.5936e-06
[79 empty] | WLDFR | non-HFTD - Distribution | Seismic - Red Flag Warning - Catastrophic Fires | 2044 | 0 | 26191.7278 | 544.1291 | 16654.7414 | 8992.8573 | 5591.7443 | 2.8498e-10 | 0 | 1.5936e-06 | 1.5936e-06
[79 empty] | WLDFR | non-HFTD - Distribution | Seismic - Red Flag Warning - Catastrophic Fires | 2045 | 0 | 26191.7278 | 544.1291 | 16654.7414 | 8992.8573 | 5591.7443 | 2.8498e-10 | 0 | 1.5936e-06 | 1.5936e-06
[79 empty] | WLDFR | non-HFTD - Distribution | Seismic - Red Flag Warning - Catastrophic Fires | 2046 | 0 | 26191.7278 | 544.1291 | 16654.7414 | 8992.8573 | 5591.7443 | 2.8498e-10 | 0 | 1.5936e-06 | 1.5936e-06
[79 empty] | WLDFR | non-HFTD - Distribution | Seismic - Red Flag Warning - Catastrophic Fires | 2047 | 0 | 26191.7278 | 544.1291 | 16654.7414 | 8992.8573 | 5591.7443 | 2.8498e-10 | 0 | 1.5936e-06 | 1.5936e-06
[79 empty] | WLDFR | non-HFTD - Distribution | Seismic - Red Flag Warning - Catastrophic Fires | 2048 | 0 | 27464.7227 | 578.8407 | 17445.538 | 9440.3441 | 5869.9909 | 2.8498e-10 | 0 | 1.6729e-06 | 1.6729e-06
[79 empty] | WLDFR | non-HFTD - Distribution | Seismic - Red Flag Warning - Catastrophic Fires | 2049 | 0 | 27464.7227 | 578.8407 | 17445.538 | 9440.3441 | 5869.9909 | 2.8498e-10 | 0 | 1.6729e-06 | 1.6729e-06
[79 empty] | WLDFR | non-HFTD - Distribution | Seismic - Red Flag Warning - Catastrophic Fires | 2050 | 0 | 27464.7227 | 578.8407 | 17445.538 | 9440.3441 | 5869.9909 | 2.8498e-10 | 0 | 1.6729e-06 | 1.6729e-06
[79 empty] | WLDFR | non-HFTD - Distribution | Seismic - Red Flag Warning - Catastrophic Fires | 2051 | 0 | 27464.7227 | 578.8407 | 17445.538 | 9440.3441 | 5869.9909 | 2.8498e-10 | 0 | 1.6729e-06 | 1.6729e-06
[79 empty] | WLDFR | non-HFTD - Distribution | Seismic - Red Flag Warning - Catastrophic Fires | 2052 | 0 | 27464.7227 | 578.8407 | 17445.538 | 9440.3441 | 5869.9909 | 2.8498e-10 | 0 | 1.6729e-06 | 1.6729e-06
[79 empty] | WLDFR | non-HFTD - Distribution | Seismic - Red Flag Warning - Catastrophic Fires | 2053 | 0 | 28779.6694 | 615.0952 | 18261.2327 | 9903.3415 | 6157.8819 | 2.8498e-10 | 0 | 1.7549e-06 | 1.7549e-06
[79 empty] | WLDFR | non-HFTD - Distribution | Seismic - Red Flag Warning - Catastrophic Fires | 2054 | 0 | 28779.6694 | 615.0952 | 18261.2327 | 9903.3415 | 6157.8819 | 2.8498e-10 | 0 | 1.7549e-06 | 1.7549e-06
[79 empty] | WLDFR | non-HFTD - Distribution | Seismic - Red Flag Warning - Catastrophic Fires | 2055 | 0 | 28779.6694 | 615.0952 | 18261.2327 | 9903.3415 | 6157.8819 | 2.8498e-10 | 0 | 1.7549e-06 | 1.7549e-06
[79 empty] | WLDFR | non-HFTD - Transmission - 115 kV or Lower | Non-Red Flag Warning - Large Fires | 2026 | 0 | 5.475 | 0.71896 | 3.0715 | 1.6846 | 1.0475 | 5.103e-06 | 0 | 5.3452e-06 | 5.3452e-06
[79 empty] | WLDFR | non-HFTD - Transmission - 115 kV or Lower | Non-Red Flag Warning - Large Fires | 2027 | 0 | 5.475 | 0.71896 | 3.0715 | 1.6846 | 1.0475 | 5.103e-06 | 0 | 5.3452e-06 | 5.3452e-06
[79 empty] | WLDFR | non-HFTD - Transmission - 115 kV or Lower | Non-Red Flag Warning - Large Fires | 2028 | 0 | 5.777 | 0.74734 | 3.238 | 1.7917 | 1.1141 | 5.103e-06 | 0 | 5.6852e-06 | 5.6852e-06
[79 empty] | WLDFR | non-HFTD - Transmission - 115 kV or Lower | Non-Red Flag Warning - Large Fires | 2029 | 0 | 5.777 | 0.74734 | 3.238 | 1.7917 | 1.1141 | 5.103e-06 | 0 | 5.6852e-06 | 5.6852e-06
[79 empty] | WLDFR | non-HFTD - Transmission - 115 kV or Lower | Non-Red Flag Warning - Large Fires | 2030 | 0 | 5.777 | 0.74734 | 3.238 | 1.7917 | 1.1141 | 5.103e-06 | 0 | 5.6852e-06 | 5.6852e-06
[79 empty] | WLDFR | non-HFTD - Transmission - 115 kV or Lower | Non-Red Flag Warning - Large Fires | 2031 | 0 | 5.777 | 0.74734 | 3.238 | 1.7917 | 1.1141 | 5.103e-06 | 0 | 5.6852e-06 | 5.6852e-06
[79 empty] | WLDFR | non-HFTD - Transmission - 115 kV or Lower | Non-Red Flag Warning - Large Fires | 2032 | 0 | 5.777 | 0.74734 | 3.238 | 1.7917 | 1.1141 | 5.103e-06 | 0 | 5.6852e-06 | 5.6852e-06
[79 empty] | WLDFR | non-HFTD - Transmission - 115 kV or Lower | Non-Red Flag Warning - Large Fires | 2033 | 0 | 6.1205 | 0.77885 | 3.4265 | 1.9151 | 1.1908 | 5.103e-06 | 0 | 6.0768e-06 | 6.0768e-06
[79 empty] | WLDFR | non-HFTD - Transmission - 115 kV or Lower | Non-Red Flag Warning - Large Fires | 2034 | 0 | 6.1205 | 0.77885 | 3.4265 | 1.9151 | 1.1908 | 5.103e-06 | 0 | 6.0768e-06 | 6.0768e-06
[79 empty] | WLDFR | non-HFTD - Transmission - 115 kV or Lower | Non-Red Flag Warning - Large Fires | 2035 | 0 | 6.1205 | 0.77885 | 3.4265 | 1.9151 | 1.1908 | 5.103e-06 | 0 | 6.0768e-06 | 6.0768e-06
[79 empty] | WLDFR | non-HFTD - Transmission - 115 kV or Lower | Non-Red Flag Warning - Large Fires | 2036 | 0 | 6.1205 | 0.77885 | 3.4265 | 1.9151 | 1.1908 | 5.103e-06 | 0 | 6.0768e-06 | 6.0768e-06
[79 empty] | WLDFR | non-HFTD - Transmission - 115 kV or Lower | Non-Red Flag Warning - Large Fires | 2037 | 0 | 6.1205 | 0.77885 | 3.4265 | 1.9151 | 1.1908 | 5.103e-06 | 0 | 6.0768e-06 | 6.0768e-06
[79 empty] | WLDFR | non-HFTD - Transmission - 115 kV or Lower | Non-Red Flag Warning - Large Fires | 2038 | 0 | 6.5028 | 0.81304 | 3.6355 | 2.0543 | 1.2773 | 5.103e-06 | 0 | 6.5182e-06 | 6.5182e-06
[79 empty] | WLDFR | non-HFTD - Transmission - 115 kV or Lower | Non-Red Flag Warning - Large Fires | 2039 | 0 | 6.5028 | 0.81304 | 3.6355 | 2.0543 | 1.2773 | 5.103e-06 | 0 | 6.5182e-06 | 6.5182e-06
[79 empty] | WLDFR | non-HFTD - Transmission - 115 kV or Lower | Non-Red Flag Warning - Large Fires | 2040 | 0 | 6.5028 | 0.81304 | 3.6355 | 2.0543 | 1.2773 | 5.103e-06 | 0 | 6.5182e-06 | 6.5182e-06
[79 empty] | WLDFR | non-HFTD - Transmission - 115 kV or Lower | Non-Red Flag Warning - Large Fires | 2041 | 0 | 6.5028 | 0.81304 | 3.6355 | 2.0543 | 1.2773 | 5.103e-06 | 0 | 6.5182e-06 | 6.5182e-06
[79 empty] | WLDFR | non-HFTD - Transmission - 115 kV or Lower | Non-Red Flag Warning - Large Fires | 2042 | 0 | 6.5028 | 0.81304 | 3.6355 | 2.0543 | 1.2773 | 5.103e-06 | 0 | 6.5182e-06 | 6.5182e-06
[79 empty] | WLDFR | non-HFTD - Transmission - 115 kV or Lower | Non-Red Flag Warning - Large Fires | 2043 | 0 | 6.9209 | 0.84944 | 3.8632 | 2.2083 | 1.3731 | 5.103e-06 | 0 | 7.007e-06 | 7.007e-06
[79 empty] | WLDFR | non-HFTD - Transmission - 115 kV or Lower | Non-Red Flag Warning - Large Fires | 2044 | 0 | 6.9209 | 0.84944 | 3.8632 | 2.2083 | 1.3731 | 5.103e-06 | 0 | 7.007e-06 | 7.007e-06
[79 empty] | WLDFR | non-HFTD - Transmission - 115 kV or Lower | Non-Red Flag Warning - Large Fires | 2045 | 0 | 6.9209 | 0.84944 | 3.8632 | 2.2083 | 1.3731 | 5.103e-06 | 0 | 7.007e-06 | 7.007e-06
[79 empty] | WLDFR | non-HFTD - Transmission - 115 kV or Lower | Non-Red Flag Warning - Large Fires | 2046 | 0 | 6.9209 | 0.84944 | 3.8632 | 2.2083 | 1.3731 | 5.103e-06 | 0 | 7.007e-06 | 7.007e-06
[79 empty] | WLDFR | non-HFTD - Transmission - 115 kV or Lower | Non-Red Flag Warning - Large Fires | 2047 | 0 | 6.9209 | 0.84944 | 3.8632 | 2.2083 | 1.3731 | 5.103e-06 | 0 | 7.007e-06 | 7.007e-06
[79 empty] | WLDFR | non-HFTD - Transmission - 115 kV or Lower | Non-Red Flag Warning - Large Fires | 2048 | 0 | 7.3713 | 0.88759 | 4.1075 | 2.3763 | 1.4776 | 5.103e-06 | 0 | 7.54e-06 | 7.54e-06
[79 empty] | WLDFR | non-HFTD - Transmission - 115 kV or Lower | Non-Red Flag Warning - Large Fires | 2049 | 0 | 7.3713 | 0.88759 | 4.1075 | 2.3763 | 1.4776 | 5.103e-06 | 0 | 7.54e-06 | 7.54e-06
[79 empty] | WLDFR | non-HFTD - Transmission - 115 kV or Lower | Non-Red Flag Warning - Large Fires | 2050 | 0 | 7.3713 | 0.88759 | 4.1075 | 2.3763 | 1.4776 | 5.103e-06 | 0 | 7.54e-06 | 7.54e-06
[79 empty] | WLDFR | non-HFTD - Transmission - 115 kV or Lower | Non-Red Flag Warning - Large Fires | 2051 | 0 | 7.3713 | 0.88759 | 4.1075 | 2.3763 | 1.4776 | 5.103e-06 | 0 | 7.54e-06 | 7.54e-06
[79 empty] | WLDFR | non-HFTD - Transmission - 115 kV or Lower | Non-Red Flag Warning - Large Fires | 2052 | 0 | 7.3713 | 0.88759 | 4.1075 | 2.3763 | 1.4776 | 5.103e-06 | 0 | 7.54e-06 | 7.54e-06
[79 empty] | WLDFR | non-HFTD - Transmission - 115 kV or Lower | Non-Red Flag Warning - Large Fires | 2053 | 0 | 7.8503 | 0.92702 | 4.3664 | 2.5569 | 1.5899 | 5.103e-06 | 0 | 8.113e-06 | 8.113e-06
[79 empty] | WLDFR | non-HFTD - Transmission - 115 kV or Lower | Non-Red Flag Warning - Large Fires | 2054 | 0 | 7.8503 | 0.92702 | 4.3664 | 2.5569 | 1.5899 | 5.103e-06 | 0 | 8.113e-06 | 8.113e-06
[79 empty] | WLDFR | non-HFTD - Transmission - 115 kV or Lower | Non-Red Flag Warning - Large Fires | 2055 | 0 | 7.8503 | 0.92702 | 4.3664 | 2.5569 | 1.5899 | 5.103e-06 | 0 | 8.113e-06 | 8.113e-06
[79 empty] | WLDFR | non-HFTD - Transmission - 115 kV or Lower | Non-Red Flag Warning - Small Fires | 2026 | 0 | 0.080408 | 0.03759 | 0.0016314 | 0.041187 | 0.02561 | 0.0010558 | 0 | 2.7038e-05 | 2.7038e-05
[79 empty] | WLDFR | non-HFTD - Transmission - 115 kV or Lower | Non-Red Flag Warning - Small Fires | 2027 | 0 | 0.080408 | 0.03759 | 0.0016314 | 0.041187 | 0.02561 | 0.0010558 | 0 | 2.7038e-05 | 2.7038e-05
[79 empty] | WLDFR | non-HFTD - Transmission - 115 kV or Lower | Non-Red Flag Warning - Small Fires | 2028 | 0 | 0.083606 | 0.039055 | 0.001695 | 0.042856 | 0.026648 | 0.0010558 | 0 | 2.8134e-05 | 2.8134e-05
[79 empty] | WLDFR | non-HFTD - Transmission - 115 kV or Lower | Non-Red Flag Warning - Small Fires | 2029 | 0 | 0.083606 | 0.039055 | 0.001695 | 0.042856 | 0.026648 | 0.0010558 | 0 | 2.8134e-05 | 2.8134e-05
[79 empty] | WLDFR | non-HFTD - Transmission - 115 kV or Lower | Non-Red Flag Warning - Small Fires | 2030 | 0 | 0.083606 | 0.039055 | 0.001695 | 0.042856 | 0.026648 | 0.0010558 | 0 | 2.8134e-05 | 2.8134e-05
[79 empty] | WLDFR | non-HFTD - Transmission - 115 kV or Lower | Non-Red Flag Warning - Small Fires | 2031 | 0 | 0.083606 | 0.039055 | 0.001695 | 0.042856 | 0.026648 | 0.0010558 | 0 | 2.8134e-05 | 2.8134e-05
[79 empty] | WLDFR | non-HFTD - Transmission - 115 kV or Lower | Non-Red Flag Warning - Small Fires | 2032 | 0 | 0.083606 | 0.039055 | 0.001695 | 0.042856 | 0.026648 | 0.0010558 | 0 | 2.8134e-05 | 2.8134e-05
[79 empty] | WLDFR | non-HFTD - Transmission - 115 kV or Lower | Non-Red Flag Warning - Small Fires | 2033 | 0 | 0.087211 | 0.040679 | 0.0017655 | 0.044766 | 0.027836 | 0.0010558 | 0 | 2.9388e-05 | 2.9388e-05
[79 empty] | WLDFR | non-HFTD - Transmission - 115 kV or Lower | Non-Red Flag Warning - Small Fires | 2034 | 0 | 0.087211 | 0.040679 | 0.0017655 | 0.044766 | 0.027836 | 0.0010558 | 0 | 2.9388e-05 | 2.9388e-05
[79 empty] | WLDFR | non-HFTD - Transmission - 115 kV or Lower | Non-Red Flag Warning - Small Fires | 2035 | 0 | 0.087211 | 0.040679 | 0.0017655 | 0.044766 | 0.027836 | 0.0010558 | 0 | 2.9388e-05 | 2.9388e-05
[79 empty] | WLDFR | non-HFTD - Transmission - 115 kV or Lower | Non-Red Flag Warning - Small Fires | 2036 | 0 | 0.087211 | 0.040679 | 0.0017655 | 0.044766 | 0.027836 | 0.0010558 | 0 | 2.9388e-05 | 2.9388e-05
[79 empty] | WLDFR | non-HFTD - Transmission - 115 kV or Lower | Non-Red Flag Warning - Small Fires | 2037 | 0 | 0.087211 | 0.040679 | 0.0017655 | 0.044766 | 0.027836 | 0.0010558 | 0 | 2.9388e-05 | 2.9388e-05
[79 empty] | WLDFR | non-HFTD - Transmission - 115 kV or Lower | Non-Red Flag Warning - Small Fires | 2038 | 0 | 0.091184 | 0.042438 | 0.0018418 | 0.046905 | 0.029165 | 0.0010558 | 0 | 3.0791e-05 | 3.0791e-05
[79 empty] | WLDFR | non-HFTD - Transmission - 115 kV or Lower | Non-Red Flag Warning - Small Fires | 2039 | 0 | 0.091184 | 0.042438 | 0.0018418 | 0.046905 | 0.029165 | 0.0010558 | 0 | 3.0791e-05 | 3.0791e-05
[79 empty] | WLDFR | non-HFTD - Transmission - 115 kV or Lower | Non-Red Flag Warning - Small Fires | 2040 | 0 | 0.091184 | 0.042438 | 0.0018418 | 0.046905 | 0.029165 | 0.0010558 | 0 | 3.0791e-05 | 3.0791e-05
[79 empty] | WLDFR | non-HFTD - Transmission - 115 kV or Lower | Non-Red Flag Warning - Small Fires | 2041 | 0 | 0.091184 | 0.042438 | 0.0018418 | 0.046905 | 0.029165 | 0.0010558 | 0 | 3.0791e-05 | 3.0791e-05
[79 empty] | WLDFR | non-HFTD - Transmission - 115 kV or Lower | Non-Red Flag Warning - Small Fires | 2042 | 0 | 0.091184 | 0.042438 | 0.0018418 | 0.046905 | 0.029165 | 0.0010558 | 0 | 3.0791e-05 | 3.0791e-05
[79 empty] | WLDFR | non-HFTD - Transmission - 115 kV or Lower | Non-Red Flag Warning - Small Fires | 2043 | 0 | 0.095486 | 0.044306 | 0.0019228 | 0.049257 | 0.030628 | 0.0010558 | 0 | 3.2335e-05 | 3.2335e-05
[79 empty] | WLDFR | non-HFTD - Transmission - 115 kV or Lower | Non-Red Flag Warning - Small Fires | 2044 | 0 | 0.095486 | 0.044306 | 0.0019228 | 0.049257 | 0.030628 | 0.0010558 | 0 | 3.2335e-05 | 3.2335e-05
[79 empty] | WLDFR | non-HFTD - Transmission - 115 kV or Lower | Non-Red Flag Warning - Small Fires | 2045 | 0 | 0.095486 | 0.044306 | 0.0019228 | 0.049257 | 0.030628 | 0.0010558 | 0 | 3.2335e-05 | 3.2335e-05
[79 empty] | WLDFR | non-HFTD - Transmission - 115 kV or Lower | Non-Red Flag Warning - Small Fires | 2046 | 0 | 0.095486 | 0.044306 | 0.0019228 | 0.049257 | 0.030628 | 0.0010558 | 0 | 3.2335e-05 | 3.2335e-05
[79 empty] | WLDFR | non-HFTD - Transmission - 115 kV or Lower | Non-Red Flag Warning - Small Fires | 2047 | 0 | 0.095486 | 0.044306 | 0.0019228 | 0.049257 | 0.030628 | 0.0010558 | 0 | 3.2335e-05 | 3.2335e-05
[79 empty] | WLDFR | non-HFTD - Transmission - 115 kV or Lower | Non-Red Flag Warning - Small Fires | 2048 | 0 | 0.10007 | 0.04626 | 0.0020076 | 0.051804 | 0.032212 | 0.0010558 | 0 | 3.4008e-05 | 3.4008e-05
[79 empty] | WLDFR | non-HFTD - Transmission - 115 kV or Lower | Non-Red Flag Warning - Small Fires | 2049 | 0 | 0.10007 | 0.04626 | 0.0020076 | 0.051804 | 0.032212 | 0.0010558 | 0 | 3.4008e-05 | 3.4008e-05
[79 empty] | WLDFR | non-HFTD - Transmission - 115 kV or Lower | Non-Red Flag Warning - Small Fires | 2050 | 0 | 0.10007 | 0.04626 | 0.0020076 | 0.051804 | 0.032212 | 0.0010558 | 0 | 3.4008e-05 | 3.4008e-05
[79 empty] | WLDFR | non-HFTD - Transmission - 115 kV or Lower | Non-Red Flag Warning - Small Fires | 2051 | 0 | 0.10007 | 0.04626 | 0.0020076 | 0.051804 | 0.032212 | 0.0010558 | 0 | 3.4008e-05 | 3.4008e-05
[79 empty] | WLDFR | non-HFTD - Transmission - 115 kV or Lower | Non-Red Flag Warning - Small Fires | 2052 | 0 | 0.10007 | 0.04626 | 0.0020076 | 0.051804 | 0.032212 | 0.0010558 | 0 | 3.4008e-05 | 3.4008e-05
[79 empty] | WLDFR | non-HFTD - Transmission - 115 kV or Lower | Non-Red Flag Warning - Small Fires | 2053 | 0 | 0.10489 | 0.048274 | 0.002095 | 0.054525 | 0.033904 | 0.0010558 | 0 | 3.5794e-05 | 3.5794e-05
[79 empty] | WLDFR | non-HFTD - Transmission - 115 kV or Lower | Non-Red Flag Warning - Small Fires | 2054 | 0 | 0.10489 | 0.048274 | 0.002095 | 0.054525 | 0.033904 | 0.0010558 | 0 | 3.5794e-05 | 3.5794e-05
[79 empty] | WLDFR | non-HFTD - Transmission - 115 kV or Lower | Non-Red Flag Warning - Small Fires | 2055 | 0 | 0.10489 | 0.048274 | 0.002095 | 0.054525 | 0.033904 | 0.0010558 | 0 | 3.5794e-05 | 3.5794e-05
[79 empty] | WLDFR | non-HFTD - Transmission - 115 kV or Lower | Red Flag Warning - Catastrophic Fires | 2026 | 0 | 14664.6376 | 233.2301 | 8896.516 | 5534.8915 | 3441.5867 | 2.324e-08 | 0 | 7.9983e-05 | 7.9983e-05
[79 empty] | WLDFR | non-HFTD - Transmission - 115 kV or Lower | Red Flag Warning - Catastrophic Fires | 2027 | 0 | 14664.6376 | 233.2301 | 8896.516 | 5534.8915 | 3441.5867 | 2.324e-08 | 0 | 7.9983e-05 | 7.9983e-05
[79 empty] | WLDFR | non-HFTD - Transmission - 115 kV or Lower | Red Flag Warning - Catastrophic Fires | 2028 | 0 | 15317.9909 | 247.273 | 9287.6491 | 5783.0689 | 3595.903 | 2.324e-08 | 0 | 8.357e-05 | 8.357e-05
[79 empty] | WLDFR | non-HFTD - Transmission - 115 kV or Lower | Red Flag Warning - Catastrophic Fires | 2029 | 0 | 15317.9909 | 247.273 | 9287.6491 | 5783.0689 | 3595.903 | 2.324e-08 | 0 | 8.357e-05 | 8.357e-05
[79 empty] | WLDFR | non-HFTD - Transmission - 115 kV or Lower | Red Flag Warning - Catastrophic Fires | 2030 | 0 | 15317.9909 | 247.273 | 9287.6491 | 5783.0689 | 3595.903 | 2.324e-08 | 0 | 8.357e-05 | 8.357e-05
[79 empty] | WLDFR | non-HFTD - Transmission - 115 kV or Lower | Red Flag Warning - Catastrophic Fires | 2031 | 0 | 15317.9909 | 247.273 | 9287.6491 | 5783.0689 | 3595.903 | 2.324e-08 | 0 | 8.357e-05 | 8.357e-05
[79 empty] | WLDFR | non-HFTD - Transmission - 115 kV or Lower | Red Flag Warning - Catastrophic Fires | 2032 | 0 | 15317.9909 | 247.273 | 9287.6491 | 5783.0689 | 3595.903 | 2.324e-08 | 0 | 8.357e-05 | 8.357e-05
[79 empty] | WLDFR | non-HFTD - Transmission - 115 kV or Lower | Red Flag Warning - Catastrophic Fires | 2033 | 0 | 16044.1264 | 263.1074 | 9721.74 | 6059.2791 | 3767.65 | 2.324e-08 | 0 | 8.7561e-05 | 8.7561e-05
[79 empty] | WLDFR | non-HFTD - Transmission - 115 kV or Lower | Red Flag Warning - Catastrophic Fires | 2034 | 0 | 16044.1264 | 263.1074 | 9721.74 | 6059.2791 | 3767.65 | 2.324e-08 | 0 | 8.7561e-05 | 8.7561e-05
[79 empty] | WLDFR | non-HFTD - Transmission - 115 kV or Lower | Red Flag Warning - Catastrophic Fires | 2035 | 0 | 16044.1264 | 263.1074 | 9721.74 | 6059.2791 | 3767.65 | 2.324e-08 | 0 | 8.7561e-05 | 8.7561e-05
[79 empty] | WLDFR | non-HFTD - Transmission - 115 kV or Lower | Red Flag Warning - Catastrophic Fires | 2036 | 0 | 16044.1264 | 263.1074 | 9721.74 | 6059.2791 | 3767.65 | 2.324e-08 | 0 | 8.7561e-05 | 8.7561e-05
[79 empty] | WLDFR | non-HFTD - Transmission - 115 kV or Lower | Red Flag Warning - Catastrophic Fires | 2037 | 0 | 16044.1264 | 263.1074 | 9721.74 | 6059.2791 | 3767.65 | 2.324e-08 | 0 | 8.7561e-05 | 8.7561e-05
[79 empty] | WLDFR | non-HFTD - Transmission - 115 kV or Lower | Red Flag Warning - Catastrophic Fires | 2038 | 0 | 16832.3912 | 280.5544 | 10192.2718 | 6359.5651 | 3954.3674 | 2.324e-08 | 0 | 9.1901e-05 | 9.1901e-05
[79 empty] | WLDFR | non-HFTD - Transmission - 115 kV or Lower | Red Flag Warning - Catastrophic Fires | 2039 | 0 | 16832.3912 | 280.5544 | 10192.2718 | 6359.5651 | 3954.3674 | 2.324e-08 | 0 | 9.1901e-05 | 9.1901e-05
[79 empty] | WLDFR | non-HFTD - Transmission - 115 kV or Lower | Red Flag Warning - Catastrophic Fires | 2040 | 0 | 16832.3912 | 280.5544 | 10192.2718 | 6359.5651 | 3954.3674 | 2.324e-08 | 0 | 9.1901e-05 | 9.1901e-05
[79 empty] | WLDFR | non-HFTD - Transmission - 115 kV or Lower | Red Flag Warning - Catastrophic Fires | 2041 | 0 | 16832.3912 | 280.5544 | 10192.2718 | 6359.5651 | 3954.3674 | 2.324e-08 | 0 | 9.1901e-05 | 9.1901e-05
[79 empty] | WLDFR | non-HFTD - Transmission - 115 kV or Lower | Red Flag Warning - Catastrophic Fires | 2042 | 0 | 16832.3912 | 280.5544 | 10192.2718 | 6359.5651 | 3954.3674 | 2.324e-08 | 0 | 9.1901e-05 | 9.1901e-05
[79 empty] | WLDFR | non-HFTD - Transmission - 115 kV or Lower | Red Flag Warning - Catastrophic Fires | 2043 | 0 | 17672.0852 | 299.42 | 10692.7362 | 6679.929 | 4153.5692 | 2.324e-08 | 0 | 9.653e-05 | 9.653e-05
[79 empty] | WLDFR | non-HFTD - Transmission - 115 kV or Lower | Red Flag Warning - Catastrophic Fires | 2044 | 0 | 17672.0852 | 299.42 | 10692.7362 | 6679.929 | 4153.5692 | 2.324e-08 | 0 | 9.653e-05 | 9.653e-05
[79 empty] | WLDFR | non-HFTD - Transmission - 115 kV or Lower | Red Flag Warning - Catastrophic Fires | 2045 | 0 | 17672.0852 | 299.42 | 10692.7362 | 6679.929 | 4153.5692 | 2.324e-08 | 0 | 9.653e-05 | 9.653e-05
[79 empty] | WLDFR | non-HFTD - Transmission - 115 kV or Lower | Red Flag Warning - Catastrophic Fires | 2046 | 0 | 17672.0852 | 299.42 | 10692.7362 | 6679.929 | 4153.5692 | 2.324e-08 | 0 | 9.653e-05 | 9.653e-05
[79 empty] | WLDFR | non-HFTD - Transmission - 115 kV or Lower | Red Flag Warning - Catastrophic Fires | 2047 | 0 | 17672.0852 | 299.42 | 10692.7362 | 6679.929 | 4153.5692 | 2.324e-08 | 0 | 9.653e-05 | 9.653e-05
[79 empty] | WLDFR | non-HFTD - Transmission - 115 kV or Lower | Red Flag Warning - Catastrophic Fires | 2048 | 0 | 18552.3348 | 319.4911 | 11216.5626 | 7016.281 | 4362.7123 | 2.324e-08 | 0 | 0.00010139 | 0.00010139
[79 empty] | WLDFR | non-HFTD - Transmission - 115 kV or Lower | Red Flag Warning - Catastrophic Fires | 2049 | 0 | 18552.3348 | 319.4911 | 11216.5626 | 7016.281 | 4362.7123 | 2.324e-08 | 0 | 0.00010139 | 0.00010139
[79 empty] | WLDFR | non-HFTD - Transmission - 115 kV or Lower | Red Flag Warning - Catastrophic Fires | 2050 | 0 | 18552.3348 | 319.4911 | 11216.5626 | 7016.281 | 4362.7123 | 2.324e-08 | 0 | 0.00010139 | 0.00010139
[79 empty] | WLDFR | non-HFTD - Transmission - 115 kV or Lower | Red Flag Warning - Catastrophic Fires | 2051 | 0 | 18552.3348 | 319.4911 | 11216.5626 | 7016.281 | 4362.7123 | 2.324e-08 | 0 | 0.00010139 | 0.00010139
[79 empty] | WLDFR | non-HFTD - Transmission - 115 kV or Lower | Red Flag Warning - Catastrophic Fires | 2052 | 0 | 18552.3348 | 319.4911 | 11216.5626 | 7016.281 | 4362.7123 | 2.324e-08 | 0 | 0.00010139 | 0.00010139
[79 empty] | WLDFR | non-HFTD - Transmission - 115 kV or Lower | Red Flag Warning - Catastrophic Fires | 2053 | 0 | 19462.1283 | 340.5356 | 11757.1413 | 7364.4514 | 4579.2041 | 2.324e-08 | 0 | 0.00010642 | 0.00010642
[79 empty] | WLDFR | non-HFTD - Transmission - 115 kV or Lower | Red Flag Warning - Catastrophic Fires | 2054 | 0 | 19462.1283 | 340.5356 | 11757.1413 | 7364.4514 | 4579.2041 | 2.324e-08 | 0 | 0.00010642 | 0.00010642
[79 empty] | WLDFR | non-HFTD - Transmission - 115 kV or Lower | Red Flag Warning - Catastrophic Fires | 2055 | 0 | 19462.1283 | 340.5356 | 11757.1413 | 7364.4514 | 4579.2041 | 2.324e-08 | 0 | 0.00010642 | 0.00010642
[79 empty] | WLDFR | non-HFTD - Transmission - 115 kV or Lower | Red Flag Warning - Large Fires | 2026 | 0 | 5.475 | 0.71896 | 3.0715 | 1.6846 | 1.0475 | 2.988e-07 | 0 | 3.1299e-07 | 3.1299e-07
[79 empty] | WLDFR | non-HFTD - Transmission - 115 kV or Lower | Red Flag Warning - Large Fires | 2027 | 0 | 5.475 | 0.71896 | 3.0715 | 1.6846 | 1.0475 | 2.988e-07 | 0 | 3.1299e-07 | 3.1299e-07
[79 empty] | WLDFR | non-HFTD - Transmission - 115 kV or Lower | Red Flag Warning - Large Fires | 2028 | 0 | 5.777 | 0.74734 | 3.238 | 1.7917 | 1.1141 | 2.988e-07 | 0 | 3.3289e-07 | 3.3289e-07
[79 empty] | WLDFR | non-HFTD - Transmission - 115 kV or Lower | Red Flag Warning - Large Fires | 2029 | 0 | 5.777 | 0.74734 | 3.238 | 1.7917 | 1.1141 | 2.988e-07 | 0 | 3.3289e-07 | 3.3289e-07
[79 empty] | WLDFR | non-HFTD - Transmission - 115 kV or Lower | Red Flag Warning - Large Fires | 2030 | 0 | 5.777 | 0.74734 | 3.238 | 1.7917 | 1.1141 | 2.988e-07 | 0 | 3.3289e-07 | 3.3289e-07
[79 empty] | WLDFR | non-HFTD - Transmission - 115 kV or Lower | Red Flag Warning - Large Fires | 2031 | 0 | 5.777 | 0.74734 | 3.238 | 1.7917 | 1.1141 | 2.988e-07 | 0 | 3.3289e-07 | 3.3289e-07
[79 empty] | WLDFR | non-HFTD - Transmission - 115 kV or Lower | Red Flag Warning - Large Fires | 2032 | 0 | 5.777 | 0.74734 | 3.238 | 1.7917 | 1.1141 | 2.988e-07 | 0 | 3.3289e-07 | 3.3289e-07
[79 empty] | WLDFR | non-HFTD - Transmission - 115 kV or Lower | Red Flag Warning - Large Fires | 2033 | 0 | 6.1205 | 0.77885 | 3.4265 | 1.9151 | 1.1908 | 2.988e-07 | 0 | 3.5582e-07 | 3.5582e-07
[79 empty] | WLDFR | non-HFTD - Transmission - 115 kV or Lower | Red Flag Warning - Large Fires | 2034 | 0 | 6.1205 | 0.77885 | 3.4265 | 1.9151 | 1.1908 | 2.988e-07 | 0 | 3.5582e-07 | 3.5582e-07
[79 empty] | WLDFR | non-HFTD - Transmission - 115 kV or Lower | Red Flag Warning - Large Fires | 2035 | 0 | 6.1205 | 0.77885 | 3.4265 | 1.9151 | 1.1908 | 2.988e-07 | 0 | 3.5582e-07 | 3.5582e-07
[79 empty] | WLDFR | non-HFTD - Transmission - 115 kV or Lower | Red Flag Warning - Large Fires | 2036 | 0 | 6.1205 | 0.77885 | 3.4265 | 1.9151 | 1.1908 | 2.988e-07 | 0 | 3.5582e-07 | 3.5582e-07
[79 empty] | WLDFR | non-HFTD - Transmission - 115 kV or Lower | Red Flag Warning - Large Fires | 2037 | 0 | 6.1205 | 0.77885 | 3.4265 | 1.9151 | 1.1908 | 2.988e-07 | 0 | 3.5582e-07 | 3.5582e-07
[79 empty] | WLDFR | non-HFTD - Transmission - 115 kV or Lower | Red Flag Warning - Large Fires | 2038 | 0 | 6.5028 | 0.81304 | 3.6355 | 2.0543 | 1.2773 | 2.988e-07 | 0 | 3.8167e-07 | 3.8167e-07
[79 empty] | WLDFR | non-HFTD - Transmission - 115 kV or Lower | Red Flag Warning - Large Fires | 2039 | 0 | 6.5028 | 0.81304 | 3.6355 | 2.0543 | 1.2773 | 2.988e-07 | 0 | 3.8167e-07 | 3.8167e-07
[79 empty] | WLDFR | non-HFTD - Transmission - 115 kV or Lower | Red Flag Warning - Large Fires | 2040 | 0 | 6.5028 | 0.81304 | 3.6355 | 2.0543 | 1.2773 | 2.988e-07 | 0 | 3.8167e-07 | 3.8167e-07
[79 empty] | WLDFR | non-HFTD - Transmission - 115 kV or Lower | Red Flag Warning - Large Fires | 2041 | 0 | 6.5028 | 0.81304 | 3.6355 | 2.0543 | 1.2773 | 2.988e-07 | 0 | 3.8167e-07 | 3.8167e-07
[79 empty] | WLDFR | non-HFTD - Transmission - 115 kV or Lower | Red Flag Warning - Large Fires | 2042 | 0 | 6.5028 | 0.81304 | 3.6355 | 2.0543 | 1.2773 | 2.988e-07 | 0 | 3.8167e-07 | 3.8167e-07
[79 empty] | WLDFR | non-HFTD - Transmission - 115 kV or Lower | Red Flag Warning - Large Fires | 2043 | 0 | 6.9209 | 0.84944 | 3.8632 | 2.2083 | 1.3731 | 2.988e-07 | 0 | 4.1029e-07 | 4.1029e-07
[79 empty] | WLDFR | non-HFTD - Transmission - 115 kV or Lower | Red Flag Warning - Large Fires | 2044 | 0 | 6.9209 | 0.84944 | 3.8632 | 2.2083 | 1.3731 | 2.988e-07 | 0 | 4.1029e-07 | 4.1029e-07
[79 empty] | WLDFR | non-HFTD - Transmission - 115 kV or Lower | Red Flag Warning - Large Fires | 2045 | 0 | 6.9209 | 0.84944 | 3.8632 | 2.2083 | 1.3731 | 2.988e-07 | 0 | 4.1029e-07 | 4.1029e-07
[79 empty] | WLDFR | non-HFTD - Transmission - 115 kV or Lower | Red Flag Warning - Large Fires | 2046 | 0 | 6.9209 | 0.84944 | 3.8632 | 2.2083 | 1.3731 | 2.988e-07 | 0 | 4.1029e-07 | 4.1029e-07
[79 empty] | WLDFR | non-HFTD - Transmission - 115 kV or Lower | Red Flag Warning - Large Fires | 2047 | 0 | 6.9209 | 0.84944 | 3.8632 | 2.2083 | 1.3731 | 2.988e-07 | 0 | 4.1029e-07 | 4.1029e-07
[79 empty] | WLDFR | non-HFTD - Transmission - 115 kV or Lower | Red Flag Warning - Large Fires | 2048 | 0 | 7.3713 | 0.88759 | 4.1075 | 2.3763 | 1.4776 | 2.988e-07 | 0 | 4.415e-07 | 4.415e-07
[79 empty] | WLDFR | non-HFTD - Transmission - 115 kV or Lower | Red Flag Warning - Large Fires | 2049 | 0 | 7.3713 | 0.88759 | 4.1075 | 2.3763 | 1.4776 | 2.988e-07 | 0 | 4.415e-07 | 4.415e-07
[79 empty] | WLDFR | non-HFTD - Transmission - 115 kV or Lower | Red Flag Warning - Large Fires | 2050 | 0 | 7.3713 | 0.88759 | 4.1075 | 2.3763 | 1.4776 | 2.988e-07 | 0 | 4.415e-07 | 4.415e-07
[79 empty] | WLDFR | non-HFTD - Transmission - 115 kV or Lower | Red Flag Warning - Large Fires | 2051 | 0 | 7.3713 | 0.88759 | 4.1075 | 2.3763 | 1.4776 | 2.988e-07 | 0 | 4.415e-07 | 4.415e-07
[79 empty] | WLDFR | non-HFTD - Transmission - 115 kV or Lower | Red Flag Warning - Large Fires | 2052 | 0 | 7.3713 | 0.88759 | 4.1075 | 2.3763 | 1.4776 | 2.988e-07 | 0 | 4.415e-07 | 4.415e-07
[79 empty] | WLDFR | non-HFTD - Transmission - 115 kV or Lower | Red Flag Warning - Large Fires | 2053 | 0 | 7.8503 | 0.92702 | 4.3664 | 2.5569 | 1.5899 | 2.988e-07 | 0 | 4.7505e-07 | 4.7505e-07
[79 empty] | WLDFR | non-HFTD - Transmission - 115 kV or Lower | Red Flag Warning - Large Fires | 2054 | 0 | 7.8503 | 0.92702 | 4.3664 | 2.5569 | 1.5899 | 2.988e-07 | 0 | 4.7505e-07 | 4.7505e-07
[79 empty] | WLDFR | non-HFTD - Transmission - 115 kV or Lower | Red Flag Warning - Large Fires | 2055 | 0 | 7.8503 | 0.92702 | 4.3664 | 2.5569 | 1.5899 | 2.988e-07 | 0 | 4.7505e-07 | 4.7505e-07
[79 empty] | WLDFR | non-HFTD - Transmission - 115 kV or Lower | Red Flag Warning - Small Fires | 2026 | 0 | 0.080408 | 0.03759 | 0.0016314 | 0.041187 | 0.02561 | 3.0896e-05 | 0 | 7.9125e-07 | 7.9125e-07
[79 empty] | WLDFR | non-HFTD - Transmission - 115 kV or Lower | Red Flag Warning - Small Fires | 2027 | 0 | 0.080408 | 0.03759 | 0.0016314 | 0.041187 | 0.02561 | 3.0896e-05 | 0 | 7.9125e-07 | 7.9125e-07
[79 empty] | WLDFR | non-HFTD - Transmission - 115 kV or Lower | Red Flag Warning - Small Fires | 2028 | 0 | 0.083606 | 0.039055 | 0.001695 | 0.042856 | 0.026648 | 3.0896e-05 | 0 | 8.2332e-07 | 8.2332e-07
[79 empty] | WLDFR | non-HFTD - Transmission - 115 kV or Lower | Red Flag Warning - Small Fires | 2029 | 0 | 0.083606 | 0.039055 | 0.001695 | 0.042856 | 0.026648 | 3.0896e-05 | 0 | 8.2332e-07 | 8.2332e-07
[79 empty] | WLDFR | non-HFTD - Transmission - 115 kV or Lower | Red Flag Warning - Small Fires | 2030 | 0 | 0.083606 | 0.039055 | 0.001695 | 0.042856 | 0.026648 | 3.0896e-05 | 0 | 8.2332e-07 | 8.2332e-07
[79 empty] | WLDFR | non-HFTD - Transmission - 115 kV or Lower | Red Flag Warning - Small Fires | 2031 | 0 | 0.083606 | 0.039055 | 0.001695 | 0.042856 | 0.026648 | 3.0896e-05 | 0 | 8.2332e-07 | 8.2332e-07
[79 empty] | WLDFR | non-HFTD - Transmission - 115 kV or Lower | Red Flag Warning - Small Fires | 2032 | 0 | 0.083606 | 0.039055 | 0.001695 | 0.042856 | 0.026648 | 3.0896e-05 | 0 | 8.2332e-07 | 8.2332e-07
[79 empty] | WLDFR | non-HFTD - Transmission - 115 kV or Lower | Red Flag Warning - Small Fires | 2033 | 0 | 0.087211 | 0.040679 | 0.0017655 | 0.044766 | 0.027836 | 3.0896e-05 | 0 | 8.6002e-07 | 8.6002e-07
[79 empty] | WLDFR | non-HFTD - Transmission - 115 kV or Lower | Red Flag Warning - Small Fires | 2034 | 0 | 0.087211 | 0.040679 | 0.0017655 | 0.044766 | 0.027836 | 3.0896e-05 | 0 | 8.6002e-07 | 8.6002e-07
[79 empty] | WLDFR | non-HFTD - Transmission - 115 kV or Lower | Red Flag Warning - Small Fires | 2035 | 0 | 0.087211 | 0.040679 | 0.0017655 | 0.044766 | 0.027836 | 3.0896e-05 | 0 | 8.6002e-07 | 8.6002e-07
[79 empty] | WLDFR | non-HFTD - Transmission - 115 kV or Lower | Red Flag Warning - Small Fires | 2036 | 0 | 0.087211 | 0.040679 | 0.0017655 | 0.044766 | 0.027836 | 3.0896e-05 | 0 | 8.6002e-07 | 8.6002e-07
[79 empty] | WLDFR | non-HFTD - Transmission - 115 kV or Lower | Red Flag Warning - Small Fires | 2037 | 0 | 0.087211 | 0.040679 | 0.0017655 | 0.044766 | 0.027836 | 3.0896e-05 | 0 | 8.6002e-07 | 8.6002e-07
[79 empty] | WLDFR | non-HFTD - Transmission - 115 kV or Lower | Red Flag Warning - Small Fires | 2038 | 0 | 0.091184 | 0.042438 | 0.0018418 | 0.046905 | 0.029165 | 3.0896e-05 | 0 | 9.011e-07 | 9.011e-07
[79 empty] | WLDFR | non-HFTD - Transmission - 115 kV or Lower | Red Flag Warning - Small Fires | 2039 | 0 | 0.091184 | 0.042438 | 0.0018418 | 0.046905 | 0.029165 | 3.0896e-05 | 0 | 9.011e-07 | 9.011e-07
[79 empty] | WLDFR | non-HFTD - Transmission - 115 kV or Lower | Red Flag Warning - Small Fires | 2040 | 0 | 0.091184 | 0.042438 | 0.0018418 | 0.046905 | 0.029165 | 3.0896e-05 | 0 | 9.011e-07 | 9.011e-07
[79 empty] | WLDFR | non-HFTD - Transmission - 115 kV or Lower | Red Flag Warning - Small Fires | 2041 | 0 | 0.091184 | 0.042438 | 0.0018418 | 0.046905 | 0.029165 | 3.0896e-05 | 0 | 9.011e-07 | 9.011e-07
[79 empty] | WLDFR | non-HFTD - Transmission - 115 kV or Lower | Red Flag Warning - Small Fires | 2042 | 0 | 0.091184 | 0.042438 | 0.0018418 | 0.046905 | 0.029165 | 3.0896e-05 | 0 | 9.011e-07 | 9.011e-07
[79 empty] | WLDFR | non-HFTD - Transmission - 115 kV or Lower | Red Flag Warning - Small Fires | 2043 | 0 | 0.095486 | 0.044306 | 0.0019228 | 0.049257 | 0.030628 | 3.0896e-05 | 0 | 9.4629e-07 | 9.4629e-07
[79 empty] | WLDFR | non-HFTD - Transmission - 115 kV or Lower | Red Flag Warning - Small Fires | 2044 | 0 | 0.095486 | 0.044306 | 0.0019228 | 0.049257 | 0.030628 | 3.0896e-05 | 0 | 9.4629e-07 | 9.4629e-07
[79 empty] | WLDFR | non-HFTD - Transmission - 115 kV or Lower | Red Flag Warning - Small Fires | 2045 | 0 | 0.095486 | 0.044306 | 0.0019228 | 0.049257 | 0.030628 | 3.0896e-05 | 0 | 9.4629e-07 | 9.4629e-07
[79 empty] | WLDFR | non-HFTD - Transmission - 115 kV or Lower | Red Flag Warning - Small Fires | 2046 | 0 | 0.095486 | 0.044306 | 0.0019228 | 0.049257 | 0.030628 | 3.0896e-05 | 0 | 9.4629e-07 | 9.4629e-07
[79 empty] | WLDFR | non-HFTD - Transmission - 115 kV or Lower | Red Flag Warning - Small Fires | 2047 | 0 | 0.095486 | 0.044306 | 0.0019228 | 0.049257 | 0.030628 | 3.0896e-05 | 0 | 9.4629e-07 | 9.4629e-07
[79 empty] | WLDFR | non-HFTD - Transmission - 115 kV or Lower | Red Flag Warning - Small Fires | 2048 | 0 | 0.10007 | 0.04626 | 0.0020076 | 0.051804 | 0.032212 | 3.0896e-05 | 0 | 9.9522e-07 | 9.9522e-07
[79 empty] | WLDFR | non-HFTD - Transmission - 115 kV or Lower | Red Flag Warning - Small Fires | 2049 | 0 | 0.10007 | 0.04626 | 0.0020076 | 0.051804 | 0.032212 | 3.0896e-05 | 0 | 9.9522e-07 | 9.9522e-07
[79 empty] | WLDFR | non-HFTD - Transmission - 115 kV or Lower | Red Flag Warning - Small Fires | 2050 | 0 | 0.10007 | 0.04626 | 0.0020076 | 0.051804 | 0.032212 | 3.0896e-05 | 0 | 9.9522e-07 | 9.9522e-07
[79 empty] | WLDFR | non-HFTD - Transmission - 115 kV or Lower | Red Flag Warning - Small Fires | 2051 | 0 | 0.10007 | 0.04626 | 0.0020076 | 0.051804 | 0.032212 | 3.0896e-05 | 0 | 9.9522e-07 | 9.9522e-07
[79 empty] | WLDFR | non-HFTD - Transmission - 115 kV or Lower | Red Flag Warning - Small Fires | 2052 | 0 | 0.10007 | 0.04626 | 0.0020076 | 0.051804 | 0.032212 | 3.0896e-05 | 0 | 9.9522e-07 | 9.9522e-07
[79 empty] | WLDFR | non-HFTD - Transmission - 115 kV or Lower | Red Flag Warning - Small Fires | 2053 | 0 | 0.10489 | 0.048274 | 0.002095 | 0.054525 | 0.033904 | 3.0896e-05 | 0 | 1.0475e-06 | 1.0475e-06
[79 empty] | WLDFR | non-HFTD - Transmission - 115 kV or Lower | Red Flag Warning - Small Fires | 2054 | 0 | 0.10489 | 0.048274 | 0.002095 | 0.054525 | 0.033904 | 3.0896e-05 | 0 | 1.0475e-06 | 1.0475e-06
[79 empty] | WLDFR | non-HFTD - Transmission - 115 kV or Lower | Red Flag Warning - Small Fires | 2055 | 0 | 0.10489 | 0.048274 | 0.002095 | 0.054525 | 0.033904 | 3.0896e-05 | 0 | 1.0475e-06 | 1.0475e-06
[79 empty] | WLDFR | non-HFTD - Transmission - 230 kV or Higher | Non-Red Flag Warning - Large Fires | 2026 | 0 | 5.475 | 0.71896 | 3.0715 | 1.6846 | 1.0475 | 4.5543e-07 | 0 | 4.7704e-07 | 4.7704e-07
[79 empty] | WLDFR | non-HFTD - Transmission - 230 kV or Higher | Non-Red Flag Warning - Large Fires | 2027 | 0 | 5.475 | 0.71896 | 3.0715 | 1.6846 | 1.0475 | 4.5543e-07 | 0 | 4.7704e-07 | 4.7704e-07
[79 empty] | WLDFR | non-HFTD - Transmission - 230 kV or Higher | Non-Red Flag Warning - Large Fires | 2028 | 0 | 5.777 | 0.74734 | 3.238 | 1.7917 | 1.1141 | 4.5543e-07 | 0 | 5.0739e-07 | 5.0739e-07
[79 empty] | WLDFR | non-HFTD - Transmission - 230 kV or Higher | Non-Red Flag Warning - Large Fires | 2029 | 0 | 5.777 | 0.74734 | 3.238 | 1.7917 | 1.1141 | 4.5543e-07 | 0 | 5.0739e-07 | 5.0739e-07
[79 empty] | WLDFR | non-HFTD - Transmission - 230 kV or Higher | Non-Red Flag Warning - Large Fires | 2030 | 0 | 5.777 | 0.74734 | 3.238 | 1.7917 | 1.1141 | 4.5543e-07 | 0 | 5.0739e-07 | 5.0739e-07
[79 empty] | WLDFR | non-HFTD - Transmission - 230 kV or Higher | Non-Red Flag Warning - Large Fires | 2031 | 0 | 5.777 | 0.74734 | 3.238 | 1.7917 | 1.1141 | 4.5543e-07 | 0 | 5.0739e-07 | 5.0739e-07
[79 empty] | WLDFR | non-HFTD - Transmission - 230 kV or Higher | Non-Red Flag Warning - Large Fires | 2032 | 0 | 5.777 | 0.74734 | 3.238 | 1.7917 | 1.1141 | 4.5543e-07 | 0 | 5.0739e-07 | 5.0739e-07
[79 empty] | WLDFR | non-HFTD - Transmission - 230 kV or Higher | Non-Red Flag Warning - Large Fires | 2033 | 0 | 6.1205 | 0.77885 | 3.4265 | 1.9151 | 1.1908 | 4.5543e-07 | 0 | 5.4234e-07 | 5.4234e-07
[79 empty] | WLDFR | non-HFTD - Transmission - 230 kV or Higher | Non-Red Flag Warning - Large Fires | 2034 | 0 | 6.1205 | 0.77885 | 3.4265 | 1.9151 | 1.1908 | 4.5543e-07 | 0 | 5.4234e-07 | 5.4234e-07
[79 empty] | WLDFR | non-HFTD - Transmission - 230 kV or Higher | Non-Red Flag Warning - Large Fires | 2035 | 0 | 6.1205 | 0.77885 | 3.4265 | 1.9151 | 1.1908 | 4.5543e-07 | 0 | 5.4234e-07 | 5.4234e-07
[79 empty] | WLDFR | non-HFTD - Transmission - 230 kV or Higher | Non-Red Flag Warning - Large Fires | 2036 | 0 | 6.1205 | 0.77885 | 3.4265 | 1.9151 | 1.1908 | 4.5543e-07 | 0 | 5.4234e-07 | 5.4234e-07
[79 empty] | WLDFR | non-HFTD - Transmission - 230 kV or Higher | Non-Red Flag Warning - Large Fires | 2037 | 0 | 6.1205 | 0.77885 | 3.4265 | 1.9151 | 1.1908 | 4.5543e-07 | 0 | 5.4234e-07 | 5.4234e-07
[79 empty] | WLDFR | non-HFTD - Transmission - 230 kV or Higher | Non-Red Flag Warning - Large Fires | 2038 | 0 | 6.5028 | 0.81304 | 3.6355 | 2.0543 | 1.2773 | 4.5543e-07 | 0 | 5.8173e-07 | 5.8173e-07
[79 empty] | WLDFR | non-HFTD - Transmission - 230 kV or Higher | Non-Red Flag Warning - Large Fires | 2039 | 0 | 6.5028 | 0.81304 | 3.6355 | 2.0543 | 1.2773 | 4.5543e-07 | 0 | 5.8173e-07 | 5.8173e-07
[79 empty] | WLDFR | non-HFTD - Transmission - 230 kV or Higher | Non-Red Flag Warning - Large Fires | 2040 | 0 | 6.5028 | 0.81304 | 3.6355 | 2.0543 | 1.2773 | 4.5543e-07 | 0 | 5.8173e-07 | 5.8173e-07
[79 empty] | WLDFR | non-HFTD - Transmission - 230 kV or Higher | Non-Red Flag Warning - Large Fires | 2041 | 0 | 6.5028 | 0.81304 | 3.6355 | 2.0543 | 1.2773 | 4.5543e-07 | 0 | 5.8173e-07 | 5.8173e-07
[79 empty] | WLDFR | non-HFTD - Transmission - 230 kV or Higher | Non-Red Flag Warning - Large Fires | 2042 | 0 | 6.5028 | 0.81304 | 3.6355 | 2.0543 | 1.2773 | 4.5543e-07 | 0 | 5.8173e-07 | 5.8173e-07
[79 empty] | WLDFR | non-HFTD - Transmission - 230 kV or Higher | Non-Red Flag Warning - Large Fires | 2043 | 0 | 6.9209 | 0.84944 | 3.8632 | 2.2083 | 1.3731 | 4.5543e-07 | 0 | 6.2536e-07 | 6.2536e-07
[79 empty] | WLDFR | non-HFTD - Transmission - 230 kV or Higher | Non-Red Flag Warning - Large Fires | 2044 | 0 | 6.9209 | 0.84944 | 3.8632 | 2.2083 | 1.3731 | 4.5543e-07 | 0 | 6.2536e-07 | 6.2536e-07
[79 empty] | WLDFR | non-HFTD - Transmission - 230 kV or Higher | Non-Red Flag Warning - Large Fires | 2045 | 0 | 6.9209 | 0.84944 | 3.8632 | 2.2083 | 1.3731 | 4.5543e-07 | 0 | 6.2536e-07 | 6.2536e-07
[79 empty] | WLDFR | non-HFTD - Transmission - 230 kV or Higher | Non-Red Flag Warning - Large Fires | 2046 | 0 | 6.9209 | 0.84944 | 3.8632 | 2.2083 | 1.3731 | 4.5543e-07 | 0 | 6.2536e-07 | 6.2536e-07
[79 empty] | WLDFR | non-HFTD - Transmission - 230 kV or Higher | Non-Red Flag Warning - Large Fires | 2047 | 0 | 6.9209 | 0.84944 | 3.8632 | 2.2083 | 1.3731 | 4.5543e-07 | 0 | 6.2536e-07 | 6.2536e-07
[79 empty] | WLDFR | non-HFTD - Transmission - 230 kV or Higher | Non-Red Flag Warning - Large Fires | 2048 | 0 | 7.3713 | 0.88759 | 4.1075 | 2.3763 | 1.4776 | 4.5543e-07 | 0 | 6.7293e-07 | 6.7293e-07
[79 empty] | WLDFR | non-HFTD - Transmission - 230 kV or Higher | Non-Red Flag Warning - Large Fires | 2049 | 0 | 7.3713 | 0.88759 | 4.1075 | 2.3763 | 1.4776 | 4.5543e-07 | 0 | 6.7293e-07 | 6.7293e-07
[79 empty] | WLDFR | non-HFTD - Transmission - 230 kV or Higher | Non-Red Flag Warning - Large Fires | 2050 | 0 | 7.3713 | 0.88759 | 4.1075 | 2.3763 | 1.4776 | 4.5543e-07 | 0 | 6.7293e-07 | 6.7293e-07
[79 empty] | WLDFR | non-HFTD - Transmission - 230 kV or Higher | Non-Red Flag Warning - Large Fires | 2051 | 0 | 7.3713 | 0.88759 | 4.1075 | 2.3763 | 1.4776 | 4.5543e-07 | 0 | 6.7293e-07 | 6.7293e-07
[79 empty] | WLDFR | non-HFTD - Transmission - 230 kV or Higher | Non-Red Flag Warning - Large Fires | 2052 | 0 | 7.3713 | 0.88759 | 4.1075 | 2.3763 | 1.4776 | 4.5543e-07 | 0 | 6.7293e-07 | 6.7293e-07
[79 empty] | WLDFR | non-HFTD - Transmission - 230 kV or Higher | Non-Red Flag Warning - Large Fires | 2053 | 0 | 7.8503 | 0.92702 | 4.3664 | 2.5569 | 1.5899 | 4.5543e-07 | 0 | 7.2406e-07 | 7.2406e-07
[79 empty] | WLDFR | non-HFTD - Transmission - 230 kV or Higher | Non-Red Flag Warning - Large Fires | 2054 | 0 | 7.8503 | 0.92702 | 4.3664 | 2.5569 | 1.5899 | 4.5543e-07 | 0 | 7.2406e-07 | 7.2406e-07
[79 empty] | WLDFR | non-HFTD - Transmission - 230 kV or Higher | Non-Red Flag Warning - Large Fires | 2055 | 0 | 7.8503 | 0.92702 | 4.3664 | 2.5569 | 1.5899 | 4.5543e-07 | 0 | 7.2406e-07 | 7.2406e-07
[79 empty] | WLDFR | non-HFTD - Transmission - 230 kV or Higher | Non-Red Flag Warning - Small Fires | 2026 | 0 | 0.080408 | 0.03759 | 0.0016314 | 0.041187 | 0.02561 | 9.4223e-05 | 0 | 2.413e-06 | 2.413e-06
[79 empty] | WLDFR | non-HFTD - Transmission - 230 kV or Higher | Non-Red Flag Warning - Small Fires | 2027 | 0 | 0.080408 | 0.03759 | 0.0016314 | 0.041187 | 0.02561 | 9.4223e-05 | 0 | 2.413e-06 | 2.413e-06
[79 empty] | WLDFR | non-HFTD - Transmission - 230 kV or Higher | Non-Red Flag Warning - Small Fires | 2028 | 0 | 0.083606 | 0.039055 | 0.001695 | 0.042856 | 0.026648 | 9.4223e-05 | 0 | 2.5108e-06 | 2.5108e-06
[79 empty] | WLDFR | non-HFTD - Transmission - 230 kV or Higher | Non-Red Flag Warning - Small Fires | 2029 | 0 | 0.083606 | 0.039055 | 0.001695 | 0.042856 | 0.026648 | 9.4223e-05 | 0 | 2.5108e-06 | 2.5108e-06
[79 empty] | WLDFR | non-HFTD - Transmission - 230 kV or Higher | Non-Red Flag Warning - Small Fires | 2030 | 0 | 0.083606 | 0.039055 | 0.001695 | 0.042856 | 0.026648 | 9.4223e-05 | 0 | 2.5108e-06 | 2.5108e-06
[79 empty] | WLDFR | non-HFTD - Transmission - 230 kV or Higher | Non-Red Flag Warning - Small Fires | 2031 | 0 | 0.083606 | 0.039055 | 0.001695 | 0.042856 | 0.026648 | 9.4223e-05 | 0 | 2.5108e-06 | 2.5108e-06
[79 empty] | WLDFR | non-HFTD - Transmission - 230 kV or Higher | Non-Red Flag Warning - Small Fires | 2032 | 0 | 0.083606 | 0.039055 | 0.001695 | 0.042856 | 0.026648 | 9.4223e-05 | 0 | 2.5108e-06 | 2.5108e-06
[79 empty] | WLDFR | non-HFTD - Transmission - 230 kV or Higher | Non-Red Flag Warning - Small Fires | 2033 | 0 | 0.087211 | 0.040679 | 0.0017655 | 0.044766 | 0.027836 | 9.4223e-05 | 0 | 2.6228e-06 | 2.6228e-06
[79 empty] | WLDFR | non-HFTD - Transmission - 230 kV or Higher | Non-Red Flag Warning - Small Fires | 2034 | 0 | 0.087211 | 0.040679 | 0.0017655 | 0.044766 | 0.027836 | 9.4223e-05 | 0 | 2.6228e-06 | 2.6228e-06
[79 empty] | WLDFR | non-HFTD - Transmission - 230 kV or Higher | Non-Red Flag Warning - Small Fires | 2035 | 0 | 0.087211 | 0.040679 | 0.0017655 | 0.044766 | 0.027836 | 9.4223e-05 | 0 | 2.6228e-06 | 2.6228e-06
[79 empty] | WLDFR | non-HFTD - Transmission - 230 kV or Higher | Non-Red Flag Warning - Small Fires | 2036 | 0 | 0.087211 | 0.040679 | 0.0017655 | 0.044766 | 0.027836 | 9.4223e-05 | 0 | 2.6228e-06 | 2.6228e-06
[79 empty] | WLDFR | non-HFTD - Transmission - 230 kV or Higher | Non-Red Flag Warning - Small Fires | 2037 | 0 | 0.087211 | 0.040679 | 0.0017655 | 0.044766 | 0.027836 | 9.4223e-05 | 0 | 2.6228e-06 | 2.6228e-06
[79 empty] | WLDFR | non-HFTD - Transmission - 230 kV or Higher | Non-Red Flag Warning - Small Fires | 2038 | 0 | 0.091184 | 0.042438 | 0.0018418 | 0.046905 | 0.029165 | 9.4223e-05 | 0 | 2.748e-06 | 2.748e-06
[79 empty] | WLDFR | non-HFTD - Transmission - 230 kV or Higher | Non-Red Flag Warning - Small Fires | 2039 | 0 | 0.091184 | 0.042438 | 0.0018418 | 0.046905 | 0.029165 | 9.4223e-05 | 0 | 2.748e-06 | 2.748e-06
[79 empty] | WLDFR | non-HFTD - Transmission - 230 kV or Higher | Non-Red Flag Warning - Small Fires | 2040 | 0 | 0.091184 | 0.042438 | 0.0018418 | 0.046905 | 0.029165 | 9.4223e-05 | 0 | 2.748e-06 | 2.748e-06
[79 empty] | WLDFR | non-HFTD - Transmission - 230 kV or Higher | Non-Red Flag Warning - Small Fires | 2041 | 0 | 0.091184 | 0.042438 | 0.0018418 | 0.046905 | 0.029165 | 9.4223e-05 | 0 | 2.748e-06 | 2.748e-06
[79 empty] | WLDFR | non-HFTD - Transmission - 230 kV or Higher | Non-Red Flag Warning - Small Fires | 2042 | 0 | 0.091184 | 0.042438 | 0.0018418 | 0.046905 | 0.029165 | 9.4223e-05 | 0 | 2.748e-06 | 2.748e-06
[79 empty] | WLDFR | non-HFTD - Transmission - 230 kV or Higher | Non-Red Flag Warning - Small Fires | 2043 | 0 | 0.095486 | 0.044306 | 0.0019228 | 0.049257 | 0.030628 | 9.4223e-05 | 0 | 2.8858e-06 | 2.8858e-06
[79 empty] | WLDFR | non-HFTD - Transmission - 230 kV or Higher | Non-Red Flag Warning - Small Fires | 2044 | 0 | 0.095486 | 0.044306 | 0.0019228 | 0.049257 | 0.030628 | 9.4223e-05 | 0 | 2.8858e-06 | 2.8858e-06
[79 empty] | WLDFR | non-HFTD - Transmission - 230 kV or Higher | Non-Red Flag Warning - Small Fires | 2045 | 0 | 0.095486 | 0.044306 | 0.0019228 | 0.049257 | 0.030628 | 9.4223e-05 | 0 | 2.8858e-06 | 2.8858e-06
[79 empty] | WLDFR | non-HFTD - Transmission - 230 kV or Higher | Non-Red Flag Warning - Small Fires | 2046 | 0 | 0.095486 | 0.044306 | 0.0019228 | 0.049257 | 0.030628 | 9.4223e-05 | 0 | 2.8858e-06 | 2.8858e-06
[79 empty] | WLDFR | non-HFTD - Transmission - 230 kV or Higher | Non-Red Flag Warning - Small Fires | 2047 | 0 | 0.095486 | 0.044306 | 0.0019228 | 0.049257 | 0.030628 | 9.4223e-05 | 0 | 2.8858e-06 | 2.8858e-06
[79 empty] | WLDFR | non-HFTD - Transmission - 230 kV or Higher | Non-Red Flag Warning - Small Fires | 2048 | 0 | 0.10007 | 0.04626 | 0.0020076 | 0.051804 | 0.032212 | 9.4223e-05 | 0 | 3.0351e-06 | 3.0351e-06
[79 empty] | WLDFR | non-HFTD - Transmission - 230 kV or Higher | Non-Red Flag Warning - Small Fires | 2049 | 0 | 0.10007 | 0.04626 | 0.0020076 | 0.051804 | 0.032212 | 9.4223e-05 | 0 | 3.0351e-06 | 3.0351e-06
[79 empty] | WLDFR | non-HFTD - Transmission - 230 kV or Higher | Non-Red Flag Warning - Small Fires | 2050 | 0 | 0.10007 | 0.04626 | 0.0020076 | 0.051804 | 0.032212 | 9.4223e-05 | 0 | 3.0351e-06 | 3.0351e-06
[79 empty] | WLDFR | non-HFTD - Transmission - 230 kV or Higher | Non-Red Flag Warning - Small Fires | 2051 | 0 | 0.10007 | 0.04626 | 0.0020076 | 0.051804 | 0.032212 | 9.4223e-05 | 0 | 3.0351e-06 | 3.0351e-06
[79 empty] | WLDFR | non-HFTD - Transmission - 230 kV or Higher | Non-Red Flag Warning - Small Fires | 2052 | 0 | 0.10007 | 0.04626 | 0.0020076 | 0.051804 | 0.032212 | 9.4223e-05 | 0 | 3.0351e-06 | 3.0351e-06
[79 empty] | WLDFR | non-HFTD - Transmission - 230 kV or Higher | Non-Red Flag Warning - Small Fires | 2053 | 0 | 0.10489 | 0.048274 | 0.002095 | 0.054525 | 0.033904 | 9.4223e-05 | 0 | 3.1945e-06 | 3.1945e-06
[79 empty] | WLDFR | non-HFTD - Transmission - 230 kV or Higher | Non-Red Flag Warning - Small Fires | 2054 | 0 | 0.10489 | 0.048274 | 0.002095 | 0.054525 | 0.033904 | 9.4223e-05 | 0 | 3.1945e-06 | 3.1945e-06
[79 empty] | WLDFR | non-HFTD - Transmission - 230 kV or Higher | Non-Red Flag Warning - Small Fires | 2055 | 0 | 0.10489 | 0.048274 | 0.002095 | 0.054525 | 0.033904 | 9.4223e-05 | 0 | 3.1945e-06 | 3.1945e-06
[79 empty] | WLDFR | non-HFTD - Transmission - 230 kV or Higher | Red Flag Warning - Catastrophic Fires | 2026 | 0 | 14664.6376 | 233.2301 | 8896.516 | 5534.8915 | 3441.5867 | 2.4952e-09 | 0 | 8.5875e-06 | 8.5875e-06
[79 empty] | WLDFR | non-HFTD - Transmission - 230 kV or Higher | Red Flag Warning - Catastrophic Fires | 2027 | 0 | 14664.6376 | 233.2301 | 8896.516 | 5534.8915 | 3441.5867 | 2.4952e-09 | 0 | 8.5875e-06 | 8.5875e-06
[79 empty] | WLDFR | non-HFTD - Transmission - 230 kV or Higher | Red Flag Warning - Catastrophic Fires | 2028 | 0 | 15317.9909 | 247.273 | 9287.6491 | 5783.0689 | 3595.903 | 2.4952e-09 | 0 | 8.9726e-06 | 8.9726e-06
[79 empty] | WLDFR | non-HFTD - Transmission - 230 kV or Higher | Red Flag Warning - Catastrophic Fires | 2029 | 0 | 15317.9909 | 247.273 | 9287.6491 | 5783.0689 | 3595.903 | 2.4952e-09 | 0 | 8.9726e-06 | 8.9726e-06
[79 empty] | WLDFR | non-HFTD - Transmission - 230 kV or Higher | Red Flag Warning - Catastrophic Fires | 2030 | 0 | 15317.9909 | 247.273 | 9287.6491 | 5783.0689 | 3595.903 | 2.4952e-09 | 0 | 8.9726e-06 | 8.9726e-06
[79 empty] | WLDFR | non-HFTD - Transmission - 230 kV or Higher | Red Flag Warning - Catastrophic Fires | 2031 | 0 | 15317.9909 | 247.273 | 9287.6491 | 5783.0689 | 3595.903 | 2.4952e-09 | 0 | 8.9726e-06 | 8.9726e-06
[79 empty] | WLDFR | non-HFTD - Transmission - 230 kV or Higher | Red Flag Warning - Catastrophic Fires | 2032 | 0 | 15317.9909 | 247.273 | 9287.6491 | 5783.0689 | 3595.903 | 2.4952e-09 | 0 | 8.9726e-06 | 8.9726e-06
[79 empty] | WLDFR | non-HFTD - Transmission - 230 kV or Higher | Red Flag Warning - Catastrophic Fires | 2033 | 0 | 16044.1264 | 263.1074 | 9721.74 | 6059.2791 | 3767.65 | 2.4952e-09 | 0 | 9.4011e-06 | 9.4011e-06
[79 empty] | WLDFR | non-HFTD - Transmission - 230 kV or Higher | Red Flag Warning - Catastrophic Fires | 2034 | 0 | 16044.1264 | 263.1074 | 9721.74 | 6059.2791 | 3767.65 | 2.4952e-09 | 0 | 9.4011e-06 | 9.4011e-06
[79 empty] | WLDFR | non-HFTD - Transmission - 230 kV or Higher | Red Flag Warning - Catastrophic Fires | 2035 | 0 | 16044.1264 | 263.1074 | 9721.74 | 6059.2791 | 3767.65 | 2.4952e-09 | 0 | 9.4011e-06 | 9.4011e-06
[79 empty] | WLDFR | non-HFTD - Transmission - 230 kV or Higher | Red Flag Warning - Catastrophic Fires | 2036 | 0 | 16044.1264 | 263.1074 | 9721.74 | 6059.2791 | 3767.65 | 2.4952e-09 | 0 | 9.4011e-06 | 9.4011e-06
[79 empty] | WLDFR | non-HFTD - Transmission - 230 kV or Higher | Red Flag Warning - Catastrophic Fires | 2037 | 0 | 16044.1264 | 263.1074 | 9721.74 | 6059.2791 | 3767.65 | 2.4952e-09 | 0 | 9.4011e-06 | 9.4011e-06
[79 empty] | WLDFR | non-HFTD - Transmission - 230 kV or Higher | Red Flag Warning - Catastrophic Fires | 2038 | 0 | 16832.3912 | 280.5544 | 10192.2718 | 6359.5651 | 3954.3674 | 2.4952e-09 | 0 | 9.8671e-06 | 9.8671e-06
[79 empty] | WLDFR | non-HFTD - Transmission - 230 kV or Higher | Red Flag Warning - Catastrophic Fires | 2039 | 0 | 16832.3912 | 280.5544 | 10192.2718 | 6359.5651 | 3954.3674 | 2.4952e-09 | 0 | 9.8671e-06 | 9.8671e-06
[79 empty] | WLDFR | non-HFTD - Transmission - 230 kV or Higher | Red Flag Warning - Catastrophic Fires | 2040 | 0 | 16832.3912 | 280.5544 | 10192.2718 | 6359.5651 | 3954.3674 | 2.4952e-09 | 0 | 9.8671e-06 | 9.8671e-06
[79 empty] | WLDFR | non-HFTD - Transmission - 230 kV or Higher | Red Flag Warning - Catastrophic Fires | 2041 | 0 | 16832.3912 | 280.5544 | 10192.2718 | 6359.5651 | 3954.3674 | 2.4952e-09 | 0 | 9.8671e-06 | 9.8671e-06
[79 empty] | WLDFR | non-HFTD - Transmission - 230 kV or Higher | Red Flag Warning - Catastrophic Fires | 2042 | 0 | 16832.3912 | 280.5544 | 10192.2718 | 6359.5651 | 3954.3674 | 2.4952e-09 | 0 | 9.8671e-06 | 9.8671e-06
[79 empty] | WLDFR | non-HFTD - Transmission - 230 kV or Higher | Red Flag Warning - Catastrophic Fires | 2043 | 0 | 17672.0852 | 299.42 | 10692.7362 | 6679.929 | 4153.5692 | 2.4952e-09 | 0 | 1.0364e-05 | 1.0364e-05
[79 empty] | WLDFR | non-HFTD - Transmission - 230 kV or Higher | Red Flag Warning - Catastrophic Fires | 2044 | 0 | 17672.0852 | 299.42 | 10692.7362 | 6679.929 | 4153.5692 | 2.4952e-09 | 0 | 1.0364e-05 | 1.0364e-05
[79 empty] | WLDFR | non-HFTD - Transmission - 230 kV or Higher | Red Flag Warning - Catastrophic Fires | 2045 | 0 | 17672.0852 | 299.42 | 10692.7362 | 6679.929 | 4153.5692 | 2.4952e-09 | 0 | 1.0364e-05 | 1.0364e-05
[79 empty] | WLDFR | non-HFTD - Transmission - 230 kV or Higher | Red Flag Warning - Catastrophic Fires | 2046 | 0 | 17672.0852 | 299.42 | 10692.7362 | 6679.929 | 4153.5692 | 2.4952e-09 | 0 | 1.0364e-05 | 1.0364e-05
[79 empty] | WLDFR | non-HFTD - Transmission - 230 kV or Higher | Red Flag Warning - Catastrophic Fires | 2047 | 0 | 17672.0852 | 299.42 | 10692.7362 | 6679.929 | 4153.5692 | 2.4952e-09 | 0 | 1.0364e-05 | 1.0364e-05
[79 empty] | WLDFR | non-HFTD - Transmission - 230 kV or Higher | Red Flag Warning - Catastrophic Fires | 2048 | 0 | 18552.3348 | 319.4911 | 11216.5626 | 7016.281 | 4362.7123 | 2.4952e-09 | 0 | 1.0886e-05 | 1.0886e-05
[79 empty] | WLDFR | non-HFTD - Transmission - 230 kV or Higher | Red Flag Warning - Catastrophic Fires | 2049 | 0 | 18552.3348 | 319.4911 | 11216.5626 | 7016.281 | 4362.7123 | 2.4952e-09 | 0 | 1.0886e-05 | 1.0886e-05
[79 empty] | WLDFR | non-HFTD - Transmission - 230 kV or Higher | Red Flag Warning - Catastrophic Fires | 2050 | 0 | 18552.3348 | 319.4911 | 11216.5626 | 7016.281 | 4362.7123 | 2.4952e-09 | 0 | 1.0886e-05 | 1.0886e-05
[79 empty] | WLDFR | non-HFTD - Transmission - 230 kV or Higher | Red Flag Warning - Catastrophic Fires | 2051 | 0 | 18552.3348 | 319.4911 | 11216.5626 | 7016.281 | 4362.7123 | 2.4952e-09 | 0 | 1.0886e-05 | 1.0886e-05
[79 empty] | WLDFR | non-HFTD - Transmission - 230 kV or Higher | Red Flag Warning - Catastrophic Fires | 2052 | 0 | 18552.3348 | 319.4911 | 11216.5626 | 7016.281 | 4362.7123 | 2.4952e-09 | 0 | 1.0886e-05 | 1.0886e-05
[79 empty] | WLDFR | non-HFTD - Transmission - 230 kV or Higher | Red Flag Warning - Catastrophic Fires | 2053 | 0 | 19462.1283 | 340.5356 | 11757.1413 | 7364.4514 | 4579.2041 | 2.4952e-09 | 0 | 1.1426e-05 | 1.1426e-05
[79 empty] | WLDFR | non-HFTD - Transmission - 230 kV or Higher | Red Flag Warning - Catastrophic Fires | 2054 | 0 | 19462.1283 | 340.5356 | 11757.1413 | 7364.4514 | 4579.2041 | 2.4952e-09 | 0 | 1.1426e-05 | 1.1426e-05
[79 empty] | WLDFR | non-HFTD - Transmission - 230 kV or Higher | Red Flag Warning - Catastrophic Fires | 2055 | 0 | 19462.1283 | 340.5356 | 11757.1413 | 7364.4514 | 4579.2041 | 2.4952e-09 | 0 | 1.1426e-05 | 1.1426e-05
[79 empty] | WLDFR | non-HFTD - Transmission - 230 kV or Higher | Red Flag Warning - Large Fires | 2026 | 0 | 5.475 | 0.71896 | 3.0715 | 1.6846 | 1.0475 | 3.2082e-08 | 0 | 3.3604e-08 | 3.3604e-08
[79 empty] | WLDFR | non-HFTD - Transmission - 230 kV or Higher | Red Flag Warning - Large Fires | 2027 | 0 | 5.475 | 0.71896 | 3.0715 | 1.6846 | 1.0475 | 3.2082e-08 | 0 | 3.3604e-08 | 3.3604e-08
[79 empty] | WLDFR | non-HFTD - Transmission - 230 kV or Higher | Red Flag Warning - Large Fires | 2028 | 0 | 5.777 | 0.74734 | 3.238 | 1.7917 | 1.1141 | 3.2082e-08 | 0 | 3.5742e-08 | 3.5742e-08
[79 empty] | WLDFR | non-HFTD - Transmission - 230 kV or Higher | Red Flag Warning - Large Fires | 2029 | 0 | 5.777 | 0.74734 | 3.238 | 1.7917 | 1.1141 | 3.2082e-08 | 0 | 3.5742e-08 | 3.5742e-08
[79 empty] | WLDFR | non-HFTD - Transmission - 230 kV or Higher | Red Flag Warning - Large Fires | 2030 | 0 | 5.777 | 0.74734 | 3.238 | 1.7917 | 1.1141 | 3.2082e-08 | 0 | 3.5742e-08 | 3.5742e-08
[79 empty] | WLDFR | non-HFTD - Transmission - 230 kV or Higher | Red Flag Warning - Large Fires | 2031 | 0 | 5.777 | 0.74734 | 3.238 | 1.7917 | 1.1141 | 3.2082e-08 | 0 | 3.5742e-08 | 3.5742e-08
[79 empty] | WLDFR | non-HFTD - Transmission - 230 kV or Higher | Red Flag Warning - Large Fires | 2032 | 0 | 5.777 | 0.74734 | 3.238 | 1.7917 | 1.1141 | 3.2082e-08 | 0 | 3.5742e-08 | 3.5742e-08
[79 empty] | WLDFR | non-HFTD - Transmission - 230 kV or Higher | Red Flag Warning - Large Fires | 2033 | 0 | 6.1205 | 0.77885 | 3.4265 | 1.9151 | 1.1908 | 3.2082e-08 | 0 | 3.8204e-08 | 3.8204e-08
[79 empty] | WLDFR | non-HFTD - Transmission - 230 kV or Higher | Red Flag Warning - Large Fires | 2034 | 0 | 6.1205 | 0.77885 | 3.4265 | 1.9151 | 1.1908 | 3.2082e-08 | 0 | 3.8204e-08 | 3.8204e-08
[79 empty] | WLDFR | non-HFTD - Transmission - 230 kV or Higher | Red Flag Warning - Large Fires | 2035 | 0 | 6.1205 | 0.77885 | 3.4265 | 1.9151 | 1.1908 | 3.2082e-08 | 0 | 3.8204e-08 | 3.8204e-08
[79 empty] | WLDFR | non-HFTD - Transmission - 230 kV or Higher | Red Flag Warning - Large Fires | 2036 | 0 | 6.1205 | 0.77885 | 3.4265 | 1.9151 | 1.1908 | 3.2082e-08 | 0 | 3.8204e-08 | 3.8204e-08
[79 empty] | WLDFR | non-HFTD - Transmission - 230 kV or Higher | Red Flag Warning - Large Fires | 2037 | 0 | 6.1205 | 0.77885 | 3.4265 | 1.9151 | 1.1908 | 3.2082e-08 | 0 | 3.8204e-08 | 3.8204e-08
[79 empty] | WLDFR | non-HFTD - Transmission - 230 kV or Higher | Red Flag Warning - Large Fires | 2038 | 0 | 6.5028 | 0.81304 | 3.6355 | 2.0543 | 1.2773 | 3.2082e-08 | 0 | 4.0979e-08 | 4.0979e-08
[79 empty] | WLDFR | non-HFTD - Transmission - 230 kV or Higher | Red Flag Warning - Large Fires | 2039 | 0 | 6.5028 | 0.81304 | 3.6355 | 2.0543 | 1.2773 | 3.2082e-08 | 0 | 4.0979e-08 | 4.0979e-08
[79 empty] | WLDFR | non-HFTD - Transmission - 230 kV or Higher | Red Flag Warning - Large Fires | 2040 | 0 | 6.5028 | 0.81304 | 3.6355 | 2.0543 | 1.2773 | 3.2082e-08 | 0 | 4.0979e-08 | 4.0979e-08
[79 empty] | WLDFR | non-HFTD - Transmission - 230 kV or Higher | Red Flag Warning - Large Fires | 2041 | 0 | 6.5028 | 0.81304 | 3.6355 | 2.0543 | 1.2773 | 3.2082e-08 | 0 | 4.0979e-08 | 4.0979e-08
[79 empty] | WLDFR | non-HFTD - Transmission - 230 kV or Higher | Red Flag Warning - Large Fires | 2042 | 0 | 6.5028 | 0.81304 | 3.6355 | 2.0543 | 1.2773 | 3.2082e-08 | 0 | 4.0979e-08 | 4.0979e-08
[79 empty] | WLDFR | non-HFTD - Transmission - 230 kV or Higher | Red Flag Warning - Large Fires | 2043 | 0 | 6.9209 | 0.84944 | 3.8632 | 2.2083 | 1.3731 | 3.2082e-08 | 0 | 4.4052e-08 | 4.4052e-08
[79 empty] | WLDFR | non-HFTD - Transmission - 230 kV or Higher | Red Flag Warning - Large Fires | 2044 | 0 | 6.9209 | 0.84944 | 3.8632 | 2.2083 | 1.3731 | 3.2082e-08 | 0 | 4.4052e-08 | 4.4052e-08
[79 empty] | WLDFR | non-HFTD - Transmission - 230 kV or Higher | Red Flag Warning - Large Fires | 2045 | 0 | 6.9209 | 0.84944 | 3.8632 | 2.2083 | 1.3731 | 3.2082e-08 | 0 | 4.4052e-08 | 4.4052e-08
[79 empty] | WLDFR | non-HFTD - Transmission - 230 kV or Higher | Red Flag Warning - Large Fires | 2046 | 0 | 6.9209 | 0.84944 | 3.8632 | 2.2083 | 1.3731 | 3.2082e-08 | 0 | 4.4052e-08 | 4.4052e-08
[79 empty] | WLDFR | non-HFTD - Transmission - 230 kV or Higher | Red Flag Warning - Large Fires | 2047 | 0 | 6.9209 | 0.84944 | 3.8632 | 2.2083 | 1.3731 | 3.2082e-08 | 0 | 4.4052e-08 | 4.4052e-08
[79 empty] | WLDFR | non-HFTD - Transmission - 230 kV or Higher | Red Flag Warning - Large Fires | 2048 | 0 | 7.3713 | 0.88759 | 4.1075 | 2.3763 | 1.4776 | 3.2082e-08 | 0 | 4.7403e-08 | 4.7403e-08
[79 empty] | WLDFR | non-HFTD - Transmission - 230 kV or Higher | Red Flag Warning - Large Fires | 2049 | 0 | 7.3713 | 0.88759 | 4.1075 | 2.3763 | 1.4776 | 3.2082e-08 | 0 | 4.7403e-08 | 4.7403e-08
[79 empty] | WLDFR | non-HFTD - Transmission - 230 kV or Higher | Red Flag Warning - Large Fires | 2050 | 0 | 7.3713 | 0.88759 | 4.1075 | 2.3763 | 1.4776 | 3.2082e-08 | 0 | 4.7403e-08 | 4.7403e-08
[79 empty] | WLDFR | non-HFTD - Transmission - 230 kV or Higher | Red Flag Warning - Large Fires | 2051 | 0 | 7.3713 | 0.88759 | 4.1075 | 2.3763 | 1.4776 | 3.2082e-08 | 0 | 4.7403e-08 | 4.7403e-08
[79 empty] | WLDFR | non-HFTD - Transmission - 230 kV or Higher | Red Flag Warning - Large Fires | 2052 | 0 | 7.3713 | 0.88759 | 4.1075 | 2.3763 | 1.4776 | 3.2082e-08 | 0 | 4.7403e-08 | 4.7403e-08
[79 empty] | WLDFR | non-HFTD - Transmission - 230 kV or Higher | Red Flag Warning - Large Fires | 2053 | 0 | 7.8503 | 0.92702 | 4.3664 | 2.5569 | 1.5899 | 3.2082e-08 | 0 | 5.1005e-08 | 5.1005e-08
[79 empty] | WLDFR | non-HFTD - Transmission - 230 kV or Higher | Red Flag Warning - Large Fires | 2054 | 0 | 7.8503 | 0.92702 | 4.3664 | 2.5569 | 1.5899 | 3.2082e-08 | 0 | 5.1005e-08 | 5.1005e-08
[79 empty] | WLDFR | non-HFTD - Transmission - 230 kV or Higher | Red Flag Warning - Large Fires | 2055 | 0 | 7.8503 | 0.92702 | 4.3664 | 2.5569 | 1.5899 | 3.2082e-08 | 0 | 5.1005e-08 | 5.1005e-08
[79 empty] | WLDFR | non-HFTD - Transmission - 230 kV or Higher | Red Flag Warning - Small Fires | 2026 | 0 | 0.080408 | 0.03759 | 0.0016314 | 0.041187 | 0.02561 | 3.3172e-06 | 0 | 8.4953e-08 | 8.4953e-08
[79 empty] | WLDFR | non-HFTD - Transmission - 230 kV or Higher | Red Flag Warning - Small Fires | 2027 | 0 | 0.080408 | 0.03759 | 0.0016314 | 0.041187 | 0.02561 | 3.3172e-06 | 0 | 8.4953e-08 | 8.4953e-08
[79 empty] | WLDFR | non-HFTD - Transmission - 230 kV or Higher | Red Flag Warning - Small Fires | 2028 | 0 | 0.083606 | 0.039055 | 0.001695 | 0.042856 | 0.026648 | 3.3172e-06 | 0 | 8.8397e-08 | 8.8397e-08
[79 empty] | WLDFR | non-HFTD - Transmission - 230 kV or Higher | Red Flag Warning - Small Fires | 2029 | 0 | 0.083606 | 0.039055 | 0.001695 | 0.042856 | 0.026648 | 3.3172e-06 | 0 | 8.8397e-08 | 8.8397e-08
[79 empty] | WLDFR | non-HFTD - Transmission - 230 kV or Higher | Red Flag Warning - Small Fires | 2030 | 0 | 0.083606 | 0.039055 | 0.001695 | 0.042856 | 0.026648 | 3.3172e-06 | 0 | 8.8397e-08 | 8.8397e-08
[79 empty] | WLDFR | non-HFTD - Transmission - 230 kV or Higher | Red Flag Warning - Small Fires | 2031 | 0 | 0.083606 | 0.039055 | 0.001695 | 0.042856 | 0.026648 | 3.3172e-06 | 0 | 8.8397e-08 | 8.8397e-08
[79 empty] | WLDFR | non-HFTD - Transmission - 230 kV or Higher | Red Flag Warning - Small Fires | 2032 | 0 | 0.083606 | 0.039055 | 0.001695 | 0.042856 | 0.026648 | 3.3172e-06 | 0 | 8.8397e-08 | 8.8397e-08
[79 empty] | WLDFR | non-HFTD - Transmission - 230 kV or Higher | Red Flag Warning - Small Fires | 2033 | 0 | 0.087211 | 0.040679 | 0.0017655 | 0.044766 | 0.027836 | 3.3172e-06 | 0 | 9.2337e-08 | 9.2337e-08
[79 empty] | WLDFR | non-HFTD - Transmission - 230 kV or Higher | Red Flag Warning - Small Fires | 2034 | 0 | 0.087211 | 0.040679 | 0.0017655 | 0.044766 | 0.027836 | 3.3172e-06 | 0 | 9.2337e-08 | 9.2337e-08
[79 empty] | WLDFR | non-HFTD - Transmission - 230 kV or Higher | Red Flag Warning - Small Fires | 2035 | 0 | 0.087211 | 0.040679 | 0.0017655 | 0.044766 | 0.027836 | 3.3172e-06 | 0 | 9.2337e-08 | 9.2337e-08
[79 empty] | WLDFR | non-HFTD - Transmission - 230 kV or Higher | Red Flag Warning - Small Fires | 2036 | 0 | 0.087211 | 0.040679 | 0.0017655 | 0.044766 | 0.027836 | 3.3172e-06 | 0 | 9.2337e-08 | 9.2337e-08
[79 empty] | WLDFR | non-HFTD - Transmission - 230 kV or Higher | Red Flag Warning - Small Fires | 2037 | 0 | 0.087211 | 0.040679 | 0.0017655 | 0.044766 | 0.027836 | 3.3172e-06 | 0 | 9.2337e-08 | 9.2337e-08
[79 empty] | WLDFR | non-HFTD - Transmission - 230 kV or Higher | Red Flag Warning - Small Fires | 2038 | 0 | 0.091184 | 0.042438 | 0.0018418 | 0.046905 | 0.029165 | 3.3172e-06 | 0 | 9.6748e-08 | 9.6748e-08
[79 empty] | WLDFR | non-HFTD - Transmission - 230 kV or Higher | Red Flag Warning - Small Fires | 2039 | 0 | 0.091184 | 0.042438 | 0.0018418 | 0.046905 | 0.029165 | 3.3172e-06 | 0 | 9.6748e-08 | 9.6748e-08
[79 empty] | WLDFR | non-HFTD - Transmission - 230 kV or Higher | Red Flag Warning - Small Fires | 2040 | 0 | 0.091184 | 0.042438 | 0.0018418 | 0.046905 | 0.029165 | 3.3172e-06 | 0 | 9.6748e-08 | 9.6748e-08
[79 empty] | WLDFR | non-HFTD - Transmission - 230 kV or Higher | Red Flag Warning - Small Fires | 2041 | 0 | 0.091184 | 0.042438 | 0.0018418 | 0.046905 | 0.029165 | 3.3172e-06 | 0 | 9.6748e-08 | 9.6748e-08
[79 empty] | WLDFR | non-HFTD - Transmission - 230 kV or Higher | Red Flag Warning - Small Fires | 2042 | 0 | 0.091184 | 0.042438 | 0.0018418 | 0.046905 | 0.029165 | 3.3172e-06 | 0 | 9.6748e-08 | 9.6748e-08
[79 empty] | WLDFR | non-HFTD - Transmission - 230 kV or Higher | Red Flag Warning - Small Fires | 2043 | 0 | 0.095486 | 0.044306 | 0.0019228 | 0.049257 | 0.030628 | 3.3172e-06 | 0 | 1.016e-07 | 1.016e-07
[79 empty] | WLDFR | non-HFTD - Transmission - 230 kV or Higher | Red Flag Warning - Small Fires | 2044 | 0 | 0.095486 | 0.044306 | 0.0019228 | 0.049257 | 0.030628 | 3.3172e-06 | 0 | 1.016e-07 | 1.016e-07
[79 empty] | WLDFR | non-HFTD - Transmission - 230 kV or Higher | Red Flag Warning - Small Fires | 2045 | 0 | 0.095486 | 0.044306 | 0.0019228 | 0.049257 | 0.030628 | 3.3172e-06 | 0 | 1.016e-07 | 1.016e-07
[79 empty] | WLDFR | non-HFTD - Transmission - 230 kV or Higher | Red Flag Warning - Small Fires | 2046 | 0 | 0.095486 | 0.044306 | 0.0019228 | 0.049257 | 0.030628 | 3.3172e-06 | 0 | 1.016e-07 | 1.016e-07
[79 empty] | WLDFR | non-HFTD - Transmission - 230 kV or Higher | Red Flag Warning - Small Fires | 2047 | 0 | 0.095486 | 0.044306 | 0.0019228 | 0.049257 | 0.030628 | 3.3172e-06 | 0 | 1.016e-07 | 1.016e-07
[79 empty] | WLDFR | non-HFTD - Transmission - 230 kV or Higher | Red Flag Warning - Small Fires | 2048 | 0 | 0.10007 | 0.04626 | 0.0020076 | 0.051804 | 0.032212 | 3.3172e-06 | 0 | 1.0685e-07 | 1.0685e-07
[79 empty] | WLDFR | non-HFTD - Transmission - 230 kV or Higher | Red Flag Warning - Small Fires | 2049 | 0 | 0.10007 | 0.04626 | 0.0020076 | 0.051804 | 0.032212 | 3.3172e-06 | 0 | 1.0685e-07 | 1.0685e-07
[79 empty] | WLDFR | non-HFTD - Transmission - 230 kV or Higher | Red Flag Warning - Small Fires | 2050 | 0 | 0.10007 | 0.04626 | 0.0020076 | 0.051804 | 0.032212 | 3.3172e-06 | 0 | 1.0685e-07 | 1.0685e-07
[79 empty] | WLDFR | non-HFTD - Transmission - 230 kV or Higher | Red Flag Warning - Small Fires | 2051 | 0 | 0.10007 | 0.04626 | 0.0020076 | 0.051804 | 0.032212 | 3.3172e-06 | 0 | 1.0685e-07 | 1.0685e-07
[79 empty] | WLDFR | non-HFTD - Transmission - 230 kV or Higher | Red Flag Warning - Small Fires | 2052 | 0 | 0.10007 | 0.04626 | 0.0020076 | 0.051804 | 0.032212 | 3.3172e-06 | 0 | 1.0685e-07 | 1.0685e-07
[79 empty] | WLDFR | non-HFTD - Transmission - 230 kV or Higher | Red Flag Warning - Small Fires | 2053 | 0 | 0.10489 | 0.048274 | 0.002095 | 0.054525 | 0.033904 | 3.3172e-06 | 0 | 1.1247e-07 | 1.1247e-07
[79 empty] | WLDFR | non-HFTD - Transmission - 230 kV or Higher | Red Flag Warning - Small Fires | 2054 | 0 | 0.10489 | 0.048274 | 0.002095 | 0.054525 | 0.033904 | 3.3172e-06 | 0 | 1.1247e-07 | 1.1247e-07
[79 empty] | WLDFR | non-HFTD - Transmission - 230 kV or Higher | Red Flag Warning - Small Fires | 2055 | 0 | 0.10489 | 0.048274 | 0.002095 | 0.054525 | 0.033904 | 3.3172e-06 | 0 | 1.1247e-07 | 1.1247e-07
[79 empty] | WLDFR | non-HFTD - Transmission - 60/70 kV | Non-Red Flag Warning - Large Fires | 2026 | 0 | 5.475 | 0.71896 | 3.0715 | 1.6846 | 1.0475 | 6.7587e-06 | 0 | 7.0795e-06 | 7.0795e-06
[79 empty] | WLDFR | non-HFTD - Transmission - 60/70 kV | Non-Red Flag Warning - Large Fires | 2027 | 0 | 5.475 | 0.71896 | 3.0715 | 1.6846 | 1.0475 | 6.7587e-06 | 0 | 7.0795e-06 | 7.0795e-06
[79 empty] | WLDFR | non-HFTD - Transmission - 60/70 kV | Non-Red Flag Warning - Large Fires | 2028 | 0 | 5.777 | 0.74734 | 3.238 | 1.7917 | 1.1141 | 6.7587e-06 | 0 | 7.5298e-06 | 7.5298e-06
[79 empty] | WLDFR | non-HFTD - Transmission - 60/70 kV | Non-Red Flag Warning - Large Fires | 2029 | 0 | 5.777 | 0.74734 | 3.238 | 1.7917 | 1.1141 | 6.7587e-06 | 0 | 7.5298e-06 | 7.5298e-06
[79 empty] | WLDFR | non-HFTD - Transmission - 60/70 kV | Non-Red Flag Warning - Large Fires | 2030 | 0 | 5.777 | 0.74734 | 3.238 | 1.7917 | 1.1141 | 6.7587e-06 | 0 | 7.5298e-06 | 7.5298e-06
[79 empty] | WLDFR | non-HFTD - Transmission - 60/70 kV | Non-Red Flag Warning - Large Fires | 2031 | 0 | 5.777 | 0.74734 | 3.238 | 1.7917 | 1.1141 | 6.7587e-06 | 0 | 7.5298e-06 | 7.5298e-06
[79 empty] | WLDFR | non-HFTD - Transmission - 60/70 kV | Non-Red Flag Warning - Large Fires | 2032 | 0 | 5.777 | 0.74734 | 3.238 | 1.7917 | 1.1141 | 6.7587e-06 | 0 | 7.5298e-06 | 7.5298e-06
[79 empty] | WLDFR | non-HFTD - Transmission - 60/70 kV | Non-Red Flag Warning - Large Fires | 2033 | 0 | 6.1205 | 0.77885 | 3.4265 | 1.9151 | 1.1908 | 6.7587e-06 | 0 | 8.0485e-06 | 8.0485e-06
[79 empty] | WLDFR | non-HFTD - Transmission - 60/70 kV | Non-Red Flag Warning - Large Fires | 2034 | 0 | 6.1205 | 0.77885 | 3.4265 | 1.9151 | 1.1908 | 6.7587e-06 | 0 | 8.0485e-06 | 8.0485e-06
[79 empty] | WLDFR | non-HFTD - Transmission - 60/70 kV | Non-Red Flag Warning - Large Fires | 2035 | 0 | 6.1205 | 0.77885 | 3.4265 | 1.9151 | 1.1908 | 6.7587e-06 | 0 | 8.0485e-06 | 8.0485e-06
[79 empty] | WLDFR | non-HFTD - Transmission - 60/70 kV | Non-Red Flag Warning - Large Fires | 2036 | 0 | 6.1205 | 0.77885 | 3.4265 | 1.9151 | 1.1908 | 6.7587e-06 | 0 | 8.0485e-06 | 8.0485e-06
[79 empty] | WLDFR | non-HFTD - Transmission - 60/70 kV | Non-Red Flag Warning - Large Fires | 2037 | 0 | 6.1205 | 0.77885 | 3.4265 | 1.9151 | 1.1908 | 6.7587e-06 | 0 | 8.0485e-06 | 8.0485e-06
[79 empty] | WLDFR | non-HFTD - Transmission - 60/70 kV | Non-Red Flag Warning - Large Fires | 2038 | 0 | 6.5028 | 0.81304 | 3.6355 | 2.0543 | 1.2773 | 6.7587e-06 | 0 | 8.6331e-06 | 8.6331e-06
[79 empty] | WLDFR | non-HFTD - Transmission - 60/70 kV | Non-Red Flag Warning - Large Fires | 2039 | 0 | 6.5028 | 0.81304 | 3.6355 | 2.0543 | 1.2773 | 6.7587e-06 | 0 | 8.6331e-06 | 8.6331e-06
[79 empty] | WLDFR | non-HFTD - Transmission - 60/70 kV | Non-Red Flag Warning - Large Fires | 2040 | 0 | 6.5028 | 0.81304 | 3.6355 | 2.0543 | 1.2773 | 6.7587e-06 | 0 | 8.6331e-06 | 8.6331e-06
[79 empty] | WLDFR | non-HFTD - Transmission - 60/70 kV | Non-Red Flag Warning - Large Fires | 2041 | 0 | 6.5028 | 0.81304 | 3.6355 | 2.0543 | 1.2773 | 6.7587e-06 | 0 | 8.6331e-06 | 8.6331e-06
[79 empty] | WLDFR | non-HFTD - Transmission - 60/70 kV | Non-Red Flag Warning - Large Fires | 2042 | 0 | 6.5028 | 0.81304 | 3.6355 | 2.0543 | 1.2773 | 6.7587e-06 | 0 | 8.6331e-06 | 8.6331e-06
[79 empty] | WLDFR | non-HFTD - Transmission - 60/70 kV | Non-Red Flag Warning - Large Fires | 2043 | 0 | 6.9209 | 0.84944 | 3.8632 | 2.2083 | 1.3731 | 6.7587e-06 | 0 | 9.2806e-06 | 9.2806e-06
[79 empty] | WLDFR | non-HFTD - Transmission - 60/70 kV | Non-Red Flag Warning - Large Fires | 2044 | 0 | 6.9209 | 0.84944 | 3.8632 | 2.2083 | 1.3731 | 6.7587e-06 | 0 | 9.2806e-06 | 9.2806e-06
[79 empty] | WLDFR | non-HFTD - Transmission - 60/70 kV | Non-Red Flag Warning - Large Fires | 2045 | 0 | 6.9209 | 0.84944 | 3.8632 | 2.2083 | 1.3731 | 6.7587e-06 | 0 | 9.2806e-06 | 9.2806e-06
[79 empty] | WLDFR | non-HFTD - Transmission - 60/70 kV | Non-Red Flag Warning - Large Fires | 2046 | 0 | 6.9209 | 0.84944 | 3.8632 | 2.2083 | 1.3731 | 6.7587e-06 | 0 | 9.2806e-06 | 9.2806e-06
[79 empty] | WLDFR | non-HFTD - Transmission - 60/70 kV | Non-Red Flag Warning - Large Fires | 2047 | 0 | 6.9209 | 0.84944 | 3.8632 | 2.2083 | 1.3731 | 6.7587e-06 | 0 | 9.2806e-06 | 9.2806e-06
[79 empty] | WLDFR | non-HFTD - Transmission - 60/70 kV | Non-Red Flag Warning - Large Fires | 2048 | 0 | 7.3713 | 0.88759 | 4.1075 | 2.3763 | 1.4776 | 6.7587e-06 | 0 | 9.9865e-06 | 9.9865e-06
[79 empty] | WLDFR | non-HFTD - Transmission - 60/70 kV | Non-Red Flag Warning - Large Fires | 2049 | 0 | 7.3713 | 0.88759 | 4.1075 | 2.3763 | 1.4776 | 6.7587e-06 | 0 | 9.9865e-06 | 9.9865e-06
[79 empty] | WLDFR | non-HFTD - Transmission - 60/70 kV | Non-Red Flag Warning - Large Fires | 2050 | 0 | 7.3713 | 0.88759 | 4.1075 | 2.3763 | 1.4776 | 6.7587e-06 | 0 | 9.9865e-06 | 9.9865e-06
[79 empty] | WLDFR | non-HFTD - Transmission - 60/70 kV | Non-Red Flag Warning - Large Fires | 2051 | 0 | 7.3713 | 0.88759 | 4.1075 | 2.3763 | 1.4776 | 6.7587e-06 | 0 | 9.9865e-06 | 9.9865e-06
[79 empty] | WLDFR | non-HFTD - Transmission - 60/70 kV | Non-Red Flag Warning - Large Fires | 2052 | 0 | 7.3713 | 0.88759 | 4.1075 | 2.3763 | 1.4776 | 6.7587e-06 | 0 | 9.9865e-06 | 9.9865e-06
[79 empty] | WLDFR | non-HFTD - Transmission - 60/70 kV | Non-Red Flag Warning - Large Fires | 2053 | 0 | 7.8503 | 0.92702 | 4.3664 | 2.5569 | 1.5899 | 6.7587e-06 | 0 | 1.0745e-05 | 1.0745e-05
[79 empty] | WLDFR | non-HFTD - Transmission - 60/70 kV | Non-Red Flag Warning - Large Fires | 2054 | 0 | 7.8503 | 0.92702 | 4.3664 | 2.5569 | 1.5899 | 6.7587e-06 | 0 | 1.0745e-05 | 1.0745e-05
[79 empty] | WLDFR | non-HFTD - Transmission - 60/70 kV | Non-Red Flag Warning - Large Fires | 2055 | 0 | 7.8503 | 0.92702 | 4.3664 | 2.5569 | 1.5899 | 6.7587e-06 | 0 | 1.0745e-05 | 1.0745e-05
[79 empty] | WLDFR | non-HFTD - Transmission - 60/70 kV | Non-Red Flag Warning - Small Fires | 2026 | 0 | 0.080408 | 0.03759 | 0.0016314 | 0.041187 | 0.02561 | 0.0013983 | 0 | 3.581e-05 | 3.581e-05
[79 empty] | WLDFR | non-HFTD - Transmission - 60/70 kV | Non-Red Flag Warning - Small Fires | 2027 | 0 | 0.080408 | 0.03759 | 0.0016314 | 0.041187 | 0.02561 | 0.0013983 | 0 | 3.581e-05 | 3.581e-05
[79 empty] | WLDFR | non-HFTD - Transmission - 60/70 kV | Non-Red Flag Warning - Small Fires | 2028 | 0 | 0.083606 | 0.039055 | 0.001695 | 0.042856 | 0.026648 | 0.0013983 | 0 | 3.7262e-05 | 3.7262e-05
[79 empty] | WLDFR | non-HFTD - Transmission - 60/70 kV | Non-Red Flag Warning - Small Fires | 2029 | 0 | 0.083606 | 0.039055 | 0.001695 | 0.042856 | 0.026648 | 0.0013983 | 0 | 3.7262e-05 | 3.7262e-05
[79 empty] | WLDFR | non-HFTD - Transmission - 60/70 kV | Non-Red Flag Warning - Small Fires | 2030 | 0 | 0.083606 | 0.039055 | 0.001695 | 0.042856 | 0.026648 | 0.0013983 | 0 | 3.7262e-05 | 3.7262e-05
[79 empty] | WLDFR | non-HFTD - Transmission - 60/70 kV | Non-Red Flag Warning - Small Fires | 2031 | 0 | 0.083606 | 0.039055 | 0.001695 | 0.042856 | 0.026648 | 0.0013983 | 0 | 3.7262e-05 | 3.7262e-05
[79 empty] | WLDFR | non-HFTD - Transmission - 60/70 kV | Non-Red Flag Warning - Small Fires | 2032 | 0 | 0.083606 | 0.039055 | 0.001695 | 0.042856 | 0.026648 | 0.0013983 | 0 | 3.7262e-05 | 3.7262e-05
[79 empty] | WLDFR | non-HFTD - Transmission - 60/70 kV | Non-Red Flag Warning - Small Fires | 2033 | 0 | 0.087211 | 0.040679 | 0.0017655 | 0.044766 | 0.027836 | 0.0013983 | 0 | 3.8923e-05 | 3.8923e-05
[79 empty] | WLDFR | non-HFTD - Transmission - 60/70 kV | Non-Red Flag Warning - Small Fires | 2034 | 0 | 0.087211 | 0.040679 | 0.0017655 | 0.044766 | 0.027836 | 0.0013983 | 0 | 3.8923e-05 | 3.8923e-05
[79 empty] | WLDFR | non-HFTD - Transmission - 60/70 kV | Non-Red Flag Warning - Small Fires | 2035 | 0 | 0.087211 | 0.040679 | 0.0017655 | 0.044766 | 0.027836 | 0.0013983 | 0 | 3.8923e-05 | 3.8923e-05
[79 empty] | WLDFR | non-HFTD - Transmission - 60/70 kV | Non-Red Flag Warning - Small Fires | 2036 | 0 | 0.087211 | 0.040679 | 0.0017655 | 0.044766 | 0.027836 | 0.0013983 | 0 | 3.8923e-05 | 3.8923e-05
[79 empty] | WLDFR | non-HFTD - Transmission - 60/70 kV | Non-Red Flag Warning - Small Fires | 2037 | 0 | 0.087211 | 0.040679 | 0.0017655 | 0.044766 | 0.027836 | 0.0013983 | 0 | 3.8923e-05 | 3.8923e-05
[79 empty] | WLDFR | non-HFTD - Transmission - 60/70 kV | Non-Red Flag Warning - Small Fires | 2038 | 0 | 0.091184 | 0.042438 | 0.0018418 | 0.046905 | 0.029165 | 0.0013983 | 0 | 4.0782e-05 | 4.0782e-05
[79 empty] | WLDFR | non-HFTD - Transmission - 60/70 kV | Non-Red Flag Warning - Small Fires | 2039 | 0 | 0.091184 | 0.042438 | 0.0018418 | 0.046905 | 0.029165 | 0.0013983 | 0 | 4.0782e-05 | 4.0782e-05
[79 empty] | WLDFR | non-HFTD - Transmission - 60/70 kV | Non-Red Flag Warning - Small Fires | 2040 | 0 | 0.091184 | 0.042438 | 0.0018418 | 0.046905 | 0.029165 | 0.0013983 | 0 | 4.0782e-05 | 4.0782e-05
[79 empty] | WLDFR | non-HFTD - Transmission - 60/70 kV | Non-Red Flag Warning - Small Fires | 2041 | 0 | 0.091184 | 0.042438 | 0.0018418 | 0.046905 | 0.029165 | 0.0013983 | 0 | 4.0782e-05 | 4.0782e-05
[79 empty] | WLDFR | non-HFTD - Transmission - 60/70 kV | Non-Red Flag Warning - Small Fires | 2042 | 0 | 0.091184 | 0.042438 | 0.0018418 | 0.046905 | 0.029165 | 0.0013983 | 0 | 4.0782e-05 | 4.0782e-05
[79 empty] | WLDFR | non-HFTD - Transmission - 60/70 kV | Non-Red Flag Warning - Small Fires | 2043 | 0 | 0.095486 | 0.044306 | 0.0019228 | 0.049257 | 0.030628 | 0.0013983 | 0 | 4.2827e-05 | 4.2827e-05
[79 empty] | WLDFR | non-HFTD - Transmission - 60/70 kV | Non-Red Flag Warning - Small Fires | 2044 | 0 | 0.095486 | 0.044306 | 0.0019228 | 0.049257 | 0.030628 | 0.0013983 | 0 | 4.2827e-05 | 4.2827e-05
[79 empty] | WLDFR | non-HFTD - Transmission - 60/70 kV | Non-Red Flag Warning - Small Fires | 2045 | 0 | 0.095486 | 0.044306 | 0.0019228 | 0.049257 | 0.030628 | 0.0013983 | 0 | 4.2827e-05 | 4.2827e-05
[79 empty] | WLDFR | non-HFTD - Transmission - 60/70 kV | Non-Red Flag Warning - Small Fires | 2046 | 0 | 0.095486 | 0.044306 | 0.0019228 | 0.049257 | 0.030628 | 0.0013983 | 0 | 4.2827e-05 | 4.2827e-05
[79 empty] | WLDFR | non-HFTD - Transmission - 60/70 kV | Non-Red Flag Warning - Small Fires | 2047 | 0 | 0.095486 | 0.044306 | 0.0019228 | 0.049257 | 0.030628 | 0.0013983 | 0 | 4.2827e-05 | 4.2827e-05
[79 empty] | WLDFR | non-HFTD - Transmission - 60/70 kV | Non-Red Flag Warning - Small Fires | 2048 | 0 | 0.10007 | 0.04626 | 0.0020076 | 0.051804 | 0.032212 | 0.0013983 | 0 | 4.5042e-05 | 4.5042e-05
[79 empty] | WLDFR | non-HFTD - Transmission - 60/70 kV | Non-Red Flag Warning - Small Fires | 2049 | 0 | 0.10007 | 0.04626 | 0.0020076 | 0.051804 | 0.032212 | 0.0013983 | 0 | 4.5042e-05 | 4.5042e-05
[79 empty] | WLDFR | non-HFTD - Transmission - 60/70 kV | Non-Red Flag Warning - Small Fires | 2050 | 0 | 0.10007 | 0.04626 | 0.0020076 | 0.051804 | 0.032212 | 0.0013983 | 0 | 4.5042e-05 | 4.5042e-05
[79 empty] | WLDFR | non-HFTD - Transmission - 60/70 kV | Non-Red Flag Warning - Small Fires | 2051 | 0 | 0.10007 | 0.04626 | 0.0020076 | 0.051804 | 0.032212 | 0.0013983 | 0 | 4.5042e-05 | 4.5042e-05
[79 empty] | WLDFR | non-HFTD - Transmission - 60/70 kV | Non-Red Flag Warning - Small Fires | 2052 | 0 | 0.10007 | 0.04626 | 0.0020076 | 0.051804 | 0.032212 | 0.0013983 | 0 | 4.5042e-05 | 4.5042e-05
[79 empty] | WLDFR | non-HFTD - Transmission - 60/70 kV | Non-Red Flag Warning - Small Fires | 2053 | 0 | 0.10489 | 0.048274 | 0.002095 | 0.054525 | 0.033904 | 0.0013983 | 0 | 4.7408e-05 | 4.7408e-05
[79 empty] | WLDFR | non-HFTD - Transmission - 60/70 kV | Non-Red Flag Warning - Small Fires | 2054 | 0 | 0.10489 | 0.048274 | 0.002095 | 0.054525 | 0.033904 | 0.0013983 | 0 | 4.7408e-05 | 4.7408e-05
[79 empty] | WLDFR | non-HFTD - Transmission - 60/70 kV | Non-Red Flag Warning - Small Fires | 2055 | 0 | 0.10489 | 0.048274 | 0.002095 | 0.054525 | 0.033904 | 0.0013983 | 0 | 4.7408e-05 | 4.7408e-05
[79 empty] | WLDFR | non-HFTD - Transmission - 60/70 kV | Red Flag Warning - Catastrophic Fires | 2026 | 0 | 14664.6376 | 233.2301 | 8896.516 | 5534.8915 | 3441.5867 | 3.3357e-08 | 0 | 0.0001148 | 0.0001148
[79 empty] | WLDFR | non-HFTD - Transmission - 60/70 kV | Red Flag Warning - Catastrophic Fires | 2027 | 0 | 14664.6376 | 233.2301 | 8896.516 | 5534.8915 | 3441.5867 | 3.3357e-08 | 0 | 0.0001148 | 0.0001148
[79 empty] | WLDFR | non-HFTD - Transmission - 60/70 kV | Red Flag Warning - Catastrophic Fires | 2028 | 0 | 15317.9909 | 247.273 | 9287.6491 | 5783.0689 | 3595.903 | 3.3357e-08 | 0 | 0.00011995 | 0.00011995
[79 empty] | WLDFR | non-HFTD - Transmission - 60/70 kV | Red Flag Warning - Catastrophic Fires | 2029 | 0 | 15317.9909 | 247.273 | 9287.6491 | 5783.0689 | 3595.903 | 3.3357e-08 | 0 | 0.00011995 | 0.00011995
[79 empty] | WLDFR | non-HFTD - Transmission - 60/70 kV | Red Flag Warning - Catastrophic Fires | 2030 | 0 | 15317.9909 | 247.273 | 9287.6491 | 5783.0689 | 3595.903 | 3.3357e-08 | 0 | 0.00011995 | 0.00011995
[79 empty] | WLDFR | non-HFTD - Transmission - 60/70 kV | Red Flag Warning - Catastrophic Fires | 2031 | 0 | 15317.9909 | 247.273 | 9287.6491 | 5783.0689 | 3595.903 | 3.3357e-08 | 0 | 0.00011995 | 0.00011995
[79 empty] | WLDFR | non-HFTD - Transmission - 60/70 kV | Red Flag Warning - Catastrophic Fires | 2032 | 0 | 15317.9909 | 247.273 | 9287.6491 | 5783.0689 | 3595.903 | 3.3357e-08 | 0 | 0.00011995 | 0.00011995
[79 empty] | WLDFR | non-HFTD - Transmission - 60/70 kV | Red Flag Warning - Catastrophic Fires | 2033 | 0 | 16044.1264 | 263.1074 | 9721.74 | 6059.2791 | 3767.65 | 3.3357e-08 | 0 | 0.00012568 | 0.00012568
[79 empty] | WLDFR | non-HFTD - Transmission - 60/70 kV | Red Flag Warning - Catastrophic Fires | 2034 | 0 | 16044.1264 | 263.1074 | 9721.74 | 6059.2791 | 3767.65 | 3.3357e-08 | 0 | 0.00012568 | 0.00012568
[79 empty] | WLDFR | non-HFTD - Transmission - 60/70 kV | Red Flag Warning - Catastrophic Fires | 2035 | 0 | 16044.1264 | 263.1074 | 9721.74 | 6059.2791 | 3767.65 | 3.3357e-08 | 0 | 0.00012568 | 0.00012568
[79 empty] | WLDFR | non-HFTD - Transmission - 60/70 kV | Red Flag Warning - Catastrophic Fires | 2036 | 0 | 16044.1264 | 263.1074 | 9721.74 | 6059.2791 | 3767.65 | 3.3357e-08 | 0 | 0.00012568 | 0.00012568
[79 empty] | WLDFR | non-HFTD - Transmission - 60/70 kV | Red Flag Warning - Catastrophic Fires | 2037 | 0 | 16044.1264 | 263.1074 | 9721.74 | 6059.2791 | 3767.65 | 3.3357e-08 | 0 | 0.00012568 | 0.00012568
[79 empty] | WLDFR | non-HFTD - Transmission - 60/70 kV | Red Flag Warning - Catastrophic Fires | 2038 | 0 | 16832.3912 | 280.5544 | 10192.2718 | 6359.5651 | 3954.3674 | 3.3357e-08 | 0 | 0.00013191 | 0.00013191
[79 empty] | WLDFR | non-HFTD - Transmission - 60/70 kV | Red Flag Warning - Catastrophic Fires | 2039 | 0 | 16832.3912 | 280.5544 | 10192.2718 | 6359.5651 | 3954.3674 | 3.3357e-08 | 0 | 0.00013191 | 0.00013191
[79 empty] | WLDFR | non-HFTD - Transmission - 60/70 kV | Red Flag Warning - Catastrophic Fires | 2040 | 0 | 16832.3912 | 280.5544 | 10192.2718 | 6359.5651 | 3954.3674 | 3.3357e-08 | 0 | 0.00013191 | 0.00013191
[79 empty] | WLDFR | non-HFTD - Transmission - 60/70 kV | Red Flag Warning - Catastrophic Fires | 2041 | 0 | 16832.3912 | 280.5544 | 10192.2718 | 6359.5651 | 3954.3674 | 3.3357e-08 | 0 | 0.00013191 | 0.00013191
[79 empty] | WLDFR | non-HFTD - Transmission - 60/70 kV | Red Flag Warning - Catastrophic Fires | 2042 | 0 | 16832.3912 | 280.5544 | 10192.2718 | 6359.5651 | 3954.3674 | 3.3357e-08 | 0 | 0.00013191 | 0.00013191
[79 empty] | WLDFR | non-HFTD - Transmission - 60/70 kV | Red Flag Warning - Catastrophic Fires | 2043 | 0 | 17672.0852 | 299.42 | 10692.7362 | 6679.929 | 4153.5692 | 3.3357e-08 | 0 | 0.00013855 | 0.00013855
[79 empty] | WLDFR | non-HFTD - Transmission - 60/70 kV | Red Flag Warning - Catastrophic Fires | 2044 | 0 | 17672.0852 | 299.42 | 10692.7362 | 6679.929 | 4153.5692 | 3.3357e-08 | 0 | 0.00013855 | 0.00013855
[79 empty] | WLDFR | non-HFTD - Transmission - 60/70 kV | Red Flag Warning - Catastrophic Fires | 2045 | 0 | 17672.0852 | 299.42 | 10692.7362 | 6679.929 | 4153.5692 | 3.3357e-08 | 0 | 0.00013855 | 0.00013855
[79 empty] | WLDFR | non-HFTD - Transmission - 60/70 kV | Red Flag Warning - Catastrophic Fires | 2046 | 0 | 17672.0852 | 299.42 | 10692.7362 | 6679.929 | 4153.5692 | 3.3357e-08 | 0 | 0.00013855 | 0.00013855
[79 empty] | WLDFR | non-HFTD - Transmission - 60/70 kV | Red Flag Warning - Catastrophic Fires | 2047 | 0 | 17672.0852 | 299.42 | 10692.7362 | 6679.929 | 4153.5692 | 3.3357e-08 | 0 | 0.00013855 | 0.00013855
[79 empty] | WLDFR | non-HFTD - Transmission - 60/70 kV | Red Flag Warning - Catastrophic Fires | 2048 | 0 | 18552.3348 | 319.4911 | 11216.5626 | 7016.281 | 4362.7123 | 3.3357e-08 | 0 | 0.00014553 | 0.00014553
[79 empty] | WLDFR | non-HFTD - Transmission - 60/70 kV | Red Flag Warning - Catastrophic Fires | 2049 | 0 | 18552.3348 | 319.4911 | 11216.5626 | 7016.281 | 4362.7123 | 3.3357e-08 | 0 | 0.00014553 | 0.00014553
[79 empty] | WLDFR | non-HFTD - Transmission - 60/70 kV | Red Flag Warning - Catastrophic Fires | 2050 | 0 | 18552.3348 | 319.4911 | 11216.5626 | 7016.281 | 4362.7123 | 3.3357e-08 | 0 | 0.00014553 | 0.00014553
[79 empty] | WLDFR | non-HFTD - Transmission - 60/70 kV | Red Flag Warning - Catastrophic Fires | 2051 | 0 | 18552.3348 | 319.4911 | 11216.5626 | 7016.281 | 4362.7123 | 3.3357e-08 | 0 | 0.00014553 | 0.00014553
[79 empty] | WLDFR | non-HFTD - Transmission - 60/70 kV | Red Flag Warning - Catastrophic Fires | 2052 | 0 | 18552.3348 | 319.4911 | 11216.5626 | 7016.281 | 4362.7123 | 3.3357e-08 | 0 | 0.00014553 | 0.00014553
[79 empty] | WLDFR | non-HFTD - Transmission - 60/70 kV | Red Flag Warning - Catastrophic Fires | 2053 | 0 | 19462.1283 | 340.5356 | 11757.1413 | 7364.4514 | 4579.2041 | 3.3357e-08 | 0 | 0.00015275 | 0.00015275
[79 empty] | WLDFR | non-HFTD - Transmission - 60/70 kV | Red Flag Warning - Catastrophic Fires | 2054 | 0 | 19462.1283 | 340.5356 | 11757.1413 | 7364.4514 | 4579.2041 | 3.3357e-08 | 0 | 0.00015275 | 0.00015275
[79 empty] | WLDFR | non-HFTD - Transmission - 60/70 kV | Red Flag Warning - Catastrophic Fires | 2055 | 0 | 19462.1283 | 340.5356 | 11757.1413 | 7364.4514 | 4579.2041 | 3.3357e-08 | 0 | 0.00015275 | 0.00015275
[79 empty] | WLDFR | non-HFTD - Transmission - 60/70 kV | Red Flag Warning - Large Fires | 2026 | 0 | 5.475 | 0.71896 | 3.0715 | 1.6846 | 1.0475 | 4.2887e-07 | 0 | 4.4923e-07 | 4.4923e-07
[79 empty] | WLDFR | non-HFTD - Transmission - 60/70 kV | Red Flag Warning - Large Fires | 2027 | 0 | 5.475 | 0.71896 | 3.0715 | 1.6846 | 1.0475 | 4.2887e-07 | 0 | 4.4923e-07 | 4.4923e-07
[79 empty] | WLDFR | non-HFTD - Transmission - 60/70 kV | Red Flag Warning - Large Fires | 2028 | 0 | 5.777 | 0.74734 | 3.238 | 1.7917 | 1.1141 | 4.2887e-07 | 0 | 4.7781e-07 | 4.7781e-07
[79 empty] | WLDFR | non-HFTD - Transmission - 60/70 kV | Red Flag Warning - Large Fires | 2029 | 0 | 5.777 | 0.74734 | 3.238 | 1.7917 | 1.1141 | 4.2887e-07 | 0 | 4.7781e-07 | 4.7781e-07
[79 empty] | WLDFR | non-HFTD - Transmission - 60/70 kV | Red Flag Warning - Large Fires | 2030 | 0 | 5.777 | 0.74734 | 3.238 | 1.7917 | 1.1141 | 4.2887e-07 | 0 | 4.7781e-07 | 4.7781e-07
[79 empty] | WLDFR | non-HFTD - Transmission - 60/70 kV | Red Flag Warning - Large Fires | 2031 | 0 | 5.777 | 0.74734 | 3.238 | 1.7917 | 1.1141 | 4.2887e-07 | 0 | 4.7781e-07 | 4.7781e-07
[79 empty] | WLDFR | non-HFTD - Transmission - 60/70 kV | Red Flag Warning - Large Fires | 2032 | 0 | 5.777 | 0.74734 | 3.238 | 1.7917 | 1.1141 | 4.2887e-07 | 0 | 4.7781e-07 | 4.7781e-07
[79 empty] | WLDFR | non-HFTD - Transmission - 60/70 kV | Red Flag Warning - Large Fires | 2033 | 0 | 6.1205 | 0.77885 | 3.4265 | 1.9151 | 1.1908 | 4.2887e-07 | 0 | 5.1072e-07 | 5.1072e-07
[79 empty] | WLDFR | non-HFTD - Transmission - 60/70 kV | Red Flag Warning - Large Fires | 2034 | 0 | 6.1205 | 0.77885 | 3.4265 | 1.9151 | 1.1908 | 4.2887e-07 | 0 | 5.1072e-07 | 5.1072e-07
[79 empty] | WLDFR | non-HFTD - Transmission - 60/70 kV | Red Flag Warning - Large Fires | 2035 | 0 | 6.1205 | 0.77885 | 3.4265 | 1.9151 | 1.1908 | 4.2887e-07 | 0 | 5.1072e-07 | 5.1072e-07
[79 empty] | WLDFR | non-HFTD - Transmission - 60/70 kV | Red Flag Warning - Large Fires | 2036 | 0 | 6.1205 | 0.77885 | 3.4265 | 1.9151 | 1.1908 | 4.2887e-07 | 0 | 5.1072e-07 | 5.1072e-07
[79 empty] | WLDFR | non-HFTD - Transmission - 60/70 kV | Red Flag Warning - Large Fires | 2037 | 0 | 6.1205 | 0.77885 | 3.4265 | 1.9151 | 1.1908 | 4.2887e-07 | 0 | 5.1072e-07 | 5.1072e-07
[79 empty] | WLDFR | non-HFTD - Transmission - 60/70 kV | Red Flag Warning - Large Fires | 2038 | 0 | 6.5028 | 0.81304 | 3.6355 | 2.0543 | 1.2773 | 4.2887e-07 | 0 | 5.4781e-07 | 5.4781e-07
[79 empty] | WLDFR | non-HFTD - Transmission - 60/70 kV | Red Flag Warning - Large Fires | 2039 | 0 | 6.5028 | 0.81304 | 3.6355 | 2.0543 | 1.2773 | 4.2887e-07 | 0 | 5.4781e-07 | 5.4781e-07
[79 empty] | WLDFR | non-HFTD - Transmission - 60/70 kV | Red Flag Warning - Large Fires | 2040 | 0 | 6.5028 | 0.81304 | 3.6355 | 2.0543 | 1.2773 | 4.2887e-07 | 0 | 5.4781e-07 | 5.4781e-07
[79 empty] | WLDFR | non-HFTD - Transmission - 60/70 kV | Red Flag Warning - Large Fires | 2041 | 0 | 6.5028 | 0.81304 | 3.6355 | 2.0543 | 1.2773 | 4.2887e-07 | 0 | 5.4781e-07 | 5.4781e-07
[79 empty] | WLDFR | non-HFTD - Transmission - 60/70 kV | Red Flag Warning - Large Fires | 2042 | 0 | 6.5028 | 0.81304 | 3.6355 | 2.0543 | 1.2773 | 4.2887e-07 | 0 | 5.4781e-07 | 5.4781e-07
[79 empty] | WLDFR | non-HFTD - Transmission - 60/70 kV | Red Flag Warning - Large Fires | 2043 | 0 | 6.9209 | 0.84944 | 3.8632 | 2.2083 | 1.3731 | 4.2887e-07 | 0 | 5.889e-07 | 5.889e-07
[79 empty] | WLDFR | non-HFTD - Transmission - 60/70 kV | Red Flag Warning - Large Fires | 2044 | 0 | 6.9209 | 0.84944 | 3.8632 | 2.2083 | 1.3731 | 4.2887e-07 | 0 | 5.889e-07 | 5.889e-07
[79 empty] | WLDFR | non-HFTD - Transmission - 60/70 kV | Red Flag Warning - Large Fires | 2045 | 0 | 6.9209 | 0.84944 | 3.8632 | 2.2083 | 1.3731 | 4.2887e-07 | 0 | 5.889e-07 | 5.889e-07
[79 empty] | WLDFR | non-HFTD - Transmission - 60/70 kV | Red Flag Warning - Large Fires | 2046 | 0 | 6.9209 | 0.84944 | 3.8632 | 2.2083 | 1.3731 | 4.2887e-07 | 0 | 5.889e-07 | 5.889e-07
[79 empty] | WLDFR | non-HFTD - Transmission - 60/70 kV | Red Flag Warning - Large Fires | 2047 | 0 | 6.9209 | 0.84944 | 3.8632 | 2.2083 | 1.3731 | 4.2887e-07 | 0 | 5.889e-07 | 5.889e-07
[79 empty] | WLDFR | non-HFTD - Transmission - 60/70 kV | Red Flag Warning - Large Fires | 2048 | 0 | 7.3713 | 0.88759 | 4.1075 | 2.3763 | 1.4776 | 4.2887e-07 | 0 | 6.3369e-07 | 6.3369e-07
[79 empty] | WLDFR | non-HFTD - Transmission - 60/70 kV | Red Flag Warning - Large Fires | 2049 | 0 | 7.3713 | 0.88759 | 4.1075 | 2.3763 | 1.4776 | 4.2887e-07 | 0 | 6.3369e-07 | 6.3369e-07
[79 empty] | WLDFR | non-HFTD - Transmission - 60/70 kV | Red Flag Warning - Large Fires | 2050 | 0 | 7.3713 | 0.88759 | 4.1075 | 2.3763 | 1.4776 | 4.2887e-07 | 0 | 6.3369e-07 | 6.3369e-07
[79 empty] | WLDFR | non-HFTD - Transmission - 60/70 kV | Red Flag Warning - Large Fires | 2051 | 0 | 7.3713 | 0.88759 | 4.1075 | 2.3763 | 1.4776 | 4.2887e-07 | 0 | 6.3369e-07 | 6.3369e-07
[79 empty] | WLDFR | non-HFTD - Transmission - 60/70 kV | Red Flag Warning - Large Fires | 2052 | 0 | 7.3713 | 0.88759 | 4.1075 | 2.3763 | 1.4776 | 4.2887e-07 | 0 | 6.3369e-07 | 6.3369e-07
[79 empty] | WLDFR | non-HFTD - Transmission - 60/70 kV | Red Flag Warning - Large Fires | 2053 | 0 | 7.8503 | 0.92702 | 4.3664 | 2.5569 | 1.5899 | 4.2887e-07 | 0 | 6.8185e-07 | 6.8185e-07
[79 empty] | WLDFR | non-HFTD - Transmission - 60/70 kV | Red Flag Warning - Large Fires | 2054 | 0 | 7.8503 | 0.92702 | 4.3664 | 2.5569 | 1.5899 | 4.2887e-07 | 0 | 6.8185e-07 | 6.8185e-07
[79 empty] | WLDFR | non-HFTD - Transmission - 60/70 kV | Red Flag Warning - Large Fires | 2055 | 0 | 7.8503 | 0.92702 | 4.3664 | 2.5569 | 1.5899 | 4.2887e-07 | 0 | 6.8185e-07 | 6.8185e-07
[79 empty] | WLDFR | non-HFTD - Transmission - 60/70 kV | Red Flag Warning - Small Fires | 2026 | 0 | 0.080408 | 0.03759 | 0.0016314 | 0.041187 | 0.02561 | 4.4346e-05 | 0 | 1.1357e-06 | 1.1357e-06
[79 empty] | WLDFR | non-HFTD - Transmission - 60/70 kV | Red Flag Warning - Small Fires | 2027 | 0 | 0.080408 | 0.03759 | 0.0016314 | 0.041187 | 0.02561 | 4.4346e-05 | 0 | 1.1357e-06 | 1.1357e-06
[79 empty] | WLDFR | non-HFTD - Transmission - 60/70 kV | Red Flag Warning - Small Fires | 2028 | 0 | 0.083606 | 0.039055 | 0.001695 | 0.042856 | 0.026648 | 4.4346e-05 | 0 | 1.1817e-06 | 1.1817e-06
[79 empty] | WLDFR | non-HFTD - Transmission - 60/70 kV | Red Flag Warning - Small Fires | 2029 | 0 | 0.083606 | 0.039055 | 0.001695 | 0.042856 | 0.026648 | 4.4346e-05 | 0 | 1.1817e-06 | 1.1817e-06
[79 empty] | WLDFR | non-HFTD - Transmission - 60/70 kV | Red Flag Warning - Small Fires | 2030 | 0 | 0.083606 | 0.039055 | 0.001695 | 0.042856 | 0.026648 | 4.4346e-05 | 0 | 1.1817e-06 | 1.1817e-06
[79 empty] | WLDFR | non-HFTD - Transmission - 60/70 kV | Red Flag Warning - Small Fires | 2031 | 0 | 0.083606 | 0.039055 | 0.001695 | 0.042856 | 0.026648 | 4.4346e-05 | 0 | 1.1817e-06 | 1.1817e-06
[79 empty] | WLDFR | non-HFTD - Transmission - 60/70 kV | Red Flag Warning - Small Fires | 2032 | 0 | 0.083606 | 0.039055 | 0.001695 | 0.042856 | 0.026648 | 4.4346e-05 | 0 | 1.1817e-06 | 1.1817e-06
[79 empty] | WLDFR | non-HFTD - Transmission - 60/70 kV | Red Flag Warning - Small Fires | 2033 | 0 | 0.087211 | 0.040679 | 0.0017655 | 0.044766 | 0.027836 | 4.4346e-05 | 0 | 1.2344e-06 | 1.2344e-06
[79 empty] | WLDFR | non-HFTD - Transmission - 60/70 kV | Red Flag Warning - Small Fires | 2034 | 0 | 0.087211 | 0.040679 | 0.0017655 | 0.044766 | 0.027836 | 4.4346e-05 | 0 | 1.2344e-06 | 1.2344e-06
[79 empty] | WLDFR | non-HFTD - Transmission - 60/70 kV | Red Flag Warning - Small Fires | 2035 | 0 | 0.087211 | 0.040679 | 0.0017655 | 0.044766 | 0.027836 | 4.4346e-05 | 0 | 1.2344e-06 | 1.2344e-06
[79 empty] | WLDFR | non-HFTD - Transmission - 60/70 kV | Red Flag Warning - Small Fires | 2036 | 0 | 0.087211 | 0.040679 | 0.0017655 | 0.044766 | 0.027836 | 4.4346e-05 | 0 | 1.2344e-06 | 1.2344e-06
[79 empty] | WLDFR | non-HFTD - Transmission - 60/70 kV | Red Flag Warning - Small Fires | 2037 | 0 | 0.087211 | 0.040679 | 0.0017655 | 0.044766 | 0.027836 | 4.4346e-05 | 0 | 1.2344e-06 | 1.2344e-06
[79 empty] | WLDFR | non-HFTD - Transmission - 60/70 kV | Red Flag Warning - Small Fires | 2038 | 0 | 0.091184 | 0.042438 | 0.0018418 | 0.046905 | 0.029165 | 4.4346e-05 | 0 | 1.2934e-06 | 1.2934e-06
[79 empty] | WLDFR | non-HFTD - Transmission - 60/70 kV | Red Flag Warning - Small Fires | 2039 | 0 | 0.091184 | 0.042438 | 0.0018418 | 0.046905 | 0.029165 | 4.4346e-05 | 0 | 1.2934e-06 | 1.2934e-06
[79 empty] | WLDFR | non-HFTD - Transmission - 60/70 kV | Red Flag Warning - Small Fires | 2040 | 0 | 0.091184 | 0.042438 | 0.0018418 | 0.046905 | 0.029165 | 4.4346e-05 | 0 | 1.2934e-06 | 1.2934e-06
[79 empty] | WLDFR | non-HFTD - Transmission - 60/70 kV | Red Flag Warning - Small Fires | 2041 | 0 | 0.091184 | 0.042438 | 0.0018418 | 0.046905 | 0.029165 | 4.4346e-05 | 0 | 1.2934e-06 | 1.2934e-06
[79 empty] | WLDFR | non-HFTD - Transmission - 60/70 kV | Red Flag Warning - Small Fires | 2042 | 0 | 0.091184 | 0.042438 | 0.0018418 | 0.046905 | 0.029165 | 4.4346e-05 | 0 | 1.2934e-06 | 1.2934e-06
[79 empty] | WLDFR | non-HFTD - Transmission - 60/70 kV | Red Flag Warning - Small Fires | 2043 | 0 | 0.095486 | 0.044306 | 0.0019228 | 0.049257 | 0.030628 | 4.4346e-05 | 0 | 1.3582e-06 | 1.3582e-06
[79 empty] | WLDFR | non-HFTD - Transmission - 60/70 kV | Red Flag Warning - Small Fires | 2044 | 0 | 0.095486 | 0.044306 | 0.0019228 | 0.049257 | 0.030628 | 4.4346e-05 | 0 | 1.3582e-06 | 1.3582e-06
[79 empty] | WLDFR | non-HFTD - Transmission - 60/70 kV | Red Flag Warning - Small Fires | 2045 | 0 | 0.095486 | 0.044306 | 0.0019228 | 0.049257 | 0.030628 | 4.4346e-05 | 0 | 1.3582e-06 | 1.3582e-06
[79 empty] | WLDFR | non-HFTD - Transmission - 60/70 kV | Red Flag Warning - Small Fires | 2046 | 0 | 0.095486 | 0.044306 | 0.0019228 | 0.049257 | 0.030628 | 4.4346e-05 | 0 | 1.3582e-06 | 1.3582e-06
[79 empty] | WLDFR | non-HFTD - Transmission - 60/70 kV | Red Flag Warning - Small Fires | 2047 | 0 | 0.095486 | 0.044306 | 0.0019228 | 0.049257 | 0.030628 | 4.4346e-05 | 0 | 1.3582e-06 | 1.3582e-06
[79 empty] | WLDFR | non-HFTD - Transmission - 60/70 kV | Red Flag Warning - Small Fires | 2048 | 0 | 0.10007 | 0.04626 | 0.0020076 | 0.051804 | 0.032212 | 4.4346e-05 | 0 | 1.4285e-06 | 1.4285e-06
[79 empty] | WLDFR | non-HFTD - Transmission - 60/70 kV | Red Flag Warning - Small Fires | 2049 | 0 | 0.10007 | 0.04626 | 0.0020076 | 0.051804 | 0.032212 | 4.4346e-05 | 0 | 1.4285e-06 | 1.4285e-06
[79 empty] | WLDFR | non-HFTD - Transmission - 60/70 kV | Red Flag Warning - Small Fires | 2050 | 0 | 0.10007 | 0.04626 | 0.0020076 | 0.051804 | 0.032212 | 4.4346e-05 | 0 | 1.4285e-06 | 1.4285e-06
[79 empty] | WLDFR | non-HFTD - Transmission - 60/70 kV | Red Flag Warning - Small Fires | 2051 | 0 | 0.10007 | 0.04626 | 0.0020076 | 0.051804 | 0.032212 | 4.4346e-05 | 0 | 1.4285e-06 | 1.4285e-06
[79 empty] | WLDFR | non-HFTD - Transmission - 60/70 kV | Red Flag Warning - Small Fires | 2052 | 0 | 0.10007 | 0.04626 | 0.0020076 | 0.051804 | 0.032212 | 4.4346e-05 | 0 | 1.4285e-06 | 1.4285e-06
[79 empty] | WLDFR | non-HFTD - Transmission - 60/70 kV | Red Flag Warning - Small Fires | 2053 | 0 | 0.10489 | 0.048274 | 0.002095 | 0.054525 | 0.033904 | 4.4346e-05 | 0 | 1.5035e-06 | 1.5035e-06
[79 empty] | WLDFR | non-HFTD - Transmission - 60/70 kV | Red Flag Warning - Small Fires | 2054 | 0 | 0.10489 | 0.048274 | 0.002095 | 0.054525 | 0.033904 | 4.4346e-05 | 0 | 1.5035e-06 | 1.5035e-06
[79 empty] | WLDFR | non-HFTD - Transmission - 60/70 kV | Red Flag Warning - Small Fires | 2055 | 0 | 0.10489 | 0.048274 | 0.002095 | 0.054525 | 0.033904 | 4.4346e-05 | 0 | 1.5035e-06 | 1.5035e-06
[79 empty] | WLDFR | non-HFTD - Transmission - 115 kV or Lower | Red Flag Warning - Destructive Fires | 2026 | 1.2524e-10 | 9129.7461 | 233.2301 | 8896.516 | 0 | 0 | 6.6401e-09 | 1.1434e-06 | 0 | 1.1434e-06
[79 empty] | WLDFR | non-HFTD - Transmission - 115 kV or Lower | Red Flag Warning - Destructive Fires | 2027 | 1.2524e-10 | 9129.7461 | 233.2301 | 8896.516 | 0 | 0 | 6.6401e-09 | 1.1434e-06 | 0 | 1.1434e-06
[79 empty] | WLDFR | non-HFTD - Transmission - 115 kV or Lower | Red Flag Warning - Destructive Fires | 2028 | 1.2524e-10 | 9534.9221 | 247.273 | 9287.6491 | 0 | 0 | 6.6401e-09 | 1.1942e-06 | 0 | 1.1942e-06
[79 empty] | WLDFR | non-HFTD - Transmission - 115 kV or Lower | Red Flag Warning - Destructive Fires | 2029 | 1.2524e-10 | 9534.9221 | 247.273 | 9287.6491 | 0 | 0 | 6.6401e-09 | 1.1942e-06 | 0 | 1.1942e-06
[79 empty] | WLDFR | non-HFTD - Transmission - 115 kV or Lower | Red Flag Warning - Destructive Fires | 2030 | 1.2524e-10 | 9534.9221 | 247.273 | 9287.6491 | 0 | 0 | 6.6401e-09 | 1.1942e-06 | 0 | 1.1942e-06
[79 empty] | WLDFR | non-HFTD - Transmission - 115 kV or Lower | Red Flag Warning - Destructive Fires | 2031 | 1.2524e-10 | 9534.9221 | 247.273 | 9287.6491 | 0 | 0 | 6.6401e-09 | 1.1942e-06 | 0 | 1.1942e-06
[79 empty] | WLDFR | non-HFTD - Transmission - 115 kV or Lower | Red Flag Warning - Destructive Fires | 2032 | 1.2524e-10 | 9534.9221 | 247.273 | 9287.6491 | 0 | 0 | 6.6401e-09 | 1.1942e-06 | 0 | 1.1942e-06
[79 empty] | WLDFR | non-HFTD - Transmission - 115 kV or Lower | Red Flag Warning - Destructive Fires | 2033 | 1.2524e-10 | 9984.8474 | 263.1074 | 9721.74 | 0 | 0 | 6.6401e-09 | 1.2505e-06 | 0 | 1.2505e-06
[79 empty] | WLDFR | non-HFTD - Transmission - 115 kV or Lower | Red Flag Warning - Destructive Fires | 2034 | 1.2524e-10 | 9984.8474 | 263.1074 | 9721.74 | 0 | 0 | 6.6401e-09 | 1.2505e-06 | 0 | 1.2505e-06
[79 empty] | WLDFR | non-HFTD - Transmission - 115 kV or Lower | Red Flag Warning - Destructive Fires | 2035 | 1.2524e-10 | 9984.8474 | 263.1074 | 9721.74 | 0 | 0 | 6.6401e-09 | 1.2505e-06 | 0 | 1.2505e-06
[79 empty] | WLDFR | non-HFTD - Transmission - 115 kV or Lower | Red Flag Warning - Destructive Fires | 2036 | 1.2524e-10 | 9984.8474 | 263.1074 | 9721.74 | 0 | 0 | 6.6401e-09 | 1.2505e-06 | 0 | 1.2505e-06
[79 empty] | WLDFR | non-HFTD - Transmission - 115 kV or Lower | Red Flag Warning - Destructive Fires | 2037 | 1.2524e-10 | 9984.8474 | 263.1074 | 9721.74 | 0 | 0 | 6.6401e-09 | 1.2505e-06 | 0 | 1.2505e-06
[79 empty] | WLDFR | non-HFTD - Transmission - 115 kV or Lower | Red Flag Warning - Destructive Fires | 2038 | 1.2524e-10 | 10472.8261 | 280.5544 | 10192.2718 | 0 | 0 | 6.6401e-09 | 1.3117e-06 | 0 | 1.3117e-06
[79 empty] | WLDFR | non-HFTD - Transmission - 115 kV or Lower | Red Flag Warning - Destructive Fires | 2039 | 1.2524e-10 | 10472.8261 | 280.5544 | 10192.2718 | 0 | 0 | 6.6401e-09 | 1.3117e-06 | 0 | 1.3117e-06
[79 empty] | WLDFR | non-HFTD - Transmission - 115 kV or Lower | Red Flag Warning - Destructive Fires | 2040 | 1.2524e-10 | 10472.8261 | 280.5544 | 10192.2718 | 0 | 0 | 6.6401e-09 | 1.3117e-06 | 0 | 1.3117e-06
[79 empty] | WLDFR | non-HFTD - Transmission - 115 kV or Lower | Red Flag Warning - Destructive Fires | 2041 | 1.2524e-10 | 10472.8261 | 280.5544 | 10192.2718 | 0 | 0 | 6.6401e-09 | 1.3117e-06 | 0 | 1.3117e-06
[79 empty] | WLDFR | non-HFTD - Transmission - 115 kV or Lower | Red Flag Warning - Destructive Fires | 2042 | 1.2524e-10 | 10472.8261 | 280.5544 | 10192.2718 | 0 | 0 | 6.6401e-09 | 1.3117e-06 | 0 | 1.3117e-06
[79 empty] | WLDFR | non-HFTD - Transmission - 115 kV or Lower | Red Flag Warning - Destructive Fires | 2043 | 1.2524e-10 | 10992.1562 | 299.42 | 10692.7362 | 0 | 0 | 6.6401e-09 | 1.3767e-06 | 0 | 1.3767e-06
[79 empty] | WLDFR | non-HFTD - Transmission - 115 kV or Lower | Red Flag Warning - Destructive Fires | 2044 | 1.2524e-10 | 10992.1562 | 299.42 | 10692.7362 | 0 | 0 | 6.6401e-09 | 1.3767e-06 | 0 | 1.3767e-06
[79 empty] | WLDFR | non-HFTD - Transmission - 115 kV or Lower | Red Flag Warning - Destructive Fires | 2045 | 1.2524e-10 | 10992.1562 | 299.42 | 10692.7362 | 0 | 0 | 6.6401e-09 | 1.3767e-06 | 0 | 1.3767e-06
[79 empty] | WLDFR | non-HFTD - Transmission - 115 kV or Lower | Red Flag Warning - Destructive Fires | 2046 | 1.2524e-10 | 10992.1562 | 299.42 | 10692.7362 | 0 | 0 | 6.6401e-09 | 1.3767e-06 | 0 | 1.3767e-06
[79 empty] | WLDFR | non-HFTD - Transmission - 115 kV or Lower | Red Flag Warning - Destructive Fires | 2047 | 1.2524e-10 | 10992.1562 | 299.42 | 10692.7362 | 0 | 0 | 6.6401e-09 | 1.3767e-06 | 0 | 1.3767e-06
[79 empty] | WLDFR | non-HFTD - Transmission - 115 kV or Lower | Red Flag Warning - Destructive Fires | 2048 | 1.2524e-10 | 11536.0538 | 319.4911 | 11216.5626 | 0 | 0 | 6.6401e-09 | 1.4448e-06 | 0 | 1.4448e-06
[79 empty] | WLDFR | non-HFTD - Transmission - 115 kV or Lower | Red Flag Warning - Destructive Fires | 2049 | 1.2524e-10 | 11536.0538 | 319.4911 | 11216.5626 | 0 | 0 | 6.6401e-09 | 1.4448e-06 | 0 | 1.4448e-06
[79 empty] | WLDFR | non-HFTD - Transmission - 115 kV or Lower | Red Flag Warning - Destructive Fires | 2050 | 1.2524e-10 | 11536.0538 | 319.4911 | 11216.5626 | 0 | 0 | 6.6401e-09 | 1.4448e-06 | 0 | 1.4448e-06
[79 empty] | WLDFR | non-HFTD - Transmission - 115 kV or Lower | Red Flag Warning - Destructive Fires | 2051 | 1.2524e-10 | 11536.0538 | 319.4911 | 11216.5626 | 0 | 0 | 6.6401e-09 | 1.4448e-06 | 0 | 1.4448e-06
[79 empty] | WLDFR | non-HFTD - Transmission - 115 kV or Lower | Red Flag Warning - Destructive Fires | 2052 | 1.2524e-10 | 11536.0538 | 319.4911 | 11216.5626 | 0 | 0 | 6.6401e-09 | 1.4448e-06 | 0 | 1.4448e-06
[79 empty] | WLDFR | non-HFTD - Transmission - 115 kV or Lower | Red Flag Warning - Destructive Fires | 2053 | 1.2524e-10 | 12097.6769 | 340.5356 | 11757.1413 | 0 | 0 | 6.6401e-09 | 1.5152e-06 | 0 | 1.5152e-06
[79 empty] | WLDFR | non-HFTD - Transmission - 115 kV or Lower | Red Flag Warning - Destructive Fires | 2054 | 1.2524e-10 | 12097.6769 | 340.5356 | 11757.1413 | 0 | 0 | 6.6401e-09 | 1.5152e-06 | 0 | 1.5152e-06
[79 empty] | WLDFR | non-HFTD - Transmission - 115 kV or Lower | Red Flag Warning - Destructive Fires | 2055 | 1.2524e-10 | 12097.6769 | 340.5356 | 11757.1413 | 0 | 0 | 6.6401e-09 | 1.5152e-06 | 0 | 1.5152e-06
[79 empty] | WLDFR | non-HFTD - Transmission - 115 kV or Lower | Red Flag Warning - Large Fires | 2026 | 5.636e-09 | 5.475 | 0.71896 | 3.0715 | 1.6846 | 0 | 2.988e-07 | 3.0857e-08 | 0 | 3.0857e-08
[79 empty] | WLDFR | non-HFTD - Transmission - 115 kV or Lower | Red Flag Warning - Large Fires | 2027 | 5.636e-09 | 5.475 | 0.71896 | 3.0715 | 1.6846 | 0 | 2.988e-07 | 3.0857e-08 | 0 | 3.0857e-08
[79 empty] | WLDFR | non-HFTD - Transmission - 115 kV or Lower | Red Flag Warning - Large Fires | 2028 | 5.636e-09 | 5.777 | 0.74734 | 3.238 | 1.7917 | 0 | 2.988e-07 | 3.2559e-08 | 0 | 3.2559e-08
[79 empty] | WLDFR | non-HFTD - Transmission - 115 kV or Lower | Red Flag Warning - Large Fires | 2029 | 5.636e-09 | 5.777 | 0.74734 | 3.238 | 1.7917 | 0 | 2.988e-07 | 3.2559e-08 | 0 | 3.2559e-08
[79 empty] | WLDFR | non-HFTD - Transmission - 115 kV or Lower | Red Flag Warning - Large Fires | 2030 | 5.636e-09 | 5.777 | 0.74734 | 3.238 | 1.7917 | 0 | 2.988e-07 | 3.2559e-08 | 0 | 3.2559e-08
[79 empty] | WLDFR | non-HFTD - Transmission - 115 kV or Lower | Red Flag Warning - Large Fires | 2031 | 5.636e-09 | 5.777 | 0.74734 | 3.238 | 1.7917 | 0 | 2.988e-07 | 3.2559e-08 | 0 | 3.2559e-08
[79 empty] | WLDFR | non-HFTD - Transmission - 115 kV or Lower | Red Flag Warning - Large Fires | 2032 | 5.636e-09 | 5.777 | 0.74734 | 3.238 | 1.7917 | 0 | 2.988e-07 | 3.2559e-08 | 0 | 3.2559e-08
[79 empty] | WLDFR | non-HFTD - Transmission - 115 kV or Lower | Red Flag Warning - Large Fires | 2033 | 5.636e-09 | 6.1205 | 0.77885 | 3.4265 | 1.9151 | 0 | 2.988e-07 | 3.4495e-08 | 0 | 3.4495e-08
[79 empty] | WLDFR | non-HFTD - Transmission - 115 kV or Lower | Red Flag Warning - Large Fires | 2034 | 5.636e-09 | 6.1205 | 0.77885 | 3.4265 | 1.9151 | 0 | 2.988e-07 | 3.4495e-08 | 0 | 3.4495e-08
[79 empty] | WLDFR | non-HFTD - Transmission - 115 kV or Lower | Red Flag Warning - Large Fires | 2035 | 5.636e-09 | 6.1205 | 0.77885 | 3.4265 | 1.9151 | 0 | 2.988e-07 | 3.4495e-08 | 0 | 3.4495e-08
[79 empty] | WLDFR | non-HFTD - Transmission - 115 kV or Lower | Red Flag Warning - Large Fires | 2036 | 5.636e-09 | 6.1205 | 0.77885 | 3.4265 | 1.9151 | 0 | 2.988e-07 | 3.4495e-08 | 0 | 3.4495e-08
[79 empty] | WLDFR | non-HFTD - Transmission - 115 kV or Lower | Red Flag Warning - Large Fires | 2037 | 5.636e-09 | 6.1205 | 0.77885 | 3.4265 | 1.9151 | 0 | 2.988e-07 | 3.4495e-08 | 0 | 3.4495e-08
[79 empty] | WLDFR | non-HFTD - Transmission - 115 kV or Lower | Red Flag Warning - Large Fires | 2038 | 5.636e-09 | 6.5028 | 0.81304 | 3.6355 | 2.0543 | 0 | 2.988e-07 | 3.665e-08 | 0 | 3.665e-08
[79 empty] | WLDFR | non-HFTD - Transmission - 115 kV or Lower | Red Flag Warning - Large Fires | 2039 | 5.636e-09 | 6.5028 | 0.81304 | 3.6355 | 2.0543 | 0 | 2.988e-07 | 3.665e-08 | 0 | 3.665e-08
[79 empty] | WLDFR | non-HFTD - Transmission - 115 kV or Lower | Red Flag Warning - Large Fires | 2040 | 5.636e-09 | 6.5028 | 0.81304 | 3.6355 | 2.0543 | 0 | 2.988e-07 | 3.665e-08 | 0 | 3.665e-08
[79 empty] | WLDFR | non-HFTD - Transmission - 115 kV or Lower | Red Flag Warning - Large Fires | 2041 | 5.636e-09 | 6.5028 | 0.81304 | 3.6355 | 2.0543 | 0 | 2.988e-07 | 3.665e-08 | 0 | 3.665e-08
[79 empty] | WLDFR | non-HFTD - Transmission - 115 kV or Lower | Red Flag Warning - Large Fires | 2042 | 5.636e-09 | 6.5028 | 0.81304 | 3.6355 | 2.0543 | 0 | 2.988e-07 | 3.665e-08 | 0 | 3.665e-08
[79 empty] | WLDFR | non-HFTD - Transmission - 115 kV or Lower | Red Flag Warning - Large Fires | 2043 | 5.636e-09 | 6.9209 | 0.84944 | 3.8632 | 2.2083 | 0 | 2.988e-07 | 3.9006e-08 | 0 | 3.9006e-08
[79 empty] | WLDFR | non-HFTD - Transmission - 115 kV or Lower | Red Flag Warning - Large Fires | 2044 | 5.636e-09 | 6.9209 | 0.84944 | 3.8632 | 2.2083 | 0 | 2.988e-07 | 3.9006e-08 | 0 | 3.9006e-08
[79 empty] | WLDFR | non-HFTD - Transmission - 115 kV or Lower | Red Flag Warning - Large Fires | 2045 | 5.636e-09 | 6.9209 | 0.84944 | 3.8632 | 2.2083 | 0 | 2.988e-07 | 3.9006e-08 | 0 | 3.9006e-08
[79 empty] | WLDFR | non-HFTD - Transmission - 115 kV or Lower | Red Flag Warning - Large Fires | 2046 | 5.636e-09 | 6.9209 | 0.84944 | 3.8632 | 2.2083 | 0 | 2.988e-07 | 3.9006e-08 | 0 | 3.9006e-08
[79 empty] | WLDFR | non-HFTD - Transmission - 115 kV or Lower | Red Flag Warning - Large Fires | 2047 | 5.636e-09 | 6.9209 | 0.84944 | 3.8632 | 2.2083 | 0 | 2.988e-07 | 3.9006e-08 | 0 | 3.9006e-08
[79 empty] | WLDFR | non-HFTD - Transmission - 115 kV or Lower | Red Flag Warning - Large Fires | 2048 | 5.636e-09 | 7.3713 | 0.88759 | 4.1075 | 2.3763 | 0 | 2.988e-07 | 4.1545e-08 | 0 | 4.1545e-08
[79 empty] | WLDFR | non-HFTD - Transmission - 115 kV or Lower | Red Flag Warning - Large Fires | 2049 | 5.636e-09 | 7.3713 | 0.88759 | 4.1075 | 2.3763 | 0 | 2.988e-07 | 4.1545e-08 | 0 | 4.1545e-08
[79 empty] | WLDFR | non-HFTD - Transmission - 115 kV or Lower | Red Flag Warning - Large Fires | 2050 | 5.636e-09 | 7.3713 | 0.88759 | 4.1075 | 2.3763 | 0 | 2.988e-07 | 4.1545e-08 | 0 | 4.1545e-08
[79 empty] | WLDFR | non-HFTD - Transmission - 115 kV or Lower | Red Flag Warning - Large Fires | 2051 | 5.636e-09 | 7.3713 | 0.88759 | 4.1075 | 2.3763 | 0 | 2.988e-07 | 4.1545e-08 | 0 | 4.1545e-08
[79 empty] | WLDFR | non-HFTD - Transmission - 115 kV or Lower | Red Flag Warning - Large Fires | 2052 | 5.636e-09 | 7.3713 | 0.88759 | 4.1075 | 2.3763 | 0 | 2.988e-07 | 4.1545e-08 | 0 | 4.1545e-08
[79 empty] | WLDFR | non-HFTD - Transmission - 115 kV or Lower | Red Flag Warning - Large Fires | 2053 | 5.636e-09 | 7.8503 | 0.92702 | 4.3664 | 2.5569 | 0 | 2.988e-07 | 4.4244e-08 | 0 | 4.4244e-08
[79 empty] | WLDFR | non-HFTD - Transmission - 115 kV or Lower | Red Flag Warning - Large Fires | 2054 | 5.636e-09 | 7.8503 | 0.92702 | 4.3664 | 2.5569 | 0 | 2.988e-07 | 4.4244e-08 | 0 | 4.4244e-08
[79 empty] | WLDFR | non-HFTD - Transmission - 115 kV or Lower | Red Flag Warning - Large Fires | 2055 | 5.636e-09 | 7.8503 | 0.92702 | 4.3664 | 2.5569 | 0 | 2.988e-07 | 4.4244e-08 | 0 | 4.4244e-08
[79 empty] | WLDFR | non-HFTD - Transmission - 115 kV or Lower | Red Flag Warning - Small Fires | 2026 | 5.8276e-07 | 0.080408 | 0.03759 | 0.0016314 | 0.041187 | 0 | 3.0896e-05 | 4.6859e-08 | 0 | 4.6859e-08
[79 empty] | WLDFR | non-HFTD - Transmission - 115 kV or Lower | Red Flag Warning - Small Fires | 2027 | 5.8276e-07 | 0.080408 | 0.03759 | 0.0016314 | 0.041187 | 0 | 3.0896e-05 | 4.6859e-08 | 0 | 4.6859e-08
[79 empty] | WLDFR | non-HFTD - Transmission - 115 kV or Lower | Red Flag Warning - Small Fires | 2028 | 5.8276e-07 | 0.083606 | 0.039055 | 0.001695 | 0.042856 | 0 | 3.0896e-05 | 4.8722e-08 | 0 | 4.8722e-08
[79 empty] | WLDFR | non-HFTD - Transmission - 115 kV or Lower | Red Flag Warning - Small Fires | 2029 | 5.8276e-07 | 0.083606 | 0.039055 | 0.001695 | 0.042856 | 0 | 3.0896e-05 | 4.8722e-08 | 0 | 4.8722e-08
[79 empty] | WLDFR | non-HFTD - Transmission - 115 kV or Lower | Red Flag Warning - Small Fires | 2030 | 5.8276e-07 | 0.083606 | 0.039055 | 0.001695 | 0.042856 | 0 | 3.0896e-05 | 4.8722e-08 | 0 | 4.8722e-08
[79 empty] | WLDFR | non-HFTD - Transmission - 115 kV or Lower | Red Flag Warning - Small Fires | 2031 | 5.8276e-07 | 0.083606 | 0.039055 | 0.001695 | 0.042856 | 0 | 3.0896e-05 | 4.8722e-08 | 0 | 4.8722e-08
[79 empty] | WLDFR | non-HFTD - Transmission - 115 kV or Lower | Red Flag Warning - Small Fires | 2032 | 5.8276e-07 | 0.083606 | 0.039055 | 0.001695 | 0.042856 | 0 | 3.0896e-05 | 4.8722e-08 | 0 | 4.8722e-08
[79 empty] | WLDFR | non-HFTD - Transmission - 115 kV or Lower | Red Flag Warning - Small Fires | 2033 | 5.8276e-07 | 0.087211 | 0.040679 | 0.0017655 | 0.044766 | 0 | 3.0896e-05 | 5.0823e-08 | 0 | 5.0823e-08
[79 empty] | WLDFR | non-HFTD - Transmission - 115 kV or Lower | Red Flag Warning - Small Fires | 2034 | 5.8276e-07 | 0.087211 | 0.040679 | 0.0017655 | 0.044766 | 0 | 3.0896e-05 | 5.0823e-08 | 0 | 5.0823e-08
[79 empty] | WLDFR | non-HFTD - Transmission - 115 kV or Lower | Red Flag Warning - Small Fires | 2035 | 5.8276e-07 | 0.087211 | 0.040679 | 0.0017655 | 0.044766 | 0 | 3.0896e-05 | 5.0823e-08 | 0 | 5.0823e-08
[79 empty] | WLDFR | non-HFTD - Transmission - 115 kV or Lower | Red Flag Warning - Small Fires | 2036 | 5.8276e-07 | 0.087211 | 0.040679 | 0.0017655 | 0.044766 | 0 | 3.0896e-05 | 5.0823e-08 | 0 | 5.0823e-08
[79 empty] | WLDFR | non-HFTD - Transmission - 115 kV or Lower | Red Flag Warning - Small Fires | 2037 | 5.8276e-07 | 0.087211 | 0.040679 | 0.0017655 | 0.044766 | 0 | 3.0896e-05 | 5.0823e-08 | 0 | 5.0823e-08
[79 empty] | WLDFR | non-HFTD - Transmission - 115 kV or Lower | Red Flag Warning - Small Fires | 2038 | 5.8276e-07 | 0.091184 | 0.042438 | 0.0018418 | 0.046905 | 0 | 3.0896e-05 | 5.3138e-08 | 0 | 5.3138e-08
[79 empty] | WLDFR | non-HFTD - Transmission - 115 kV or Lower | Red Flag Warning - Small Fires | 2039 | 5.8276e-07 | 0.091184 | 0.042438 | 0.0018418 | 0.046905 | 0 | 3.0896e-05 | 5.3138e-08 | 0 | 5.3138e-08
[79 empty] | WLDFR | non-HFTD - Transmission - 115 kV or Lower | Red Flag Warning - Small Fires | 2040 | 5.8276e-07 | 0.091184 | 0.042438 | 0.0018418 | 0.046905 | 0 | 3.0896e-05 | 5.3138e-08 | 0 | 5.3138e-08
[79 empty] | WLDFR | non-HFTD - Transmission - 115 kV or Lower | Red Flag Warning - Small Fires | 2041 | 5.8276e-07 | 0.091184 | 0.042438 | 0.0018418 | 0.046905 | 0 | 3.0896e-05 | 5.3138e-08 | 0 | 5.3138e-08
[79 empty] | WLDFR | non-HFTD - Transmission - 115 kV or Lower | Red Flag Warning - Small Fires | 2042 | 5.8276e-07 | 0.091184 | 0.042438 | 0.0018418 | 0.046905 | 0 | 3.0896e-05 | 5.3138e-08 | 0 | 5.3138e-08
[79 empty] | WLDFR | non-HFTD - Transmission - 115 kV or Lower | Red Flag Warning - Small Fires | 2043 | 5.8276e-07 | 0.095486 | 0.044306 | 0.0019228 | 0.049257 | 0 | 3.0896e-05 | 5.5645e-08 | 0 | 5.5645e-08
[79 empty] | WLDFR | non-HFTD - Transmission - 115 kV or Lower | Red Flag Warning - Small Fires | 2044 | 5.8276e-07 | 0.095486 | 0.044306 | 0.0019228 | 0.049257 | 0 | 3.0896e-05 | 5.5645e-08 | 0 | 5.5645e-08
[79 empty] | WLDFR | non-HFTD - Transmission - 115 kV or Lower | Red Flag Warning - Small Fires | 2045 | 5.8276e-07 | 0.095486 | 0.044306 | 0.0019228 | 0.049257 | 0 | 3.0896e-05 | 5.5645e-08 | 0 | 5.5645e-08
[79 empty] | WLDFR | non-HFTD - Transmission - 115 kV or Lower | Red Flag Warning - Small Fires | 2046 | 5.8276e-07 | 0.095486 | 0.044306 | 0.0019228 | 0.049257 | 0 | 3.0896e-05 | 5.5645e-08 | 0 | 5.5645e-08
[79 empty] | WLDFR | non-HFTD - Transmission - 115 kV or Lower | Red Flag Warning - Small Fires | 2047 | 5.8276e-07 | 0.095486 | 0.044306 | 0.0019228 | 0.049257 | 0 | 3.0896e-05 | 5.5645e-08 | 0 | 5.5645e-08
[79 empty] | WLDFR | non-HFTD - Transmission - 115 kV or Lower | Red Flag Warning - Small Fires | 2048 | 5.8276e-07 | 0.10007 | 0.04626 | 0.0020076 | 0.051804 | 0 | 3.0896e-05 | 5.8318e-08 | 0 | 5.8318e-08
[79 empty] | WLDFR | non-HFTD - Transmission - 115 kV or Lower | Red Flag Warning - Small Fires | 2049 | 5.8276e-07 | 0.10007 | 0.04626 | 0.0020076 | 0.051804 | 0 | 3.0896e-05 | 5.8318e-08 | 0 | 5.8318e-08
[79 empty] | WLDFR | non-HFTD - Transmission - 115 kV or Lower | Red Flag Warning - Small Fires | 2050 | 5.8276e-07 | 0.10007 | 0.04626 | 0.0020076 | 0.051804 | 0 | 3.0896e-05 | 5.8318e-08 | 0 | 5.8318e-08
[79 empty] | WLDFR | non-HFTD - Transmission - 115 kV or Lower | Red Flag Warning - Small Fires | 2051 | 5.8276e-07 | 0.10007 | 0.04626 | 0.0020076 | 0.051804 | 0 | 3.0896e-05 | 5.8318e-08 | 0 | 5.8318e-08
[79 empty] | WLDFR | non-HFTD - Transmission - 115 kV or Lower | Red Flag Warning - Small Fires | 2052 | 5.8276e-07 | 0.10007 | 0.04626 | 0.0020076 | 0.051804 | 0 | 3.0896e-05 | 5.8318e-08 | 0 | 5.8318e-08
[79 empty] | WLDFR | non-HFTD - Transmission - 115 kV or Lower | Red Flag Warning - Small Fires | 2053 | 5.8276e-07 | 0.10489 | 0.048274 | 0.002095 | 0.054525 | 0 | 3.0896e-05 | 6.1128e-08 | 0 | 6.1128e-08
[79 empty] | WLDFR | non-HFTD - Transmission - 115 kV or Lower | Red Flag Warning - Small Fires | 2054 | 5.8276e-07 | 0.10489 | 0.048274 | 0.002095 | 0.054525 | 0 | 3.0896e-05 | 6.1128e-08 | 0 | 6.1128e-08
[79 empty] | WLDFR | non-HFTD - Transmission - 115 kV or Lower | Red Flag Warning - Small Fires | 2055 | 5.8276e-07 | 0.10489 | 0.048274 | 0.002095 | 0.054525 | 0 | 3.0896e-05 | 6.1128e-08 | 0 | 6.1128e-08
[79 empty] | WLDFR | non-HFTD - Transmission - 230 kV or Higher | Non-Red Flag Warning - Large Fires | 2026 | 1.488e-08 | 5.475 | 0.71896 | 3.0715 | 1.6846 | 0 | 4.5543e-07 | 8.147e-08 | 0 | 8.147e-08
[79 empty] | WLDFR | non-HFTD - Transmission - 230 kV or Higher | Non-Red Flag Warning - Large Fires | 2027 | 1.488e-08 | 5.475 | 0.71896 | 3.0715 | 1.6846 | 0 | 4.5543e-07 | 8.147e-08 | 0 | 8.147e-08
[79 empty] | WLDFR | non-HFTD - Transmission - 230 kV or Higher | Non-Red Flag Warning - Large Fires | 2028 | 1.488e-08 | 5.777 | 0.74734 | 3.238 | 1.7917 | 0 | 4.5543e-07 | 8.5963e-08 | 0 | 8.5963e-08
[79 empty] | WLDFR | non-HFTD - Transmission - 230 kV or Higher | Non-Red Flag Warning - Large Fires | 2029 | 1.488e-08 | 5.777 | 0.74734 | 3.238 | 1.7917 | 0 | 4.5543e-07 | 8.5963e-08 | 0 | 8.5963e-08
[79 empty] | WLDFR | non-HFTD - Transmission - 230 kV or Higher | Non-Red Flag Warning - Large Fires | 2030 | 1.488e-08 | 5.777 | 0.74734 | 3.238 | 1.7917 | 0 | 4.5543e-07 | 8.5963e-08 | 0 | 8.5963e-08
[79 empty] | WLDFR | non-HFTD - Transmission - 230 kV or Higher | Non-Red Flag Warning - Large Fires | 2031 | 1.488e-08 | 5.777 | 0.74734 | 3.238 | 1.7917 | 0 | 4.5543e-07 | 8.5963e-08 | 0 | 8.5963e-08
[79 empty] | WLDFR | non-HFTD - Transmission - 230 kV or Higher | Non-Red Flag Warning - Large Fires | 2032 | 1.488e-08 | 5.777 | 0.74734 | 3.238 | 1.7917 | 0 | 4.5543e-07 | 8.5963e-08 | 0 | 8.5963e-08
[79 empty] | WLDFR | non-HFTD - Transmission - 230 kV or Higher | Non-Red Flag Warning - Large Fires | 2033 | 1.488e-08 | 6.1205 | 0.77885 | 3.4265 | 1.9151 | 0 | 4.5543e-07 | 9.1074e-08 | 0 | 9.1074e-08
[79 empty] | WLDFR | non-HFTD - Transmission - 230 kV or Higher | Non-Red Flag Warning - Large Fires | 2034 | 1.488e-08 | 6.1205 | 0.77885 | 3.4265 | 1.9151 | 0 | 4.5543e-07 | 9.1074e-08 | 0 | 9.1074e-08
[79 empty] | WLDFR | non-HFTD - Transmission - 230 kV or Higher | Non-Red Flag Warning - Large Fires | 2035 | 1.488e-08 | 6.1205 | 0.77885 | 3.4265 | 1.9151 | 0 | 4.5543e-07 | 9.1074e-08 | 0 | 9.1074e-08
[79 empty] | WLDFR | non-HFTD - Transmission - 230 kV or Higher | Non-Red Flag Warning - Large Fires | 2036 | 1.488e-08 | 6.1205 | 0.77885 | 3.4265 | 1.9151 | 0 | 4.5543e-07 | 9.1074e-08 | 0 | 9.1074e-08
[79 empty] | WLDFR | non-HFTD - Transmission - 230 kV or Higher | Non-Red Flag Warning - Large Fires | 2037 | 1.488e-08 | 6.1205 | 0.77885 | 3.4265 | 1.9151 | 0 | 4.5543e-07 | 9.1074e-08 | 0 | 9.1074e-08
[79 empty] | WLDFR | non-HFTD - Transmission - 230 kV or Higher | Non-Red Flag Warning - Large Fires | 2038 | 1.488e-08 | 6.5028 | 0.81304 | 3.6355 | 2.0543 | 0 | 4.5543e-07 | 9.6763e-08 | 0 | 9.6763e-08
[79 empty] | WLDFR | non-HFTD - Transmission - 230 kV or Higher | Non-Red Flag Warning - Large Fires | 2039 | 1.488e-08 | 6.5028 | 0.81304 | 3.6355 | 2.0543 | 0 | 4.5543e-07 | 9.6763e-08 | 0 | 9.6763e-08
[79 empty] | WLDFR | non-HFTD - Transmission - 230 kV or Higher | Non-Red Flag Warning - Large Fires | 2040 | 1.488e-08 | 6.5028 | 0.81304 | 3.6355 | 2.0543 | 0 | 4.5543e-07 | 9.6763e-08 | 0 | 9.6763e-08
[79 empty] | WLDFR | non-HFTD - Transmission - 230 kV or Higher | Non-Red Flag Warning - Large Fires | 2041 | 1.488e-08 | 6.5028 | 0.81304 | 3.6355 | 2.0543 | 0 | 4.5543e-07 | 9.6763e-08 | 0 | 9.6763e-08
[79 empty] | WLDFR | non-HFTD - Transmission - 230 kV or Higher | Non-Red Flag Warning - Large Fires | 2042 | 1.488e-08 | 6.5028 | 0.81304 | 3.6355 | 2.0543 | 0 | 4.5543e-07 | 9.6763e-08 | 0 | 9.6763e-08
[79 empty] | WLDFR | non-HFTD - Transmission - 230 kV or Higher | Non-Red Flag Warning - Large Fires | 2043 | 1.488e-08 | 6.9209 | 0.84944 | 3.8632 | 2.2083 | 0 | 4.5543e-07 | 1.0298e-07 | 0 | 1.0298e-07
[79 empty] | WLDFR | non-HFTD - Transmission - 230 kV or Higher | Non-Red Flag Warning - Large Fires | 2044 | 1.488e-08 | 6.9209 | 0.84944 | 3.8632 | 2.2083 | 0 | 4.5543e-07 | 1.0298e-07 | 0 | 1.0298e-07
[79 empty] | WLDFR | non-HFTD - Transmission - 230 kV or Higher | Non-Red Flag Warning - Large Fires | 2045 | 1.488e-08 | 6.9209 | 0.84944 | 3.8632 | 2.2083 | 0 | 4.5543e-07 | 1.0298e-07 | 0 | 1.0298e-07
[79 empty] | WLDFR | non-HFTD - Transmission - 230 kV or Higher | Non-Red Flag Warning - Large Fires | 2046 | 1.488e-08 | 6.9209 | 0.84944 | 3.8632 | 2.2083 | 0 | 4.5543e-07 | 1.0298e-07 | 0 | 1.0298e-07
[79 empty] | WLDFR | non-HFTD - Transmission - 230 kV or Higher | Non-Red Flag Warning - Large Fires | 2047 | 1.488e-08 | 6.9209 | 0.84944 | 3.8632 | 2.2083 | 0 | 4.5543e-07 | 1.0298e-07 | 0 | 1.0298e-07
[79 empty] | WLDFR | non-HFTD - Transmission - 230 kV or Higher | Non-Red Flag Warning - Large Fires | 2048 | 1.488e-08 | 7.3713 | 0.88759 | 4.1075 | 2.3763 | 0 | 4.5543e-07 | 1.0969e-07 | 0 | 1.0969e-07
[79 empty] | WLDFR | non-HFTD - Transmission - 230 kV or Higher | Non-Red Flag Warning - Large Fires | 2049 | 1.488e-08 | 7.3713 | 0.88759 | 4.1075 | 2.3763 | 0 | 4.5543e-07 | 1.0969e-07 | 0 | 1.0969e-07
[79 empty] | WLDFR | non-HFTD - Transmission - 230 kV or Higher | Non-Red Flag Warning - Large Fires | 2050 | 1.488e-08 | 7.3713 | 0.88759 | 4.1075 | 2.3763 | 0 | 4.5543e-07 | 1.0969e-07 | 0 | 1.0969e-07
[79 empty] | WLDFR | non-HFTD - Transmission - 230 kV or Higher | Non-Red Flag Warning - Large Fires | 2051 | 1.488e-08 | 7.3713 | 0.88759 | 4.1075 | 2.3763 | 0 | 4.5543e-07 | 1.0969e-07 | 0 | 1.0969e-07
[79 empty] | WLDFR | non-HFTD - Transmission - 230 kV or Higher | Non-Red Flag Warning - Large Fires | 2052 | 1.488e-08 | 7.3713 | 0.88759 | 4.1075 | 2.3763 | 0 | 4.5543e-07 | 1.0969e-07 | 0 | 1.0969e-07
[79 empty] | WLDFR | non-HFTD - Transmission - 230 kV or Higher | Non-Red Flag Warning - Large Fires | 2053 | 1.488e-08 | 7.8503 | 0.92702 | 4.3664 | 2.5569 | 0 | 4.5543e-07 | 1.1681e-07 | 0 | 1.1681e-07
[79 empty] | WLDFR | non-HFTD - Transmission - 230 kV or Higher | Non-Red Flag Warning - Large Fires | 2054 | 1.488e-08 | 7.8503 | 0.92702 | 4.3664 | 2.5569 | 0 | 4.5543e-07 | 1.1681e-07 | 0 | 1.1681e-07
[79 empty] | WLDFR | non-HFTD - Transmission - 230 kV or Higher | Non-Red Flag Warning - Large Fires | 2055 | 1.488e-08 | 7.8503 | 0.92702 | 4.3664 | 2.5569 | 0 | 4.5543e-07 | 1.1681e-07 | 0 | 1.1681e-07
[79 empty] | WLDFR | non-HFTD - Transmission - 230 kV or Higher | Non-Red Flag Warning - Small Fires | 2026 | 3.0786e-06 | 0.080408 | 0.03759 | 0.0016314 | 0.041187 | 0 | 9.4223e-05 | 2.4754e-07 | 0 | 2.4754e-07
[79 empty] | WLDFR | non-HFTD - Transmission - 230 kV or Higher | Non-Red Flag Warning - Small Fires | 2027 | 3.0786e-06 | 0.080408 | 0.03759 | 0.0016314 | 0.041187 | 0 | 9.4223e-05 | 2.4754e-07 | 0 | 2.4754e-07
[79 empty] | WLDFR | non-HFTD - Transmission - 230 kV or Higher | Non-Red Flag Warning - Small Fires | 2028 | 3.0786e-06 | 0.083606 | 0.039055 | 0.001695 | 0.042856 | 0 | 9.4223e-05 | 2.5739e-07 | 0 | 2.5739e-07
[79 empty] | WLDFR | non-HFTD - Transmission - 230 kV or Higher | Non-Red Flag Warning - Small Fires | 2029 | 3.0786e-06 | 0.083606 | 0.039055 | 0.001695 | 0.042856 | 0 | 9.4223e-05 | 2.5739e-07 | 0 | 2.5739e-07
[79 empty] | WLDFR | non-HFTD - Transmission - 230 kV or Higher | Non-Red Flag Warning - Small Fires | 2030 | 3.0786e-06 | 0.083606 | 0.039055 | 0.001695 | 0.042856 | 0 | 9.4223e-05 | 2.5739e-07 | 0 | 2.5739e-07
[79 empty] | WLDFR | non-HFTD - Transmission - 230 kV or Higher | Non-Red Flag Warning - Small Fires | 2031 | 3.0786e-06 | 0.083606 | 0.039055 | 0.001695 | 0.042856 | 0 | 9.4223e-05 | 2.5739e-07 | 0 | 2.5739e-07
[79 empty] | WLDFR | non-HFTD - Transmission - 230 kV or Higher | Non-Red Flag Warning - Small Fires | 2032 | 3.0786e-06 | 0.083606 | 0.039055 | 0.001695 | 0.042856 | 0 | 9.4223e-05 | 2.5739e-07 | 0 | 2.5739e-07
[79 empty] | WLDFR | non-HFTD - Transmission - 230 kV or Higher | Non-Red Flag Warning - Small Fires | 2033 | 3.0786e-06 | 0.087211 | 0.040679 | 0.0017655 | 0.044766 | 0 | 9.4223e-05 | 2.6848e-07 | 0 | 2.6848e-07
[79 empty] | WLDFR | non-HFTD - Transmission - 230 kV or Higher | Non-Red Flag Warning - Small Fires | 2034 | 3.0786e-06 | 0.087211 | 0.040679 | 0.0017655 | 0.044766 | 0 | 9.4223e-05 | 2.6848e-07 | 0 | 2.6848e-07
[79 empty] | WLDFR | non-HFTD - Transmission - 230 kV or Higher | Non-Red Flag Warning - Small Fires | 2035 | 3.0786e-06 | 0.087211 | 0.040679 | 0.0017655 | 0.044766 | 0 | 9.4223e-05 | 2.6848e-07 | 0 | 2.6848e-07
[79 empty] | WLDFR | non-HFTD - Transmission - 230 kV or Higher | Non-Red Flag Warning - Small Fires | 2036 | 3.0786e-06 | 0.087211 | 0.040679 | 0.0017655 | 0.044766 | 0 | 9.4223e-05 | 2.6848e-07 | 0 | 2.6848e-07
[79 empty] | WLDFR | non-HFTD - Transmission - 230 kV or Higher | Non-Red Flag Warning - Small Fires | 2037 | 3.0786e-06 | 0.087211 | 0.040679 | 0.0017655 | 0.044766 | 0 | 9.4223e-05 | 2.6848e-07 | 0 | 2.6848e-07
[79 empty] | WLDFR | non-HFTD - Transmission - 230 kV or Higher | Non-Red Flag Warning - Small Fires | 2038 | 3.0786e-06 | 0.091184 | 0.042438 | 0.0018418 | 0.046905 | 0 | 9.4223e-05 | 2.8072e-07 | 0 | 2.8072e-07
[79 empty] | WLDFR | non-HFTD - Transmission - 230 kV or Higher | Non-Red Flag Warning - Small Fires | 2039 | 3.0786e-06 | 0.091184 | 0.042438 | 0.0018418 | 0.046905 | 0 | 9.4223e-05 | 2.8072e-07 | 0 | 2.8072e-07
[79 empty] | WLDFR | non-HFTD - Transmission - 230 kV or Higher | Non-Red Flag Warning - Small Fires | 2040 | 3.0786e-06 | 0.091184 | 0.042438 | 0.0018418 | 0.046905 | 0 | 9.4223e-05 | 2.8072e-07 | 0 | 2.8072e-07
[79 empty] | WLDFR | non-HFTD - Transmission - 230 kV or Higher | Non-Red Flag Warning - Small Fires | 2041 | 3.0786e-06 | 0.091184 | 0.042438 | 0.0018418 | 0.046905 | 0 | 9.4223e-05 | 2.8072e-07 | 0 | 2.8072e-07
[79 empty] | WLDFR | non-HFTD - Transmission - 230 kV or Higher | Non-Red Flag Warning - Small Fires | 2042 | 3.0786e-06 | 0.091184 | 0.042438 | 0.0018418 | 0.046905 | 0 | 9.4223e-05 | 2.8072e-07 | 0 | 2.8072e-07
[79 empty] | WLDFR | non-HFTD - Transmission - 230 kV or Higher | Non-Red Flag Warning - Small Fires | 2043 | 3.0786e-06 | 0.095486 | 0.044306 | 0.0019228 | 0.049257 | 0 | 9.4223e-05 | 2.9396e-07 | 0 | 2.9396e-07
[79 empty] | WLDFR | non-HFTD - Transmission - 230 kV or Higher | Non-Red Flag Warning - Small Fires | 2044 | 3.0786e-06 | 0.095486 | 0.044306 | 0.0019228 | 0.049257 | 0 | 9.4223e-05 | 2.9396e-07 | 0 | 2.9396e-07
[79 empty] | WLDFR | non-HFTD - Transmission - 230 kV or Higher | Non-Red Flag Warning - Small Fires | 2045 | 3.0786e-06 | 0.095486 | 0.044306 | 0.0019228 | 0.049257 | 0 | 9.4223e-05 | 2.9396e-07 | 0 | 2.9396e-07
[79 empty] | WLDFR | non-HFTD - Transmission - 230 kV or Higher | Non-Red Flag Warning - Small Fires | 2046 | 3.0786e-06 | 0.095486 | 0.044306 | 0.0019228 | 0.049257 | 0 | 9.4223e-05 | 2.9396e-07 | 0 | 2.9396e-07
[79 empty] | WLDFR | non-HFTD - Transmission - 230 kV or Higher | Non-Red Flag Warning - Small Fires | 2047 | 3.0786e-06 | 0.095486 | 0.044306 | 0.0019228 | 0.049257 | 0 | 9.4223e-05 | 2.9396e-07 | 0 | 2.9396e-07
[79 empty] | WLDFR | non-HFTD - Transmission - 230 kV or Higher | Non-Red Flag Warning - Small Fires | 2048 | 3.0786e-06 | 0.10007 | 0.04626 | 0.0020076 | 0.051804 | 0 | 9.4223e-05 | 3.0808e-07 | 0 | 3.0808e-07
[79 empty] | WLDFR | non-HFTD - Transmission - 230 kV or Higher | Non-Red Flag Warning - Small Fires | 2049 | 3.0786e-06 | 0.10007 | 0.04626 | 0.0020076 | 0.051804 | 0 | 9.4223e-05 | 3.0808e-07 | 0 | 3.0808e-07
[79 empty] | WLDFR | non-HFTD - Transmission - 230 kV or Higher | Non-Red Flag Warning - Small Fires | 2050 | 3.0786e-06 | 0.10007 | 0.04626 | 0.0020076 | 0.051804 | 0 | 9.4223e-05 | 3.0808e-07 | 0 | 3.0808e-07
[79 empty] | WLDFR | non-HFTD - Transmission - 230 kV or Higher | Non-Red Flag Warning - Small Fires | 2051 | 3.0786e-06 | 0.10007 | 0.04626 | 0.0020076 | 0.051804 | 0 | 9.4223e-05 | 3.0808e-07 | 0 | 3.0808e-07
[79 empty] | WLDFR | non-HFTD - Transmission - 230 kV or Higher | Non-Red Flag Warning - Small Fires | 2052 | 3.0786e-06 | 0.10007 | 0.04626 | 0.0020076 | 0.051804 | 0 | 9.4223e-05 | 3.0808e-07 | 0 | 3.0808e-07
[79 empty] | WLDFR | non-HFTD - Transmission - 230 kV or Higher | Non-Red Flag Warning - Small Fires | 2053 | 3.0786e-06 | 0.10489 | 0.048274 | 0.002095 | 0.054525 | 0 | 9.4223e-05 | 3.2292e-07 | 0 | 3.2292e-07
[79 empty] | WLDFR | non-HFTD - Transmission - 230 kV or Higher | Non-Red Flag Warning - Small Fires | 2054 | 3.0786e-06 | 0.10489 | 0.048274 | 0.002095 | 0.054525 | 0 | 9.4223e-05 | 3.2292e-07 | 0 | 3.2292e-07
[79 empty] | WLDFR | non-HFTD - Transmission - 230 kV or Higher | Non-Red Flag Warning - Small Fires | 2055 | 3.0786e-06 | 0.10489 | 0.048274 | 0.002095 | 0.054525 | 0 | 9.4223e-05 | 3.2292e-07 | 0 | 3.2292e-07
[79 empty] | WLDFR | non-HFTD - Transmission - 230 kV or Higher | Red Flag Warning - Catastrophic Fires | 2026 | 1.2679e-10 | 14664.6376 | 233.2301 | 8896.516 | 5534.8915 | 0 | 2.4952e-09 | 1.8593e-06 | 0 | 1.8593e-06
[79 empty] | WLDFR | non-HFTD - Transmission - 230 kV or Higher | Red Flag Warning - Catastrophic Fires | 2027 | 1.2679e-10 | 14664.6376 | 233.2301 | 8896.516 | 5534.8915 | 0 | 2.4952e-09 | 1.8593e-06 | 0 | 1.8593e-06
[79 empty] | WLDFR | non-HFTD - Transmission - 230 kV or Higher | Red Flag Warning - Catastrophic Fires | 2028 | 1.2679e-10 | 15317.9909 | 247.273 | 9287.6491 | 5783.0689 | 0 | 2.4952e-09 | 1.9422e-06 | 0 | 1.9422e-06
[79 empty] | WLDFR | non-HFTD - Transmission - 230 kV or Higher | Red Flag Warning - Catastrophic Fires | 2029 | 1.2679e-10 | 15317.9909 | 247.273 | 9287.6491 | 5783.0689 | 0 | 2.4952e-09 | 1.9422e-06 | 0 | 1.9422e-06
[79 empty] | WLDFR | non-HFTD - Transmission - 230 kV or Higher | Red Flag Warning - Catastrophic Fires | 2030 | 1.2679e-10 | 15317.9909 | 247.273 | 9287.6491 | 5783.0689 | 0 | 2.4952e-09 | 1.9422e-06 | 0 | 1.9422e-06
[79 empty] | WLDFR | non-HFTD - Transmission - 230 kV or Higher | Red Flag Warning - Catastrophic Fires | 2031 | 1.2679e-10 | 15317.9909 | 247.273 | 9287.6491 | 5783.0689 | 0 | 2.4952e-09 | 1.9422e-06 | 0 | 1.9422e-06
[79 empty] | WLDFR | non-HFTD - Transmission - 230 kV or Higher | Red Flag Warning - Catastrophic Fires | 2032 | 1.2679e-10 | 15317.9909 | 247.273 | 9287.6491 | 5783.0689 | 0 | 2.4952e-09 | 1.9422e-06 | 0 | 1.9422e-06
[79 empty] | WLDFR | non-HFTD - Transmission - 230 kV or Higher | Red Flag Warning - Catastrophic Fires | 2033 | 1.2679e-10 | 16044.1264 | 263.1074 | 9721.74 | 6059.2791 | 0 | 2.4952e-09 | 2.0342e-06 | 0 | 2.0342e-06
[79 empty] | WLDFR | non-HFTD - Transmission - 230 kV or Higher | Red Flag Warning - Catastrophic Fires | 2034 | 1.2679e-10 | 16044.1264 | 263.1074 | 9721.74 | 6059.2791 | 0 | 2.4952e-09 | 2.0342e-06 | 0 | 2.0342e-06
[79 empty] | WLDFR | non-HFTD - Transmission - 230 kV or Higher | Red Flag Warning - Catastrophic Fires | 2035 | 1.2679e-10 | 16044.1264 | 263.1074 | 9721.74 | 6059.2791 | 0 | 2.4952e-09 | 2.0342e-06 | 0 | 2.0342e-06
[79 empty] | WLDFR | non-HFTD - Transmission - 230 kV or Higher | Red Flag Warning - Catastrophic Fires | 2036 | 1.2679e-10 | 16044.1264 | 263.1074 | 9721.74 | 6059.2791 | 0 | 2.4952e-09 | 2.0342e-06 | 0 | 2.0342e-06
[79 empty] | WLDFR | non-HFTD - Transmission - 230 kV or Higher | Red Flag Warning - Catastrophic Fires | 2037 | 1.2679e-10 | 16044.1264 | 263.1074 | 9721.74 | 6059.2791 | 0 | 2.4952e-09 | 2.0342e-06 | 0 | 2.0342e-06
[79 empty] | WLDFR | non-HFTD - Transmission - 230 kV or Higher | Red Flag Warning - Catastrophic Fires | 2038 | 1.2679e-10 | 16832.3912 | 280.5544 | 10192.2718 | 6359.5651 | 0 | 2.4952e-09 | 2.1342e-06 | 0 | 2.1342e-06
[79 empty] | WLDFR | non-HFTD - Transmission - 230 kV or Higher | Red Flag Warning - Catastrophic Fires | 2039 | 1.2679e-10 | 16832.3912 | 280.5544 | 10192.2718 | 6359.5651 | 0 | 2.4952e-09 | 2.1342e-06 | 0 | 2.1342e-06
[79 empty] | WLDFR | non-HFTD - Transmission - 230 kV or Higher | Red Flag Warning - Catastrophic Fires | 2040 | 1.2679e-10 | 16832.3912 | 280.5544 | 10192.2718 | 6359.5651 | 0 | 2.4952e-09 | 2.1342e-06 | 0 | 2.1342e-06
[79 empty] | WLDFR | non-HFTD - Transmission - 230 kV or Higher | Red Flag Warning - Catastrophic Fires | 2041 | 1.2679e-10 | 16832.3912 | 280.5544 | 10192.2718 | 6359.5651 | 0 | 2.4952e-09 | 2.1342e-06 | 0 | 2.1342e-06
[79 empty] | WLDFR | non-HFTD - Transmission - 230 kV or Higher | Red Flag Warning - Catastrophic Fires | 2042 | 1.2679e-10 | 16832.3912 | 280.5544 | 10192.2718 | 6359.5651 | 0 | 2.4952e-09 | 2.1342e-06 | 0 | 2.1342e-06
[79 empty] | WLDFR | non-HFTD - Transmission - 230 kV or Higher | Red Flag Warning - Catastrophic Fires | 2043 | 1.2679e-10 | 17672.0852 | 299.42 | 10692.7362 | 6679.929 | 0 | 2.4952e-09 | 2.2406e-06 | 0 | 2.2406e-06
[79 empty] | WLDFR | non-HFTD - Transmission - 230 kV or Higher | Red Flag Warning - Catastrophic Fires | 2044 | 1.2679e-10 | 17672.0852 | 299.42 | 10692.7362 | 6679.929 | 0 | 2.4952e-09 | 2.2406e-06 | 0 | 2.2406e-06
[79 empty] | WLDFR | non-HFTD - Transmission - 230 kV or Higher | Red Flag Warning - Catastrophic Fires | 2045 | 1.2679e-10 | 17672.0852 | 299.42 | 10692.7362 | 6679.929 | 0 | 2.4952e-09 | 2.2406e-06 | 0 | 2.2406e-06
[79 empty] | WLDFR | non-HFTD - Transmission - 230 kV or Higher | Red Flag Warning - Catastrophic Fires | 2046 | 1.2679e-10 | 17672.0852 | 299.42 | 10692.7362 | 6679.929 | 0 | 2.4952e-09 | 2.2406e-06 | 0 | 2.2406e-06
[79 empty] | WLDFR | non-HFTD - Transmission - 230 kV or Higher | Red Flag Warning - Catastrophic Fires | 2047 | 1.2679e-10 | 17672.0852 | 299.42 | 10692.7362 | 6679.929 | 0 | 2.4952e-09 | 2.2406e-06 | 0 | 2.2406e-06
[79 empty] | WLDFR | non-HFTD - Transmission - 230 kV or Higher | Red Flag Warning - Catastrophic Fires | 2048 | 1.2679e-10 | 18552.3348 | 319.4911 | 11216.5626 | 7016.281 | 0 | 2.4952e-09 | 2.3523e-06 | 0 | 2.3523e-06
[79 empty] | WLDFR | non-HFTD - Transmission - 230 kV or Higher | Red Flag Warning - Catastrophic Fires | 2049 | 1.2679e-10 | 18552.3348 | 319.4911 | 11216.5626 | 7016.281 | 0 | 2.4952e-09 | 2.3523e-06 | 0 | 2.3523e-06
[79 empty] | WLDFR | non-HFTD - Transmission - 230 kV or Higher | Red Flag Warning - Catastrophic Fires | 2050 | 1.2679e-10 | 18552.3348 | 319.4911 | 11216.5626 | 7016.281 | 0 | 2.4952e-09 | 2.3523e-06 | 0 | 2.3523e-06
[79 empty] | WLDFR | non-HFTD - Transmission - 230 kV or Higher | Red Flag Warning - Catastrophic Fires | 2051 | 1.2679e-10 | 18552.3348 | 319.4911 | 11216.5626 | 7016.281 | 0 | 2.4952e-09 | 2.3523e-06 | 0 | 2.3523e-06
[79 empty] | WLDFR | non-HFTD - Transmission - 230 kV or Higher | Red Flag Warning - Catastrophic Fires | 2052 | 1.2679e-10 | 18552.3348 | 319.4911 | 11216.5626 | 7016.281 | 0 | 2.4952e-09 | 2.3523e-06 | 0 | 2.3523e-06
[79 empty] | WLDFR | non-HFTD - Transmission - 230 kV or Higher | Red Flag Warning - Catastrophic Fires | 2053 | 1.2679e-10 | 19462.1283 | 340.5356 | 11757.1413 | 7364.4514 | 0 | 2.4952e-09 | 2.4676e-06 | 0 | 2.4676e-06
[79 empty] | WLDFR | non-HFTD - Transmission - 230 kV or Higher | Red Flag Warning - Catastrophic Fires | 2054 | 1.2679e-10 | 19462.1283 | 340.5356 | 11757.1413 | 7364.4514 | 0 | 2.4952e-09 | 2.4676e-06 | 0 | 2.4676e-06
[79 empty] | WLDFR | non-HFTD - Transmission - 230 kV or Higher | Red Flag Warning - Catastrophic Fires | 2055 | 1.2679e-10 | 19462.1283 | 340.5356 | 11757.1413 | 7364.4514 | 0 | 2.4952e-09 | 2.4676e-06 | 0 | 2.4676e-06
[79 empty] | WLDFR | non-HFTD - Transmission - 230 kV or Higher | Red Flag Warning - Destructive Fires | 2026 | 3.6226e-11 | 9129.7461 | 233.2301 | 8896.516 | 0 | 0 | 7.1292e-10 | 3.3073e-07 | 0 | 3.3073e-07
[79 empty] | WLDFR | non-HFTD - Transmission - 230 kV or Higher | Red Flag Warning - Destructive Fires | 2027 | 3.6226e-11 | 9129.7461 | 233.2301 | 8896.516 | 0 | 0 | 7.1292e-10 | 3.3073e-07 | 0 | 3.3073e-07
[79 empty] | WLDFR | non-HFTD - Transmission - 230 kV or Higher | Red Flag Warning - Destructive Fires | 2028 | 3.6226e-11 | 9534.9221 | 247.273 | 9287.6491 | 0 | 0 | 7.1292e-10 | 3.4541e-07 | 0 | 3.4541e-07
[79 empty] | WLDFR | non-HFTD - Transmission - 230 kV or Higher | Red Flag Warning - Destructive Fires | 2029 | 3.6226e-11 | 9534.9221 | 247.273 | 9287.6491 | 0 | 0 | 7.1292e-10 | 3.4541e-07 | 0 | 3.4541e-07
[79 empty] | WLDFR | non-HFTD - Transmission - 230 kV or Higher | Red Flag Warning - Destructive Fires | 2030 | 3.6226e-11 | 9534.9221 | 247.273 | 9287.6491 | 0 | 0 | 7.1292e-10 | 3.4541e-07 | 0 | 3.4541e-07
[79 empty] | WLDFR | non-HFTD - Transmission - 230 kV or Higher | Red Flag Warning - Destructive Fires | 2031 | 3.6226e-11 | 9534.9221 | 247.273 | 9287.6491 | 0 | 0 | 7.1292e-10 | 3.4541e-07 | 0 | 3.4541e-07
[79 empty] | WLDFR | non-HFTD - Transmission - 230 kV or Higher | Red Flag Warning - Destructive Fires | 2032 | 3.6226e-11 | 9534.9221 | 247.273 | 9287.6491 | 0 | 0 | 7.1292e-10 | 3.4541e-07 | 0 | 3.4541e-07
[79 empty] | WLDFR | non-HFTD - Transmission - 230 kV or Higher | Red Flag Warning - Destructive Fires | 2033 | 3.6226e-11 | 9984.8474 | 263.1074 | 9721.74 | 0 | 0 | 7.1292e-10 | 3.6171e-07 | 0 | 3.6171e-07
[79 empty] | WLDFR | non-HFTD - Transmission - 230 kV or Higher | Red Flag Warning - Destructive Fires | 2034 | 3.6226e-11 | 9984.8474 | 263.1074 | 9721.74 | 0 | 0 | 7.1292e-10 | 3.6171e-07 | 0 | 3.6171e-07
[79 empty] | WLDFR | non-HFTD - Transmission - 230 kV or Higher | Red Flag Warning - Destructive Fires | 2035 | 3.6226e-11 | 9984.8474 | 263.1074 | 9721.74 | 0 | 0 | 7.1292e-10 | 3.6171e-07 | 0 | 3.6171e-07
[79 empty] | WLDFR | non-HFTD - Transmission - 230 kV or Higher | Red Flag Warning - Destructive Fires | 2036 | 3.6226e-11 | 9984.8474 | 263.1074 | 9721.74 | 0 | 0 | 7.1292e-10 | 3.6171e-07 | 0 | 3.6171e-07
[79 empty] | WLDFR | non-HFTD - Transmission - 230 kV or Higher | Red Flag Warning - Destructive Fires | 2037 | 3.6226e-11 | 9984.8474 | 263.1074 | 9721.74 | 0 | 0 | 7.1292e-10 | 3.6171e-07 | 0 | 3.6171e-07
[79 empty] | WLDFR | non-HFTD - Transmission - 230 kV or Higher | Red Flag Warning - Destructive Fires | 2038 | 3.6226e-11 | 10472.8261 | 280.5544 | 10192.2718 | 0 | 0 | 7.1292e-10 | 3.7939e-07 | 0 | 3.7939e-07
[79 empty] | WLDFR | non-HFTD - Transmission - 230 kV or Higher | Red Flag Warning - Destructive Fires | 2039 | 3.6226e-11 | 10472.8261 | 280.5544 | 10192.2718 | 0 | 0 | 7.1292e-10 | 3.7939e-07 | 0 | 3.7939e-07
[79 empty] | WLDFR | non-HFTD - Transmission - 230 kV or Higher | Red Flag Warning - Destructive Fires | 2040 | 3.6226e-11 | 10472.8261 | 280.5544 | 10192.2718 | 0 | 0 | 7.1292e-10 | 3.7939e-07 | 0 | 3.7939e-07
[79 empty] | WLDFR | non-HFTD - Transmission - 230 kV or Higher | Red Flag Warning - Destructive Fires | 2041 | 3.6226e-11 | 10472.8261 | 280.5544 | 10192.2718 | 0 | 0 | 7.1292e-10 | 3.7939e-07 | 0 | 3.7939e-07
[79 empty] | WLDFR | non-HFTD - Transmission - 230 kV or Higher | Red Flag Warning - Destructive Fires | 2042 | 3.6226e-11 | 10472.8261 | 280.5544 | 10192.2718 | 0 | 0 | 7.1292e-10 | 3.7939e-07 | 0 | 3.7939e-07
[79 empty] | WLDFR | non-HFTD - Transmission - 230 kV or Higher | Red Flag Warning - Destructive Fires | 2043 | 3.6226e-11 | 10992.1562 | 299.42 | 10692.7362 | 0 | 0 | 7.1292e-10 | 3.982e-07 | 0 | 3.982e-07
[79 empty] | WLDFR | non-HFTD - Transmission - 230 kV or Higher | Red Flag Warning - Destructive Fires | 2044 | 3.6226e-11 | 10992.1562 | 299.42 | 10692.7362 | 0 | 0 | 7.1292e-10 | 3.982e-07 | 0 | 3.982e-07
[79 empty] | WLDFR | non-HFTD - Transmission - 230 kV or Higher | Red Flag Warning - Destructive Fires | 2045 | 3.6226e-11 | 10992.1562 | 299.42 | 10692.7362 | 0 | 0 | 7.1292e-10 | 3.982e-07 | 0 | 3.982e-07
[79 empty] | WLDFR | non-HFTD - Transmission - 230 kV or Higher | Red Flag Warning - Destructive Fires | 2046 | 3.6226e-11 | 10992.1562 | 299.42 | 10692.7362 | 0 | 0 | 7.1292e-10 | 3.982e-07 | 0 | 3.982e-07
[79 empty] | WLDFR | non-HFTD - Transmission - 230 kV or Higher | Red Flag Warning - Destructive Fires | 2047 | 3.6226e-11 | 10992.1562 | 299.42 | 10692.7362 | 0 | 0 | 7.1292e-10 | 3.982e-07 | 0 | 3.982e-07
[79 empty] | WLDFR | non-HFTD - Transmission - 230 kV or Higher | Red Flag Warning - Destructive Fires | 2048 | 3.6226e-11 | 11536.0538 | 319.4911 | 11216.5626 | 0 | 0 | 7.1292e-10 | 4.179e-07 | 0 | 4.179e-07
[79 empty] | WLDFR | non-HFTD - Transmission - 230 kV or Higher | Red Flag Warning - Destructive Fires | 2049 | 3.6226e-11 | 11536.0538 | 319.4911 | 11216.5626 | 0 | 0 | 7.1292e-10 | 4.179e-07 | 0 | 4.179e-07
[79 empty] | WLDFR | non-HFTD - Transmission - 230 kV or Higher | Red Flag Warning - Destructive Fires | 2050 | 3.6226e-11 | 11536.0538 | 319.4911 | 11216.5626 | 0 | 0 | 7.1292e-10 | 4.179e-07 | 0 | 4.179e-07
[79 empty] | WLDFR | non-HFTD - Transmission - 230 kV or Higher | Red Flag Warning - Destructive Fires | 2051 | 3.6226e-11 | 11536.0538 | 319.4911 | 11216.5626 | 0 | 0 | 7.1292e-10 | 4.179e-07 | 0 | 4.179e-07
[79 empty] | WLDFR | non-HFTD - Transmission - 230 kV or Higher | Red Flag Warning - Destructive Fires | 2052 | 3.6226e-11 | 11536.0538 | 319.4911 | 11216.5626 | 0 | 0 | 7.1292e-10 | 4.179e-07 | 0 | 4.179e-07
[79 empty] | WLDFR | non-HFTD - Transmission - 230 kV or Higher | Red Flag Warning - Destructive Fires | 2053 | 3.6226e-11 | 12097.6769 | 340.5356 | 11757.1413 | 0 | 0 | 7.1292e-10 | 4.3825e-07 | 0 | 4.3825e-07
[79 empty] | WLDFR | non-HFTD - Transmission - 230 kV or Higher | Red Flag Warning - Destructive Fires | 2054 | 3.6226e-11 | 12097.6769 | 340.5356 | 11757.1413 | 0 | 0 | 7.1292e-10 | 4.3825e-07 | 0 | 4.3825e-07
[79 empty] | WLDFR | non-HFTD - Transmission - 230 kV or Higher | Red Flag Warning - Destructive Fires | 2055 | 3.6226e-11 | 12097.6769 | 340.5356 | 11757.1413 | 0 | 0 | 7.1292e-10 | 4.3825e-07 | 0 | 4.3825e-07
[79 empty] | WLDFR | non-HFTD - Transmission - 230 kV or Higher | Red Flag Warning - Large Fires | 2026 | 1.6302e-09 | 5.475 | 0.71896 | 3.0715 | 1.6846 | 0 | 3.2082e-08 | 8.9252e-09 | 0 | 8.9252e-09
[79 empty] | WLDFR | non-HFTD - Transmission - 230 kV or Higher | Red Flag Warning - Large Fires | 2027 | 1.6302e-09 | 5.475 | 0.71896 | 3.0715 | 1.6846 | 0 | 3.2082e-08 | 8.9252e-09 | 0 | 8.9252e-09
[79 empty] | WLDFR | non-HFTD - Transmission - 230 kV or Higher | Red Flag Warning - Large Fires | 2028 | 1.6302e-09 | 5.777 | 0.74734 | 3.238 | 1.7917 | 0 | 3.2082e-08 | 9.4175e-09 | 0 | 9.4175e-09
[79 empty] | WLDFR | non-HFTD - Transmission - 230 kV or Higher | Red Flag Warning - Large Fires | 2029 | 1.6302e-09 | 5.777 | 0.74734 | 3.238 | 1.7917 | 0 | 3.2082e-08 | 9.4175e-09 | 0 | 9.4175e-09
[79 empty] | WLDFR | non-HFTD - Transmission - 230 kV or Higher | Red Flag Warning - Large Fires | 2030 | 1.6302e-09 | 5.777 | 0.74734 | 3.238 | 1.7917 | 0 | 3.2082e-08 | 9.4175e-09 | 0 | 9.4175e-09
[79 empty] | WLDFR | non-HFTD - Transmission - 230 kV or Higher | Red Flag Warning - Large Fires | 2031 | 1.6302e-09 | 5.777 | 0.74734 | 3.238 | 1.7917 | 0 | 3.2082e-08 | 9.4175e-09 | 0 | 9.4175e-09
[79 empty] | WLDFR | non-HFTD - Transmission - 230 kV or Higher | Red Flag Warning - Large Fires | 2032 | 1.6302e-09 | 5.777 | 0.74734 | 3.238 | 1.7917 | 0 | 3.2082e-08 | 9.4175e-09 | 0 | 9.4175e-09
[79 empty] | WLDFR | non-HFTD - Transmission - 230 kV or Higher | Red Flag Warning - Large Fires | 2033 | 1.6302e-09 | 6.1205 | 0.77885 | 3.4265 | 1.9151 | 0 | 3.2082e-08 | 9.9774e-09 | 0 | 9.9774e-09
[79 empty] | WLDFR | non-HFTD - Transmission - 230 kV or Higher | Red Flag Warning - Large Fires | 2034 | 1.6302e-09 | 6.1205 | 0.77885 | 3.4265 | 1.9151 | 0 | 3.2082e-08 | 9.9774e-09 | 0 | 9.9774e-09
[79 empty] | WLDFR | non-HFTD - Transmission - 230 kV or Higher | Red Flag Warning - Large Fires | 2035 | 1.6302e-09 | 6.1205 | 0.77885 | 3.4265 | 1.9151 | 0 | 3.2082e-08 | 9.9774e-09 | 0 | 9.9774e-09
[79 empty] | WLDFR | non-HFTD - Transmission - 230 kV or Higher | Red Flag Warning - Large Fires | 2036 | 1.6302e-09 | 6.1205 | 0.77885 | 3.4265 | 1.9151 | 0 | 3.2082e-08 | 9.9774e-09 | 0 | 9.9774e-09
[79 empty] | WLDFR | non-HFTD - Transmission - 230 kV or Higher | Red Flag Warning - Large Fires | 2037 | 1.6302e-09 | 6.1205 | 0.77885 | 3.4265 | 1.9151 | 0 | 3.2082e-08 | 9.9774e-09 | 0 | 9.9774e-09
[79 empty] | WLDFR | non-HFTD - Transmission - 230 kV or Higher | Red Flag Warning - Large Fires | 2038 | 1.6302e-09 | 6.5028 | 0.81304 | 3.6355 | 2.0543 | 0 | 3.2082e-08 | 1.0601e-08 | 0 | 1.0601e-08
[79 empty] | WLDFR | non-HFTD - Transmission - 230 kV or Higher | Red Flag Warning - Large Fires | 2039 | 1.6302e-09 | 6.5028 | 0.81304 | 3.6355 | 2.0543 | 0 | 3.2082e-08 | 1.0601e-08 | 0 | 1.0601e-08
[79 empty] | WLDFR | non-HFTD - Transmission - 230 kV or Higher | Red Flag Warning - Large Fires | 2040 | 1.6302e-09 | 6.5028 | 0.81304 | 3.6355 | 2.0543 | 0 | 3.2082e-08 | 1.0601e-08 | 0 | 1.0601e-08
[79 empty] | WLDFR | non-HFTD - Transmission - 230 kV or Higher | Red Flag Warning - Large Fires | 2041 | 1.6302e-09 | 6.5028 | 0.81304 | 3.6355 | 2.0543 | 0 | 3.2082e-08 | 1.0601e-08 | 0 | 1.0601e-08
[79 empty] | WLDFR | non-HFTD - Transmission - 230 kV or Higher | Red Flag Warning - Large Fires | 2042 | 1.6302e-09 | 6.5028 | 0.81304 | 3.6355 | 2.0543 | 0 | 3.2082e-08 | 1.0601e-08 | 0 | 1.0601e-08
[79 empty] | WLDFR | non-HFTD - Transmission - 230 kV or Higher | Red Flag Warning - Large Fires | 2043 | 1.6302e-09 | 6.9209 | 0.84944 | 3.8632 | 2.2083 | 0 | 3.2082e-08 | 1.1282e-08 | 0 | 1.1282e-08
[79 empty] | WLDFR | non-HFTD - Transmission - 230 kV or Higher | Red Flag Warning - Large Fires | 2044 | 1.6302e-09 | 6.9209 | 0.84944 | 3.8632 | 2.2083 | 0 | 3.2082e-08 | 1.1282e-08 | 0 | 1.1282e-08
[79 empty] | WLDFR | non-HFTD - Transmission - 230 kV or Higher | Red Flag Warning - Large Fires | 2045 | 1.6302e-09 | 6.9209 | 0.84944 | 3.8632 | 2.2083 | 0 | 3.2082e-08 | 1.1282e-08 | 0 | 1.1282e-08
[79 empty] | WLDFR | non-HFTD - Transmission - 230 kV or Higher | Red Flag Warning - Large Fires | 2046 | 1.6302e-09 | 6.9209 | 0.84944 | 3.8632 | 2.2083 | 0 | 3.2082e-08 | 1.1282e-08 | 0 | 1.1282e-08
[79 empty] | WLDFR | non-HFTD - Transmission - 230 kV or Higher | Red Flag Warning - Large Fires | 2047 | 1.6302e-09 | 6.9209 | 0.84944 | 3.8632 | 2.2083 | 0 | 3.2082e-08 | 1.1282e-08 | 0 | 1.1282e-08
[79 empty] | WLDFR | non-HFTD - Transmission - 230 kV or Higher | Red Flag Warning - Large Fires | 2048 | 1.6302e-09 | 7.3713 | 0.88759 | 4.1075 | 2.3763 | 0 | 3.2082e-08 | 1.2016e-08 | 0 | 1.2016e-08
[79 empty] | WLDFR | non-HFTD - Transmission - 230 kV or Higher | Red Flag Warning - Large Fires | 2049 | 1.6302e-09 | 7.3713 | 0.88759 | 4.1075 | 2.3763 | 0 | 3.2082e-08 | 1.2016e-08 | 0 | 1.2016e-08
[79 empty] | WLDFR | non-HFTD - Transmission - 230 kV or Higher | Red Flag Warning - Large Fires | 2050 | 1.6302e-09 | 7.3713 | 0.88759 | 4.1075 | 2.3763 | 0 | 3.2082e-08 | 1.2016e-08 | 0 | 1.2016e-08
[79 empty] | WLDFR | non-HFTD - Transmission - 230 kV or Higher | Red Flag Warning - Large Fires | 2051 | 1.6302e-09 | 7.3713 | 0.88759 | 4.1075 | 2.3763 | 0 | 3.2082e-08 | 1.2016e-08 | 0 | 1.2016e-08
[79 empty] | WLDFR | non-HFTD - Transmission - 230 kV or Higher | Red Flag Warning - Large Fires | 2052 | 1.6302e-09 | 7.3713 | 0.88759 | 4.1075 | 2.3763 | 0 | 3.2082e-08 | 1.2016e-08 | 0 | 1.2016e-08
[79 empty] | WLDFR | non-HFTD - Transmission - 230 kV or Higher | Red Flag Warning - Large Fires | 2053 | 1.6302e-09 | 7.8503 | 0.92702 | 4.3664 | 2.5569 | 0 | 3.2082e-08 | 1.2797e-08 | 0 | 1.2797e-08
[79 empty] | WLDFR | non-HFTD - Transmission - 230 kV or Higher | Red Flag Warning - Large Fires | 2054 | 1.6302e-09 | 7.8503 | 0.92702 | 4.3664 | 2.5569 | 0 | 3.2082e-08 | 1.2797e-08 | 0 | 1.2797e-08
[79 empty] | WLDFR | non-HFTD - Transmission - 230 kV or Higher | Red Flag Warning - Large Fires | 2055 | 1.6302e-09 | 7.8503 | 0.92702 | 4.3664 | 2.5569 | 0 | 3.2082e-08 | 1.2797e-08 | 0 | 1.2797e-08
[79 empty] | WLDFR | non-HFTD - Transmission - 230 kV or Higher | Red Flag Warning - Small Fires | 2026 | 1.6856e-07 | 0.080408 | 0.03759 | 0.0016314 | 0.041187 | 0 | 3.3172e-06 | 1.3553e-08 | 0 | 1.3553e-08
[79 empty] | WLDFR | non-HFTD - Transmission - 230 kV or Higher | Red Flag Warning - Small Fires | 2027 | 1.6856e-07 | 0.080408 | 0.03759 | 0.0016314 | 0.041187 | 0 | 3.3172e-06 | 1.3553e-08 | 0 | 1.3553e-08
[79 empty] | WLDFR | non-HFTD - Transmission - 230 kV or Higher | Red Flag Warning - Small Fires | 2028 | 1.6856e-07 | 0.083606 | 0.039055 | 0.001695 | 0.042856 | 0 | 3.3172e-06 | 1.4093e-08 | 0 | 1.4093e-08
[79 empty] | WLDFR | non-HFTD - Transmission - 230 kV or Higher | Red Flag Warning - Small Fires | 2029 | 1.6856e-07 | 0.083606 | 0.039055 | 0.001695 | 0.042856 | 0 | 3.3172e-06 | 1.4093e-08 | 0 | 1.4093e-08
[79 empty] | WLDFR | non-HFTD - Transmission - 230 kV or Higher | Red Flag Warning - Small Fires | 2030 | 1.6856e-07 | 0.083606 | 0.039055 | 0.001695 | 0.042856 | 0 | 3.3172e-06 | 1.4093e-08 | 0 | 1.4093e-08
[79 empty] | WLDFR | non-HFTD - Transmission - 230 kV or Higher | Red Flag Warning - Small Fires | 2031 | 1.6856e-07 | 0.083606 | 0.039055 | 0.001695 | 0.042856 | 0 | 3.3172e-06 | 1.4093e-08 | 0 | 1.4093e-08
[79 empty] | WLDFR | non-HFTD - Transmission - 230 kV or Higher | Red Flag Warning - Small Fires | 2032 | 1.6856e-07 | 0.083606 | 0.039055 | 0.001695 | 0.042856 | 0 | 3.3172e-06 | 1.4093e-08 | 0 | 1.4093e-08
[79 empty] | WLDFR | non-HFTD - Transmission - 230 kV or Higher | Red Flag Warning - Small Fires | 2033 | 1.6856e-07 | 0.087211 | 0.040679 | 0.0017655 | 0.044766 | 0 | 3.3172e-06 | 1.47e-08 | 0 | 1.47e-08
[79 empty] | WLDFR | non-HFTD - Transmission - 230 kV or Higher | Red Flag Warning - Small Fires | 2034 | 1.6856e-07 | 0.087211 | 0.040679 | 0.0017655 | 0.044766 | 0 | 3.3172e-06 | 1.47e-08 | 0 | 1.47e-08
[79 empty] | WLDFR | non-HFTD - Transmission - 230 kV or Higher | Red Flag Warning - Small Fires | 2035 | 1.6856e-07 | 0.087211 | 0.040679 | 0.0017655 | 0.044766 | 0 | 3.3172e-06 | 1.47e-08 | 0 | 1.47e-08
[79 empty] | WLDFR | non-HFTD - Transmission - 230 kV or Higher | Red Flag Warning - Small Fires | 2036 | 1.6856e-07 | 0.087211 | 0.040679 | 0.0017655 | 0.044766 | 0 | 3.3172e-06 | 1.47e-08 | 0 | 1.47e-08
[79 empty] | WLDFR | non-HFTD - Transmission - 230 kV or Higher | Red Flag Warning - Small Fires | 2037 | 1.6856e-07 | 0.087211 | 0.040679 | 0.0017655 | 0.044766 | 0 | 3.3172e-06 | 1.47e-08 | 0 | 1.47e-08
[79 empty] | WLDFR | non-HFTD - Transmission - 230 kV or Higher | Red Flag Warning - Small Fires | 2038 | 1.6856e-07 | 0.091184 | 0.042438 | 0.0018418 | 0.046905 | 0 | 3.3172e-06 | 1.537e-08 | 0 | 1.537e-08
[79 empty] | WLDFR | non-HFTD - Transmission - 230 kV or Higher | Red Flag Warning - Small Fires | 2039 | 1.6856e-07 | 0.091184 | 0.042438 | 0.0018418 | 0.046905 | 0 | 3.3172e-06 | 1.537e-08 | 0 | 1.537e-08
[79 empty] | WLDFR | non-HFTD - Transmission - 230 kV or Higher | Red Flag Warning - Small Fires | 2040 | 1.6856e-07 | 0.091184 | 0.042438 | 0.0018418 | 0.046905 | 0 | 3.3172e-06 | 1.537e-08 | 0 | 1.537e-08
[79 empty] | WLDFR | non-HFTD - Transmission - 230 kV or Higher | Red Flag Warning - Small Fires | 2041 | 1.6856e-07 | 0.091184 | 0.042438 | 0.0018418 | 0.046905 | 0 | 3.3172e-06 | 1.537e-08 | 0 | 1.537e-08
[79 empty] | WLDFR | non-HFTD - Transmission - 230 kV or Higher | Red Flag Warning - Small Fires | 2042 | 1.6856e-07 | 0.091184 | 0.042438 | 0.0018418 | 0.046905 | 0 | 3.3172e-06 | 1.537e-08 | 0 | 1.537e-08
[79 empty] | WLDFR | non-HFTD - Transmission - 230 kV or Higher | Red Flag Warning - Small Fires | 2043 | 1.6856e-07 | 0.095486 | 0.044306 | 0.0019228 | 0.049257 | 0 | 3.3172e-06 | 1.6095e-08 | 0 | 1.6095e-08
[79 empty] | WLDFR | non-HFTD - Transmission - 230 kV or Higher | Red Flag Warning - Small Fires | 2044 | 1.6856e-07 | 0.095486 | 0.044306 | 0.0019228 | 0.049257 | 0 | 3.3172e-06 | 1.6095e-08 | 0 | 1.6095e-08
[79 empty] | WLDFR | non-HFTD - Transmission - 230 kV or Higher | Red Flag Warning - Small Fires | 2045 | 1.6856e-07 | 0.095486 | 0.044306 | 0.0019228 | 0.049257 | 0 | 3.3172e-06 | 1.6095e-08 | 0 | 1.6095e-08
[79 empty] | WLDFR | non-HFTD - Transmission - 230 kV or Higher | Red Flag Warning - Small Fires | 2046 | 1.6856e-07 | 0.095486 | 0.044306 | 0.0019228 | 0.049257 | 0 | 3.3172e-06 | 1.6095e-08 | 0 | 1.6095e-08
[79 empty] | WLDFR | non-HFTD - Transmission - 230 kV or Higher | Red Flag Warning - Small Fires | 2047 | 1.6856e-07 | 0.095486 | 0.044306 | 0.0019228 | 0.049257 | 0 | 3.3172e-06 | 1.6095e-08 | 0 | 1.6095e-08
[79 empty] | WLDFR | non-HFTD - Transmission - 230 kV or Higher | Red Flag Warning - Small Fires | 2048 | 1.6856e-07 | 0.10007 | 0.04626 | 0.0020076 | 0.051804 | 0 | 3.3172e-06 | 1.6868e-08 | 0 | 1.6868e-08
[79 empty] | WLDFR | non-HFTD - Transmission - 230 kV or Higher | Red Flag Warning - Small Fires | 2049 | 1.6856e-07 | 0.10007 | 0.04626 | 0.0020076 | 0.051804 | 0 | 3.3172e-06 | 1.6868e-08 | 0 | 1.6868e-08
[79 empty] | WLDFR | non-HFTD - Transmission - 230 kV or Higher | Red Flag Warning - Small Fires | 2050 | 1.6856e-07 | 0.10007 | 0.04626 | 0.0020076 | 0.051804 | 0 | 3.3172e-06 | 1.6868e-08 | 0 | 1.6868e-08
[79 empty] | WLDFR | non-HFTD - Transmission - 230 kV or Higher | Red Flag Warning - Small Fires | 2051 | 1.6856e-07 | 0.10007 | 0.04626 | 0.0020076 | 0.051804 | 0 | 3.3172e-06 | 1.6868e-08 | 0 | 1.6868e-08
[79 empty] | WLDFR | non-HFTD - Transmission - 230 kV or Higher | Red Flag Warning - Small Fires | 2052 | 1.6856e-07 | 0.10007 | 0.04626 | 0.0020076 | 0.051804 | 0 | 3.3172e-06 | 1.6868e-08 | 0 | 1.6868e-08
[79 empty] | WLDFR | non-HFTD - Transmission - 230 kV or Higher | Red Flag Warning - Small Fires | 2053 | 1.6856e-07 | 0.10489 | 0.048274 | 0.002095 | 0.054525 | 0 | 3.3172e-06 | 1.7681e-08 | 0 | 1.7681e-08
[79 empty] | WLDFR | non-HFTD - Transmission - 230 kV or Higher | Red Flag Warning - Small Fires | 2054 | 1.6856e-07 | 0.10489 | 0.048274 | 0.002095 | 0.054525 | 0 | 3.3172e-06 | 1.7681e-08 | 0 | 1.7681e-08
[79 empty] | WLDFR | non-HFTD - Transmission - 230 kV or Higher | Red Flag Warning - Small Fires | 2055 | 1.6856e-07 | 0.10489 | 0.048274 | 0.002095 | 0.054525 | 0 | 3.3172e-06 | 1.7681e-08 | 0 | 1.7681e-08
[79 empty] | WLDFR | non-HFTD - Transmission - 60/70 kV | Non-Red Flag Warning - Large Fires | 2026 | 8.253e-08 | 5.475 | 0.71896 | 3.0715 | 1.6846 | 0 | 6.7587e-06 | 4.5185e-07 | 0 | 4.5185e-07
[79 empty] | WLDFR | non-HFTD - Transmission - 60/70 kV | Non-Red Flag Warning - Large Fires | 2027 | 8.253e-08 | 5.475 | 0.71896 | 3.0715 | 1.6846 | 0 | 6.7587e-06 | 4.5185e-07 | 0 | 4.5185e-07
[79 empty] | WLDFR | non-HFTD - Transmission - 60/70 kV | Non-Red Flag Warning - Large Fires | 2028 | 8.253e-08 | 5.777 | 0.74734 | 3.238 | 1.7917 | 0 | 6.7587e-06 | 4.7678e-07 | 0 | 4.7678e-07
[79 empty] | WLDFR | non-HFTD - Transmission - 60/70 kV | Non-Red Flag Warning - Large Fires | 2029 | 8.253e-08 | 5.777 | 0.74734 | 3.238 | 1.7917 | 0 | 6.7587e-06 | 4.7678e-07 | 0 | 4.7678e-07
[79 empty] | WLDFR | non-HFTD - Transmission - 60/70 kV | Non-Red Flag Warning - Large Fires | 2030 | 8.253e-08 | 5.777 | 0.74734 | 3.238 | 1.7917 | 0 | 6.7587e-06 | 4.7678e-07 | 0 | 4.7678e-07
[79 empty] | WLDFR | non-HFTD - Transmission - 60/70 kV | Non-Red Flag Warning - Large Fires | 2031 | 8.253e-08 | 5.777 | 0.74734 | 3.238 | 1.7917 | 0 | 6.7587e-06 | 4.7678e-07 | 0 | 4.7678e-07
[79 empty] | WLDFR | non-HFTD - Transmission - 60/70 kV | Non-Red Flag Warning - Large Fires | 2032 | 8.253e-08 | 5.777 | 0.74734 | 3.238 | 1.7917 | 0 | 6.7587e-06 | 4.7678e-07 | 0 | 4.7678e-07
[79 empty] | WLDFR | non-HFTD - Transmission - 60/70 kV | Non-Red Flag Warning - Large Fires | 2033 | 8.253e-08 | 6.1205 | 0.77885 | 3.4265 | 1.9151 | 0 | 6.7587e-06 | 5.0512e-07 | 0 | 5.0512e-07
[79 empty] | WLDFR | non-HFTD - Transmission - 60/70 kV | Non-Red Flag Warning - Large Fires | 2034 | 8.253e-08 | 6.1205 | 0.77885 | 3.4265 | 1.9151 | 0 | 6.7587e-06 | 5.0512e-07 | 0 | 5.0512e-07
[79 empty] | WLDFR | non-HFTD - Transmission - 60/70 kV | Non-Red Flag Warning - Large Fires | 2035 | 8.253e-08 | 6.1205 | 0.77885 | 3.4265 | 1.9151 | 0 | 6.7587e-06 | 5.0512e-07 | 0 | 5.0512e-07
[79 empty] | WLDFR | non-HFTD - Transmission - 60/70 kV | Non-Red Flag Warning - Large Fires | 2036 | 8.253e-08 | 6.1205 | 0.77885 | 3.4265 | 1.9151 | 0 | 6.7587e-06 | 5.0512e-07 | 0 | 5.0512e-07
[79 empty] | WLDFR | non-HFTD - Transmission - 60/70 kV | Non-Red Flag Warning - Large Fires | 2037 | 8.253e-08 | 6.1205 | 0.77885 | 3.4265 | 1.9151 | 0 | 6.7587e-06 | 5.0512e-07 | 0 | 5.0512e-07
[79 empty] | WLDFR | non-HFTD - Transmission - 60/70 kV | Non-Red Flag Warning - Large Fires | 2038 | 8.253e-08 | 6.5028 | 0.81304 | 3.6355 | 2.0543 | 0 | 6.7587e-06 | 5.3668e-07 | 0 | 5.3668e-07
[79 empty] | WLDFR | non-HFTD - Transmission - 60/70 kV | Non-Red Flag Warning - Large Fires | 2039 | 8.253e-08 | 6.5028 | 0.81304 | 3.6355 | 2.0543 | 0 | 6.7587e-06 | 5.3668e-07 | 0 | 5.3668e-07
[79 empty] | WLDFR | non-HFTD - Transmission - 60/70 kV | Non-Red Flag Warning - Large Fires | 2040 | 8.253e-08 | 6.5028 | 0.81304 | 3.6355 | 2.0543 | 0 | 6.7587e-06 | 5.3668e-07 | 0 | 5.3668e-07
[79 empty] | WLDFR | non-HFTD - Transmission - 60/70 kV | Non-Red Flag Warning - Large Fires | 2041 | 8.253e-08 | 6.5028 | 0.81304 | 3.6355 | 2.0543 | 0 | 6.7587e-06 | 5.3668e-07 | 0 | 5.3668e-07
[79 empty] | WLDFR | non-HFTD - Transmission - 60/70 kV | Non-Red Flag Warning - Large Fires | 2042 | 8.253e-08 | 6.5028 | 0.81304 | 3.6355 | 2.0543 | 0 | 6.7587e-06 | 5.3668e-07 | 0 | 5.3668e-07
[79 empty] | WLDFR | non-HFTD - Transmission - 60/70 kV | Non-Red Flag Warning - Large Fires | 2043 | 8.253e-08 | 6.9209 | 0.84944 | 3.8632 | 2.2083 | 0 | 6.7587e-06 | 5.7118e-07 | 0 | 5.7118e-07
[79 empty] | WLDFR | non-HFTD - Transmission - 60/70 kV | Non-Red Flag Warning - Large Fires | 2044 | 8.253e-08 | 6.9209 | 0.84944 | 3.8632 | 2.2083 | 0 | 6.7587e-06 | 5.7118e-07 | 0 | 5.7118e-07
[79 empty] | WLDFR | non-HFTD - Transmission - 60/70 kV | Non-Red Flag Warning - Large Fires | 2045 | 8.253e-08 | 6.9209 | 0.84944 | 3.8632 | 2.2083 | 0 | 6.7587e-06 | 5.7118e-07 | 0 | 5.7118e-07
[79 empty] | WLDFR | non-HFTD - Transmission - 60/70 kV | Non-Red Flag Warning - Large Fires | 2046 | 8.253e-08 | 6.9209 | 0.84944 | 3.8632 | 2.2083 | 0 | 6.7587e-06 | 5.7118e-07 | 0 | 5.7118e-07
[79 empty] | WLDFR | non-HFTD - Transmission - 60/70 kV | Non-Red Flag Warning - Large Fires | 2047 | 8.253e-08 | 6.9209 | 0.84944 | 3.8632 | 2.2083 | 0 | 6.7587e-06 | 5.7118e-07 | 0 | 5.7118e-07
[79 empty] | WLDFR | non-HFTD - Transmission - 60/70 kV | Non-Red Flag Warning - Large Fires | 2048 | 8.253e-08 | 7.3713 | 0.88759 | 4.1075 | 2.3763 | 0 | 6.7587e-06 | 6.0836e-07 | 0 | 6.0836e-07
[79 empty] | WLDFR | non-HFTD - Transmission - 60/70 kV | Non-Red Flag Warning - Large Fires | 2049 | 8.253e-08 | 7.3713 | 0.88759 | 4.1075 | 2.3763 | 0 | 6.7587e-06 | 6.0836e-07 | 0 | 6.0836e-07
[79 empty] | WLDFR | non-HFTD - Transmission - 60/70 kV | Non-Red Flag Warning - Large Fires | 2050 | 8.253e-08 | 7.3713 | 0.88759 | 4.1075 | 2.3763 | 0 | 6.7587e-06 | 6.0836e-07 | 0 | 6.0836e-07
[79 empty] | WLDFR | non-HFTD - Transmission - 60/70 kV | Non-Red Flag Warning - Large Fires | 2051 | 8.253e-08 | 7.3713 | 0.88759 | 4.1075 | 2.3763 | 0 | 6.7587e-06 | 6.0836e-07 | 0 | 6.0836e-07
[79 empty] | WLDFR | non-HFTD - Transmission - 60/70 kV | Non-Red Flag Warning - Large Fires | 2052 | 8.253e-08 | 7.3713 | 0.88759 | 4.1075 | 2.3763 | 0 | 6.7587e-06 | 6.0836e-07 | 0 | 6.0836e-07
[79 empty] | WLDFR | non-HFTD - Transmission - 60/70 kV | Non-Red Flag Warning - Large Fires | 2053 | 8.253e-08 | 7.8503 | 0.92702 | 4.3664 | 2.5569 | 0 | 6.7587e-06 | 6.4789e-07 | 0 | 6.4789e-07
[79 empty] | WLDFR | non-HFTD - Transmission - 60/70 kV | Non-Red Flag Warning - Large Fires | 2054 | 8.253e-08 | 7.8503 | 0.92702 | 4.3664 | 2.5569 | 0 | 6.7587e-06 | 6.4789e-07 | 0 | 6.4789e-07
[79 empty] | WLDFR | non-HFTD - Transmission - 60/70 kV | Non-Red Flag Warning - Large Fires | 2055 | 8.253e-08 | 7.8503 | 0.92702 | 4.3664 | 2.5569 | 0 | 6.7587e-06 | 6.4789e-07 | 0 | 6.4789e-07
[79 empty] | WLDFR | non-HFTD - Transmission - 60/70 kV | Non-Red Flag Warning - Small Fires | 2026 | 1.7075e-05 | 0.080408 | 0.03759 | 0.0016314 | 0.041187 | 0 | 0.0013983 | 1.3729e-06 | 0 | 1.3729e-06
[79 empty] | WLDFR | non-HFTD - Transmission - 60/70 kV | Non-Red Flag Warning - Small Fires | 2027 | 1.7075e-05 | 0.080408 | 0.03759 | 0.0016314 | 0.041187 | 0 | 0.0013983 | 1.3729e-06 | 0 | 1.3729e-06
[79 empty] | WLDFR | non-HFTD - Transmission - 60/70 kV | Non-Red Flag Warning - Small Fires | 2028 | 1.7075e-05 | 0.083606 | 0.039055 | 0.001695 | 0.042856 | 0 | 0.0013983 | 1.4275e-06 | 0 | 1.4275e-06
[79 empty] | WLDFR | non-HFTD - Transmission - 60/70 kV | Non-Red Flag Warning - Small Fires | 2029 | 1.7075e-05 | 0.083606 | 0.039055 | 0.001695 | 0.042856 | 0 | 0.0013983 | 1.4275e-06 | 0 | 1.4275e-06
[79 empty] | WLDFR | non-HFTD - Transmission - 60/70 kV | Non-Red Flag Warning - Small Fires | 2030 | 1.7075e-05 | 0.083606 | 0.039055 | 0.001695 | 0.042856 | 0 | 0.0013983 | 1.4275e-06 | 0 | 1.4275e-06
[79 empty] | WLDFR | non-HFTD - Transmission - 60/70 kV | Non-Red Flag Warning - Small Fires | 2031 | 1.7075e-05 | 0.083606 | 0.039055 | 0.001695 | 0.042856 | 0 | 0.0013983 | 1.4275e-06 | 0 | 1.4275e-06
[79 empty] | WLDFR | non-HFTD - Transmission - 60/70 kV | Non-Red Flag Warning - Small Fires | 2032 | 1.7075e-05 | 0.083606 | 0.039055 | 0.001695 | 0.042856 | 0 | 0.0013983 | 1.4275e-06 | 0 | 1.4275e-06
[79 empty] | WLDFR | non-HFTD - Transmission - 60/70 kV | Non-Red Flag Warning - Small Fires | 2033 | 1.7075e-05 | 0.087211 | 0.040679 | 0.0017655 | 0.044766 | 0 | 0.0013983 | 1.4891e-06 | 0 | 1.4891e-06
[79 empty] | WLDFR | non-HFTD - Transmission - 60/70 kV | Non-Red Flag Warning - Small Fires | 2034 | 1.7075e-05 | 0.087211 | 0.040679 | 0.0017655 | 0.044766 | 0 | 0.0013983 | 1.4891e-06 | 0 | 1.4891e-06
[79 empty] | WLDFR | non-HFTD - Transmission - 60/70 kV | Non-Red Flag Warning - Small Fires | 2035 | 1.7075e-05 | 0.087211 | 0.040679 | 0.0017655 | 0.044766 | 0 | 0.0013983 | 1.4891e-06 | 0 | 1.4891e-06
[79 empty] | WLDFR | non-HFTD - Transmission - 60/70 kV | Non-Red Flag Warning - Small Fires | 2036 | 1.7075e-05 | 0.087211 | 0.040679 | 0.0017655 | 0.044766 | 0 | 0.0013983 | 1.4891e-06 | 0 | 1.4891e-06
[79 empty] | WLDFR | non-HFTD - Transmission - 60/70 kV | Non-Red Flag Warning - Small Fires | 2037 | 1.7075e-05 | 0.087211 | 0.040679 | 0.0017655 | 0.044766 | 0 | 0.0013983 | 1.4891e-06 | 0 | 1.4891e-06
[79 empty] | WLDFR | non-HFTD - Transmission - 60/70 kV | Non-Red Flag Warning - Small Fires | 2038 | 1.7075e-05 | 0.091184 | 0.042438 | 0.0018418 | 0.046905 | 0 | 0.0013983 | 1.5569e-06 | 0 | 1.5569e-06
[79 empty] | WLDFR | non-HFTD - Transmission - 60/70 kV | Non-Red Flag Warning - Small Fires | 2039 | 1.7075e-05 | 0.091184 | 0.042438 | 0.0018418 | 0.046905 | 0 | 0.0013983 | 1.5569e-06 | 0 | 1.5569e-06
[79 empty] | WLDFR | non-HFTD - Transmission - 60/70 kV | Non-Red Flag Warning - Small Fires | 2040 | 1.7075e-05 | 0.091184 | 0.042438 | 0.0018418 | 0.046905 | 0 | 0.0013983 | 1.5569e-06 | 0 | 1.5569e-06
[79 empty] | WLDFR | non-HFTD - Transmission - 60/70 kV | Non-Red Flag Warning - Small Fires | 2041 | 1.7075e-05 | 0.091184 | 0.042438 | 0.0018418 | 0.046905 | 0 | 0.0013983 | 1.5569e-06 | 0 | 1.5569e-06
[79 empty] | WLDFR | non-HFTD - Transmission - 60/70 kV | Non-Red Flag Warning - Small Fires | 2042 | 1.7075e-05 | 0.091184 | 0.042438 | 0.0018418 | 0.046905 | 0 | 0.0013983 | 1.5569e-06 | 0 | 1.5569e-06
[79 empty] | WLDFR | non-HFTD - Transmission - 60/70 kV | Non-Red Flag Warning - Small Fires | 2043 | 1.7075e-05 | 0.095486 | 0.044306 | 0.0019228 | 0.049257 | 0 | 0.0013983 | 1.6304e-06 | 0 | 1.6304e-06
[79 empty] | WLDFR | non-HFTD - Transmission - 60/70 kV | Non-Red Flag Warning - Small Fires | 2044 | 1.7075e-05 | 0.095486 | 0.044306 | 0.0019228 | 0.049257 | 0 | 0.0013983 | 1.6304e-06 | 0 | 1.6304e-06
[79 empty] | WLDFR | non-HFTD - Transmission - 60/70 kV | Non-Red Flag Warning - Small Fires | 2045 | 1.7075e-05 | 0.095486 | 0.044306 | 0.0019228 | 0.049257 | 0 | 0.0013983 | 1.6304e-06 | 0 | 1.6304e-06
[79 empty] | WLDFR | non-HFTD - Transmission - 60/70 kV | Non-Red Flag Warning - Small Fires | 2046 | 1.7075e-05 | 0.095486 | 0.044306 | 0.0019228 | 0.049257 | 0 | 0.0013983 | 1.6304e-06 | 0 | 1.6304e-06
[79 empty] | WLDFR | non-HFTD - Transmission - 60/70 kV | Non-Red Flag Warning - Small Fires | 2047 | 1.7075e-05 | 0.095486 | 0.044306 | 0.0019228 | 0.049257 | 0 | 0.0013983 | 1.6304e-06 | 0 | 1.6304e-06
[79 empty] | WLDFR | non-HFTD - Transmission - 60/70 kV | Non-Red Flag Warning - Small Fires | 2048 | 1.7075e-05 | 0.10007 | 0.04626 | 0.0020076 | 0.051804 | 0 | 0.0013983 | 1.7087e-06 | 0 | 1.7087e-06
[79 empty] | WLDFR | non-HFTD - Transmission - 60/70 kV | Non-Red Flag Warning - Small Fires | 2049 | 1.7075e-05 | 0.10007 | 0.04626 | 0.0020076 | 0.051804 | 0 | 0.0013983 | 1.7087e-06 | 0 | 1.7087e-06
[79 empty] | WLDFR | non-HFTD - Transmission - 60/70 kV | Non-Red Flag Warning - Small Fires | 2050 | 1.7075e-05 | 0.10007 | 0.04626 | 0.0020076 | 0.051804 | 0 | 0.0013983 | 1.7087e-06 | 0 | 1.7087e-06
[79 empty] | WLDFR | non-HFTD - Transmission - 60/70 kV | Non-Red Flag Warning - Small Fires | 2051 | 1.7075e-05 | 0.10007 | 0.04626 | 0.0020076 | 0.051804 | 0 | 0.0013983 | 1.7087e-06 | 0 | 1.7087e-06
[79 empty] | WLDFR | non-HFTD - Transmission - 60/70 kV | Non-Red Flag Warning - Small Fires | 2052 | 1.7075e-05 | 0.10007 | 0.04626 | 0.0020076 | 0.051804 | 0 | 0.0013983 | 1.7087e-06 | 0 | 1.7087e-06
[79 empty] | WLDFR | non-HFTD - Transmission - 60/70 kV | Non-Red Flag Warning - Small Fires | 2053 | 1.7075e-05 | 0.10489 | 0.048274 | 0.002095 | 0.054525 | 0 | 0.0013983 | 1.791e-06 | 0 | 1.791e-06
[79 empty] | WLDFR | non-HFTD - Transmission - 60/70 kV | Non-Red Flag Warning - Small Fires | 2054 | 1.7075e-05 | 0.10489 | 0.048274 | 0.002095 | 0.054525 | 0 | 0.0013983 | 1.791e-06 | 0 | 1.791e-06
[79 empty] | WLDFR | non-HFTD - Transmission - 60/70 kV | Non-Red Flag Warning - Small Fires | 2055 | 1.7075e-05 | 0.10489 | 0.048274 | 0.002095 | 0.054525 | 0 | 0.0013983 | 1.791e-06 | 0 | 1.791e-06
[79 empty] | WLDFR | non-HFTD - Transmission - 60/70 kV | Red Flag Warning - Catastrophic Fires | 2026 | 7.0321e-10 | 14664.6376 | 233.2301 | 8896.516 | 5534.8915 | 0 | 3.3357e-08 | 1.0312e-05 | 0 | 1.0312e-05
[79 empty] | WLDFR | non-HFTD - Transmission - 60/70 kV | Red Flag Warning - Catastrophic Fires | 2027 | 7.0321e-10 | 14664.6376 | 233.2301 | 8896.516 | 5534.8915 | 0 | 3.3357e-08 | 1.0312e-05 | 0 | 1.0312e-05
[79 empty] | WLDFR | non-HFTD - Transmission - 60/70 kV | Red Flag Warning - Catastrophic Fires | 2028 | 7.0321e-10 | 15317.9909 | 247.273 | 9287.6491 | 5783.0689 | 0 | 3.3357e-08 | 1.0772e-05 | 0 | 1.0772e-05
[79 empty] | WLDFR | non-HFTD - Transmission - 60/70 kV | Red Flag Warning - Catastrophic Fires | 2029 | 7.0321e-10 | 15317.9909 | 247.273 | 9287.6491 | 5783.0689 | 0 | 3.3357e-08 | 1.0772e-05 | 0 | 1.0772e-05
[79 empty] | WLDFR | non-HFTD - Transmission - 60/70 kV | Red Flag Warning - Catastrophic Fires | 2030 | 7.0321e-10 | 15317.9909 | 247.273 | 9287.6491 | 5783.0689 | 0 | 3.3357e-08 | 1.0772e-05 | 0 | 1.0772e-05
[79 empty] | WLDFR | non-HFTD - Transmission - 60/70 kV | Red Flag Warning - Catastrophic Fires | 2031 | 7.0321e-10 | 15317.9909 | 247.273 | 9287.6491 | 5783.0689 | 0 | 3.3357e-08 | 1.0772e-05 | 0 | 1.0772e-05
[79 empty] | WLDFR | non-HFTD - Transmission - 60/70 kV | Red Flag Warning - Catastrophic Fires | 2032 | 7.0321e-10 | 15317.9909 | 247.273 | 9287.6491 | 5783.0689 | 0 | 3.3357e-08 | 1.0772e-05 | 0 | 1.0772e-05
[79 empty] | WLDFR | non-HFTD - Transmission - 60/70 kV | Red Flag Warning - Catastrophic Fires | 2033 | 7.0321e-10 | 16044.1264 | 263.1074 | 9721.74 | 6059.2791 | 0 | 3.3357e-08 | 1.1282e-05 | 0 | 1.1282e-05
[79 empty] | WLDFR | non-HFTD - Transmission - 60/70 kV | Red Flag Warning - Catastrophic Fires | 2034 | 7.0321e-10 | 16044.1264 | 263.1074 | 9721.74 | 6059.2791 | 0 | 3.3357e-08 | 1.1282e-05 | 0 | 1.1282e-05
[79 empty] | WLDFR | non-HFTD - Transmission - 60/70 kV | Red Flag Warning - Catastrophic Fires | 2035 | 7.0321e-10 | 16044.1264 | 263.1074 | 9721.74 | 6059.2791 | 0 | 3.3357e-08 | 1.1282e-05 | 0 | 1.1282e-05
[79 empty] | WLDFR | non-HFTD - Transmission - 60/70 kV | Red Flag Warning - Catastrophic Fires | 2036 | 7.0321e-10 | 16044.1264 | 263.1074 | 9721.74 | 6059.2791 | 0 | 3.3357e-08 | 1.1282e-05 | 0 | 1.1282e-05
[79 empty] | WLDFR | non-HFTD - Transmission - 60/70 kV | Red Flag Warning - Catastrophic Fires | 2037 | 7.0321e-10 | 16044.1264 | 263.1074 | 9721.74 | 6059.2791 | 0 | 3.3357e-08 | 1.1282e-05 | 0 | 1.1282e-05
[79 empty] | WLDFR | non-HFTD - Transmission - 60/70 kV | Red Flag Warning - Catastrophic Fires | 2038 | 7.0321e-10 | 16832.3912 | 280.5544 | 10192.2718 | 6359.5651 | 0 | 3.3357e-08 | 1.1837e-05 | 0 | 1.1837e-05
[79 empty] | WLDFR | non-HFTD - Transmission - 60/70 kV | Red Flag Warning - Catastrophic Fires | 2039 | 7.0321e-10 | 16832.3912 | 280.5544 | 10192.2718 | 6359.5651 | 0 | 3.3357e-08 | 1.1837e-05 | 0 | 1.1837e-05
[79 empty] | WLDFR | non-HFTD - Transmission - 60/70 kV | Red Flag Warning - Catastrophic Fires | 2040 | 7.0321e-10 | 16832.3912 | 280.5544 | 10192.2718 | 6359.5651 | 0 | 3.3357e-08 | 1.1837e-05 | 0 | 1.1837e-05
[79 empty] | WLDFR | non-HFTD - Transmission - 60/70 kV | Red Flag Warning - Catastrophic Fires | 2041 | 7.0321e-10 | 16832.3912 | 280.5544 | 10192.2718 | 6359.5651 | 0 | 3.3357e-08 | 1.1837e-05 | 0 | 1.1837e-05
[79 empty] | WLDFR | non-HFTD - Transmission - 60/70 kV | Red Flag Warning - Catastrophic Fires | 2042 | 7.0321e-10 | 16832.3912 | 280.5544 | 10192.2718 | 6359.5651 | 0 | 3.3357e-08 | 1.1837e-05 | 0 | 1.1837e-05
[79 empty] | WLDFR | non-HFTD - Transmission - 60/70 kV | Red Flag Warning - Catastrophic Fires | 2043 | 7.0321e-10 | 17672.0852 | 299.42 | 10692.7362 | 6679.929 | 0 | 3.3357e-08 | 1.2427e-05 | 0 | 1.2427e-05
[79 empty] | WLDFR | non-HFTD - Transmission - 60/70 kV | Red Flag Warning - Catastrophic Fires | 2044 | 7.0321e-10 | 17672.0852 | 299.42 | 10692.7362 | 6679.929 | 0 | 3.3357e-08 | 1.2427e-05 | 0 | 1.2427e-05
[79 empty] | WLDFR | non-HFTD - Transmission - 60/70 kV | Red Flag Warning - Catastrophic Fires | 2045 | 7.0321e-10 | 17672.0852 | 299.42 | 10692.7362 | 6679.929 | 0 | 3.3357e-08 | 1.2427e-05 | 0 | 1.2427e-05
[79 empty] | WLDFR | non-HFTD - Transmission - 60/70 kV | Red Flag Warning - Catastrophic Fires | 2046 | 7.0321e-10 | 17672.0852 | 299.42 | 10692.7362 | 6679.929 | 0 | 3.3357e-08 | 1.2427e-05 | 0 | 1.2427e-05
[79 empty] | WLDFR | non-HFTD - Transmission - 60/70 kV | Red Flag Warning - Catastrophic Fires | 2047 | 7.0321e-10 | 17672.0852 | 299.42 | 10692.7362 | 6679.929 | 0 | 3.3357e-08 | 1.2427e-05 | 0 | 1.2427e-05
[79 empty] | WLDFR | non-HFTD - Transmission - 60/70 kV | Red Flag Warning - Catastrophic Fires | 2048 | 7.0321e-10 | 18552.3348 | 319.4911 | 11216.5626 | 7016.281 | 0 | 3.3357e-08 | 1.3046e-05 | 0 | 1.3046e-05
[79 empty] | WLDFR | non-HFTD - Transmission - 60/70 kV | Red Flag Warning - Catastrophic Fires | 2049 | 7.0321e-10 | 18552.3348 | 319.4911 | 11216.5626 | 7016.281 | 0 | 3.3357e-08 | 1.3046e-05 | 0 | 1.3046e-05
[79 empty] | WLDFR | non-HFTD - Transmission - 60/70 kV | Red Flag Warning - Catastrophic Fires | 2050 | 7.0321e-10 | 18552.3348 | 319.4911 | 11216.5626 | 7016.281 | 0 | 3.3357e-08 | 1.3046e-05 | 0 | 1.3046e-05
[79 empty] | WLDFR | non-HFTD - Transmission - 60/70 kV | Red Flag Warning - Catastrophic Fires | 2051 | 7.0321e-10 | 18552.3348 | 319.4911 | 11216.5626 | 7016.281 | 0 | 3.3357e-08 | 1.3046e-05 | 0 | 1.3046e-05
[79 empty] | WLDFR | non-HFTD - Transmission - 60/70 kV | Red Flag Warning - Catastrophic Fires | 2052 | 7.0321e-10 | 18552.3348 | 319.4911 | 11216.5626 | 7016.281 | 0 | 3.3357e-08 | 1.3046e-05 | 0 | 1.3046e-05
[79 empty] | WLDFR | non-HFTD - Transmission - 60/70 kV | Red Flag Warning - Catastrophic Fires | 2053 | 7.0321e-10 | 19462.1283 | 340.5356 | 11757.1413 | 7364.4514 | 0 | 3.3357e-08 | 1.3686e-05 | 0 | 1.3686e-05
[79 empty] | WLDFR | non-HFTD - Transmission - 60/70 kV | Red Flag Warning - Catastrophic Fires | 2054 | 7.0321e-10 | 19462.1283 | 340.5356 | 11757.1413 | 7364.4514 | 0 | 3.3357e-08 | 1.3686e-05 | 0 | 1.3686e-05
[79 empty] | WLDFR | non-HFTD - Transmission - 60/70 kV | Red Flag Warning - Catastrophic Fires | 2055 | 7.0321e-10 | 19462.1283 | 340.5356 | 11757.1413 | 7364.4514 | 0 | 3.3357e-08 | 1.3686e-05 | 0 | 1.3686e-05
[79 empty] | WLDFR | non-HFTD - Transmission - 60/70 kV | Red Flag Warning - Destructive Fires | 2026 | 2.0092e-10 | 9129.7461 | 233.2301 | 8896.516 | 0 | 0 | 9.5305e-09 | 1.8343e-06 | 0 | 1.8343e-06
[79 empty] | WLDFR | non-HFTD - Transmission - 60/70 kV | Red Flag Warning - Destructive Fires | 2027 | 2.0092e-10 | 9129.7461 | 233.2301 | 8896.516 | 0 | 0 | 9.5305e-09 | 1.8343e-06 | 0 | 1.8343e-06
[79 empty] | WLDFR | non-HFTD - Transmission - 60/70 kV | Red Flag Warning - Destructive Fires | 2028 | 2.0092e-10 | 9534.9221 | 247.273 | 9287.6491 | 0 | 0 | 9.5305e-09 | 1.9157e-06 | 0 | 1.9157e-06
[79 empty] | WLDFR | non-HFTD - Transmission - 60/70 kV | Red Flag Warning - Destructive Fires | 2029 | 2.0092e-10 | 9534.9221 | 247.273 | 9287.6491 | 0 | 0 | 9.5305e-09 | 1.9157e-06 | 0 | 1.9157e-06
[79 empty] | WLDFR | non-HFTD - Transmission - 60/70 kV | Red Flag Warning - Destructive Fires | 2030 | 2.0092e-10 | 9534.9221 | 247.273 | 9287.6491 | 0 | 0 | 9.5305e-09 | 1.9157e-06 | 0 | 1.9157e-06
[79 empty] | WLDFR | non-HFTD - Transmission - 60/70 kV | Red Flag Warning - Destructive Fires | 2031 | 2.0092e-10 | 9534.9221 | 247.273 | 9287.6491 | 0 | 0 | 9.5305e-09 | 1.9157e-06 | 0 | 1.9157e-06
[79 empty] | WLDFR | non-HFTD - Transmission - 60/70 kV | Red Flag Warning - Destructive Fires | 2032 | 2.0092e-10 | 9534.9221 | 247.273 | 9287.6491 | 0 | 0 | 9.5305e-09 | 1.9157e-06 | 0 | 1.9157e-06
[79 empty] | WLDFR | non-HFTD - Transmission - 60/70 kV | Red Flag Warning - Destructive Fires | 2033 | 2.0092e-10 | 9984.8474 | 263.1074 | 9721.74 | 0 | 0 | 9.5305e-09 | 2.0061e-06 | 0 | 2.0061e-06
[79 empty] | WLDFR | non-HFTD - Transmission - 60/70 kV | Red Flag Warning - Destructive Fires | 2034 | 2.0092e-10 | 9984.8474 | 263.1074 | 9721.74 | 0 | 0 | 9.5305e-09 | 2.0061e-06 | 0 | 2.0061e-06
[79 empty] | WLDFR | non-HFTD - Transmission - 60/70 kV | Red Flag Warning - Destructive Fires | 2035 | 2.0092e-10 | 9984.8474 | 263.1074 | 9721.74 | 0 | 0 | 9.5305e-09 | 2.0061e-06 | 0 | 2.0061e-06
[79 empty] | WLDFR | non-HFTD - Transmission - 60/70 kV | Red Flag Warning - Destructive Fires | 2036 | 2.0092e-10 | 9984.8474 | 263.1074 | 9721.74 | 0 | 0 | 9.5305e-09 | 2.0061e-06 | 0 | 2.0061e-06
[79 empty] | WLDFR | non-HFTD - Transmission - 60/70 kV | Red Flag Warning - Destructive Fires | 2037 | 2.0092e-10 | 9984.8474 | 263.1074 | 9721.74 | 0 | 0 | 9.5305e-09 | 2.0061e-06 | 0 | 2.0061e-06
[79 empty] | WLDFR | non-HFTD - Transmission - 60/70 kV | Red Flag Warning - Destructive Fires | 2038 | 2.0092e-10 | 10472.8261 | 280.5544 | 10192.2718 | 0 | 0 | 9.5305e-09 | 2.1042e-06 | 0 | 2.1042e-06
[79 empty] | WLDFR | non-HFTD - Transmission - 60/70 kV | Red Flag Warning - Destructive Fires | 2039 | 2.0092e-10 | 10472.8261 | 280.5544 | 10192.2718 | 0 | 0 | 9.5305e-09 | 2.1042e-06 | 0 | 2.1042e-06
[79 empty] | WLDFR | non-HFTD - Transmission - 60/70 kV | Red Flag Warning - Destructive Fires | 2040 | 2.0092e-10 | 10472.8261 | 280.5544 | 10192.2718 | 0 | 0 | 9.5305e-09 | 2.1042e-06 | 0 | 2.1042e-06
[79 empty] | WLDFR | non-HFTD - Transmission - 60/70 kV | Red Flag Warning - Destructive Fires | 2041 | 2.0092e-10 | 10472.8261 | 280.5544 | 10192.2718 | 0 | 0 | 9.5305e-09 | 2.1042e-06 | 0 | 2.1042e-06
[79 empty] | WLDFR | non-HFTD - Transmission - 60/70 kV | Red Flag Warning - Destructive Fires | 2042 | 2.0092e-10 | 10472.8261 | 280.5544 | 10192.2718 | 0 | 0 | 9.5305e-09 | 2.1042e-06 | 0 | 2.1042e-06
[79 empty] | WLDFR | non-HFTD - Transmission - 60/70 kV | Red Flag Warning - Destructive Fires | 2043 | 2.0092e-10 | 10992.1562 | 299.42 | 10692.7362 | 0 | 0 | 9.5305e-09 | 2.2085e-06 | 0 | 2.2085e-06
[79 empty] | WLDFR | non-HFTD - Transmission - 60/70 kV | Red Flag Warning - Destructive Fires | 2044 | 2.0092e-10 | 10992.1562 | 299.42 | 10692.7362 | 0 | 0 | 9.5305e-09 | 2.2085e-06 | 0 | 2.2085e-06
[79 empty] | WLDFR | non-HFTD - Transmission - 60/70 kV | Red Flag Warning - Destructive Fires | 2045 | 2.0092e-10 | 10992.1562 | 299.42 | 10692.7362 | 0 | 0 | 9.5305e-09 | 2.2085e-06 | 0 | 2.2085e-06
[79 empty] | WLDFR | non-HFTD - Transmission - 60/70 kV | Red Flag Warning - Destructive Fires | 2046 | 2.0092e-10 | 10992.1562 | 299.42 | 10692.7362 | 0 | 0 | 9.5305e-09 | 2.2085e-06 | 0 | 2.2085e-06
[79 empty] | WLDFR | non-HFTD - Transmission - 60/70 kV | Red Flag Warning - Destructive Fires | 2047 | 2.0092e-10 | 10992.1562 | 299.42 | 10692.7362 | 0 | 0 | 9.5305e-09 | 2.2085e-06 | 0 | 2.2085e-06
[79 empty] | WLDFR | non-HFTD - Transmission - 60/70 kV | Red Flag Warning - Destructive Fires | 2048 | 2.0092e-10 | 11536.0538 | 319.4911 | 11216.5626 | 0 | 0 | 9.5305e-09 | 2.3178e-06 | 0 | 2.3178e-06
[79 empty] | WLDFR | non-HFTD - Transmission - 60/70 kV | Red Flag Warning - Destructive Fires | 2049 | 2.0092e-10 | 11536.0538 | 319.4911 | 11216.5626 | 0 | 0 | 9.5305e-09 | 2.3178e-06 | 0 | 2.3178e-06
[79 empty] | WLDFR | non-HFTD - Transmission - 60/70 kV | Red Flag Warning - Destructive Fires | 2050 | 2.0092e-10 | 11536.0538 | 319.4911 | 11216.5626 | 0 | 0 | 9.5305e-09 | 2.3178e-06 | 0 | 2.3178e-06
[79 empty] | WLDFR | non-HFTD - Transmission - 60/70 kV | Red Flag Warning - Destructive Fires | 2051 | 2.0092e-10 | 11536.0538 | 319.4911 | 11216.5626 | 0 | 0 | 9.5305e-09 | 2.3178e-06 | 0 | 2.3178e-06
[79 empty] | WLDFR | non-HFTD - Transmission - 60/70 kV | Red Flag Warning - Destructive Fires | 2052 | 2.0092e-10 | 11536.0538 | 319.4911 | 11216.5626 | 0 | 0 | 9.5305e-09 | 2.3178e-06 | 0 | 2.3178e-06
[79 empty] | WLDFR | non-HFTD - Transmission - 60/70 kV | Red Flag Warning - Destructive Fires | 2053 | 2.0092e-10 | 12097.6769 | 340.5356 | 11757.1413 | 0 | 0 | 9.5305e-09 | 2.4306e-06 | 0 | 2.4306e-06
[79 empty] | WLDFR | non-HFTD - Transmission - 60/70 kV | Red Flag Warning - Destructive Fires | 2054 | 2.0092e-10 | 12097.6769 | 340.5356 | 11757.1413 | 0 | 0 | 9.5305e-09 | 2.4306e-06 | 0 | 2.4306e-06
[79 empty] | WLDFR | non-HFTD - Transmission - 60/70 kV | Red Flag Warning - Destructive Fires | 2055 | 2.0092e-10 | 12097.6769 | 340.5356 | 11757.1413 | 0 | 0 | 9.5305e-09 | 2.4306e-06 | 0 | 2.4306e-06
[79 empty] | WLDFR | non-HFTD - Transmission - 60/70 kV | Red Flag Warning - Large Fires | 2026 | 9.0413e-09 | 5.475 | 0.71896 | 3.0715 | 1.6846 | 0 | 4.2887e-07 | 4.9502e-08 | 0 | 4.9502e-08
[79 empty] | WLDFR | non-HFTD - Transmission - 60/70 kV | Red Flag Warning - Large Fires | 2027 | 9.0413e-09 | 5.475 | 0.71896 | 3.0715 | 1.6846 | 0 | 4.2887e-07 | 4.9502e-08 | 0 | 4.9502e-08
[79 empty] | WLDFR | non-HFTD - Transmission - 60/70 kV | Red Flag Warning - Large Fires | 2028 | 9.0413e-09 | 5.777 | 0.74734 | 3.238 | 1.7917 | 0 | 4.2887e-07 | 5.2232e-08 | 0 | 5.2232e-08
[79 empty] | WLDFR | non-HFTD - Transmission - 60/70 kV | Red Flag Warning - Large Fires | 2029 | 9.0413e-09 | 5.777 | 0.74734 | 3.238 | 1.7917 | 0 | 4.2887e-07 | 5.2232e-08 | 0 | 5.2232e-08
[79 empty] | WLDFR | non-HFTD - Transmission - 60/70 kV | Red Flag Warning - Large Fires | 2030 | 9.0413e-09 | 5.777 | 0.74734 | 3.238 | 1.7917 | 0 | 4.2887e-07 | 5.2232e-08 | 0 | 5.2232e-08
[79 empty] | WLDFR | non-HFTD - Transmission - 60/70 kV | Red Flag Warning - Large Fires | 2031 | 9.0413e-09 | 5.777 | 0.74734 | 3.238 | 1.7917 | 0 | 4.2887e-07 | 5.2232e-08 | 0 | 5.2232e-08
[79 empty] | WLDFR | non-HFTD - Transmission - 60/70 kV | Red Flag Warning - Large Fires | 2032 | 9.0413e-09 | 5.777 | 0.74734 | 3.238 | 1.7917 | 0 | 4.2887e-07 | 5.2232e-08 | 0 | 5.2232e-08
[79 empty] | WLDFR | non-HFTD - Transmission - 60/70 kV | Red Flag Warning - Large Fires | 2033 | 9.0413e-09 | 6.1205 | 0.77885 | 3.4265 | 1.9151 | 0 | 4.2887e-07 | 5.5337e-08 | 0 | 5.5337e-08
[79 empty] | WLDFR | non-HFTD - Transmission - 60/70 kV | Red Flag Warning - Large Fires | 2034 | 9.0413e-09 | 6.1205 | 0.77885 | 3.4265 | 1.9151 | 0 | 4.2887e-07 | 5.5337e-08 | 0 | 5.5337e-08
[79 empty] | WLDFR | non-HFTD - Transmission - 60/70 kV | Red Flag Warning - Large Fires | 2035 | 9.0413e-09 | 6.1205 | 0.77885 | 3.4265 | 1.9151 | 0 | 4.2887e-07 | 5.5337e-08 | 0 | 5.5337e-08
[79 empty] | WLDFR | non-HFTD - Transmission - 60/70 kV | Red Flag Warning - Large Fires | 2036 | 9.0413e-09 | 6.1205 | 0.77885 | 3.4265 | 1.9151 | 0 | 4.2887e-07 | 5.5337e-08 | 0 | 5.5337e-08
[79 empty] | WLDFR | non-HFTD - Transmission - 60/70 kV | Red Flag Warning - Large Fires | 2037 | 9.0413e-09 | 6.1205 | 0.77885 | 3.4265 | 1.9151 | 0 | 4.2887e-07 | 5.5337e-08 | 0 | 5.5337e-08
[79 empty] | WLDFR | non-HFTD - Transmission - 60/70 kV | Red Flag Warning - Large Fires | 2038 | 9.0413e-09 | 6.5028 | 0.81304 | 3.6355 | 2.0543 | 0 | 4.2887e-07 | 5.8794e-08 | 0 | 5.8794e-08
[79 empty] | WLDFR | non-HFTD - Transmission - 60/70 kV | Red Flag Warning - Large Fires | 2039 | 9.0413e-09 | 6.5028 | 0.81304 | 3.6355 | 2.0543 | 0 | 4.2887e-07 | 5.8794e-08 | 0 | 5.8794e-08
[79 empty] | WLDFR | non-HFTD - Transmission - 60/70 kV | Red Flag Warning - Large Fires | 2040 | 9.0413e-09 | 6.5028 | 0.81304 | 3.6355 | 2.0543 | 0 | 4.2887e-07 | 5.8794e-08 | 0 | 5.8794e-08
[79 empty] | WLDFR | non-HFTD - Transmission - 60/70 kV | Red Flag Warning - Large Fires | 2041 | 9.0413e-09 | 6.5028 | 0.81304 | 3.6355 | 2.0543 | 0 | 4.2887e-07 | 5.8794e-08 | 0 | 5.8794e-08
[79 empty] | WLDFR | non-HFTD - Transmission - 60/70 kV | Red Flag Warning - Large Fires | 2042 | 9.0413e-09 | 6.5028 | 0.81304 | 3.6355 | 2.0543 | 0 | 4.2887e-07 | 5.8794e-08 | 0 | 5.8794e-08
[79 empty] | WLDFR | non-HFTD - Transmission - 60/70 kV | Red Flag Warning - Large Fires | 2043 | 9.0413e-09 | 6.9209 | 0.84944 | 3.8632 | 2.2083 | 0 | 4.2887e-07 | 6.2574e-08 | 0 | 6.2574e-08
[79 empty] | WLDFR | non-HFTD - Transmission - 60/70 kV | Red Flag Warning - Large Fires | 2044 | 9.0413e-09 | 6.9209 | 0.84944 | 3.8632 | 2.2083 | 0 | 4.2887e-07 | 6.2574e-08 | 0 | 6.2574e-08
[79 empty] | WLDFR | non-HFTD - Transmission - 60/70 kV | Red Flag Warning - Large Fires | 2045 | 9.0413e-09 | 6.9209 | 0.84944 | 3.8632 | 2.2083 | 0 | 4.2887e-07 | 6.2574e-08 | 0 | 6.2574e-08
[79 empty] | WLDFR | non-HFTD - Transmission - 60/70 kV | Red Flag Warning - Large Fires | 2046 | 9.0413e-09 | 6.9209 | 0.84944 | 3.8632 | 2.2083 | 0 | 4.2887e-07 | 6.2574e-08 | 0 | 6.2574e-08
[79 empty] | WLDFR | non-HFTD - Transmission - 60/70 kV | Red Flag Warning - Large Fires | 2047 | 9.0413e-09 | 6.9209 | 0.84944 | 3.8632 | 2.2083 | 0 | 4.2887e-07 | 6.2574e-08 | 0 | 6.2574e-08
[79 empty] | WLDFR | non-HFTD - Transmission - 60/70 kV | Red Flag Warning - Large Fires | 2048 | 9.0413e-09 | 7.3713 | 0.88759 | 4.1075 | 2.3763 | 0 | 4.2887e-07 | 6.6647e-08 | 0 | 6.6647e-08
[79 empty] | WLDFR | non-HFTD - Transmission - 60/70 kV | Red Flag Warning - Large Fires | 2049 | 9.0413e-09 | 7.3713 | 0.88759 | 4.1075 | 2.3763 | 0 | 4.2887e-07 | 6.6647e-08 | 0 | 6.6647e-08
[79 empty] | WLDFR | non-HFTD - Transmission - 60/70 kV | Red Flag Warning - Large Fires | 2050 | 9.0413e-09 | 7.3713 | 0.88759 | 4.1075 | 2.3763 | 0 | 4.2887e-07 | 6.6647e-08 | 0 | 6.6647e-08
[79 empty] | WLDFR | non-HFTD - Transmission - 60/70 kV | Red Flag Warning - Large Fires | 2051 | 9.0413e-09 | 7.3713 | 0.88759 | 4.1075 | 2.3763 | 0 | 4.2887e-07 | 6.6647e-08 | 0 | 6.6647e-08
[79 empty] | WLDFR | non-HFTD - Transmission - 60/70 kV | Red Flag Warning - Large Fires | 2052 | 9.0413e-09 | 7.3713 | 0.88759 | 4.1075 | 2.3763 | 0 | 4.2887e-07 | 6.6647e-08 | 0 | 6.6647e-08
[79 empty] | WLDFR | non-HFTD - Transmission - 60/70 kV | Red Flag Warning - Large Fires | 2053 | 9.0413e-09 | 7.8503 | 0.92702 | 4.3664 | 2.5569 | 0 | 4.2887e-07 | 7.0977e-08 | 0 | 7.0977e-08
[79 empty] | WLDFR | non-HFTD - Transmission - 60/70 kV | Red Flag Warning - Large Fires | 2054 | 9.0413e-09 | 7.8503 | 0.92702 | 4.3664 | 2.5569 | 0 | 4.2887e-07 | 7.0977e-08 | 0 | 7.0977e-08
[79 empty] | WLDFR | non-HFTD - Transmission - 60/70 kV | Red Flag Warning - Large Fires | 2055 | 9.0413e-09 | 7.8503 | 0.92702 | 4.3664 | 2.5569 | 0 | 4.2887e-07 | 7.0977e-08 | 0 | 7.0977e-08
[79 empty] | WLDFR | non-HFTD - Transmission - 60/70 kV | Red Flag Warning - Small Fires | 2026 | 9.3487e-07 | 0.080408 | 0.03759 | 0.0016314 | 0.041187 | 0 | 4.4346e-05 | 7.5172e-08 | 0 | 7.5172e-08
[79 empty] | WLDFR | non-HFTD - Transmission - 60/70 kV | Red Flag Warning - Small Fires | 2027 | 9.3487e-07 | 0.080408 | 0.03759 | 0.0016314 | 0.041187 | 0 | 4.4346e-05 | 7.5172e-08 | 0 | 7.5172e-08
[79 empty] | WLDFR | non-HFTD - Transmission - 60/70 kV | Red Flag Warning - Small Fires | 2028 | 9.3487e-07 | 0.083606 | 0.039055 | 0.001695 | 0.042856 | 0 | 4.4346e-05 | 7.8161e-08 | 0 | 7.8161e-08
[79 empty] | WLDFR | non-HFTD - Transmission - 60/70 kV | Red Flag Warning - Small Fires | 2029 | 9.3487e-07 | 0.083606 | 0.039055 | 0.001695 | 0.042856 | 0 | 4.4346e-05 | 7.8161e-08 | 0 | 7.8161e-08
[79 empty] | WLDFR | non-HFTD - Transmission - 60/70 kV | Red Flag Warning - Small Fires | 2030 | 9.3487e-07 | 0.083606 | 0.039055 | 0.001695 | 0.042856 | 0 | 4.4346e-05 | 7.8161e-08 | 0 | 7.8161e-08
[79 empty] | WLDFR | non-HFTD - Transmission - 60/70 kV | Red Flag Warning - Small Fires | 2031 | 9.3487e-07 | 0.083606 | 0.039055 | 0.001695 | 0.042856 | 0 | 4.4346e-05 | 7.8161e-08 | 0 | 7.8161e-08
[79 empty] | WLDFR | non-HFTD - Transmission - 60/70 kV | Red Flag Warning - Small Fires | 2032 | 9.3487e-07 | 0.083606 | 0.039055 | 0.001695 | 0.042856 | 0 | 4.4346e-05 | 7.8161e-08 | 0 | 7.8161e-08
[79 empty] | WLDFR | non-HFTD - Transmission - 60/70 kV | Red Flag Warning - Small Fires | 2033 | 9.3487e-07 | 0.087211 | 0.040679 | 0.0017655 | 0.044766 | 0 | 4.4346e-05 | 8.1531e-08 | 0 | 8.1531e-08
[79 empty] | WLDFR | non-HFTD - Transmission - 60/70 kV | Red Flag Warning - Small Fires | 2034 | 9.3487e-07 | 0.087211 | 0.040679 | 0.0017655 | 0.044766 | 0 | 4.4346e-05 | 8.1531e-08 | 0 | 8.1531e-08
[79 empty] | WLDFR | non-HFTD - Transmission - 60/70 kV | Red Flag Warning - Small Fires | 2035 | 9.3487e-07 | 0.087211 | 0.040679 | 0.0017655 | 0.044766 | 0 | 4.4346e-05 | 8.1531e-08 | 0 | 8.1531e-08
[79 empty] | WLDFR | non-HFTD - Transmission - 60/70 kV | Red Flag Warning - Small Fires | 2036 | 9.3487e-07 | 0.087211 | 0.040679 | 0.0017655 | 0.044766 | 0 | 4.4346e-05 | 8.1531e-08 | 0 | 8.1531e-08
[79 empty] | WLDFR | non-HFTD - Transmission - 60/70 kV | Red Flag Warning - Small Fires | 2037 | 9.3487e-07 | 0.087211 | 0.040679 | 0.0017655 | 0.044766 | 0 | 4.4346e-05 | 8.1531e-08 | 0 | 8.1531e-08
[79 empty] | WLDFR | non-HFTD - Transmission - 60/70 kV | Red Flag Warning - Small Fires | 2038 | 9.3487e-07 | 0.091184 | 0.042438 | 0.0018418 | 0.046905 | 0 | 4.4346e-05 | 8.5246e-08 | 0 | 8.5246e-08
[79 empty] | WLDFR | non-HFTD - Transmission - 60/70 kV | Red Flag Warning - Small Fires | 2039 | 9.3487e-07 | 0.091184 | 0.042438 | 0.0018418 | 0.046905 | 0 | 4.4346e-05 | 8.5246e-08 | 0 | 8.5246e-08
[79 empty] | WLDFR | non-HFTD - Transmission - 60/70 kV | Red Flag Warning - Small Fires | 2040 | 9.3487e-07 | 0.091184 | 0.042438 | 0.0018418 | 0.046905 | 0 | 4.4346e-05 | 8.5246e-08 | 0 | 8.5246e-08
[79 empty] | WLDFR | non-HFTD - Transmission - 60/70 kV | Red Flag Warning - Small Fires | 2041 | 9.3487e-07 | 0.091184 | 0.042438 | 0.0018418 | 0.046905 | 0 | 4.4346e-05 | 8.5246e-08 | 0 | 8.5246e-08
[79 empty] | WLDFR | non-HFTD - Transmission - 60/70 kV | Red Flag Warning - Small Fires | 2042 | 9.3487e-07 | 0.091184 | 0.042438 | 0.0018418 | 0.046905 | 0 | 4.4346e-05 | 8.5246e-08 | 0 | 8.5246e-08
[79 empty] | WLDFR | non-HFTD - Transmission - 60/70 kV | Red Flag Warning - Small Fires | 2043 | 9.3487e-07 | 0.095486 | 0.044306 | 0.0019228 | 0.049257 | 0 | 4.4346e-05 | 8.9267e-08 | 0 | 8.9267e-08
[79 empty] | WLDFR | non-HFTD - Transmission - 60/70 kV | Red Flag Warning - Small Fires | 2044 | 9.3487e-07 | 0.095486 | 0.044306 | 0.0019228 | 0.049257 | 0 | 4.4346e-05 | 8.9267e-08 | 0 | 8.9267e-08
[79 empty] | WLDFR | non-HFTD - Transmission - 60/70 kV | Red Flag Warning - Small Fires | 2045 | 9.3487e-07 | 0.095486 | 0.044306 | 0.0019228 | 0.049257 | 0 | 4.4346e-05 | 8.9267e-08 | 0 | 8.9267e-08
[79 empty] | WLDFR | non-HFTD - Transmission - 60/70 kV | Red Flag Warning - Small Fires | 2046 | 9.3487e-07 | 0.095486 | 0.044306 | 0.0019228 | 0.049257 | 0 | 4.4346e-05 | 8.9267e-08 | 0 | 8.9267e-08
[79 empty] | WLDFR | non-HFTD - Transmission - 60/70 kV | Red Flag Warning - Small Fires | 2047 | 9.3487e-07 | 0.095486 | 0.044306 | 0.0019228 | 0.049257 | 0 | 4.4346e-05 | 8.9267e-08 | 0 | 8.9267e-08
[79 empty] | WLDFR | non-HFTD - Transmission - 60/70 kV | Red Flag Warning - Small Fires | 2048 | 9.3487e-07 | 0.10007 | 0.04626 | 0.0020076 | 0.051804 | 0 | 4.4346e-05 | 9.3554e-08 | 0 | 9.3554e-08
[79 empty] | WLDFR | non-HFTD - Transmission - 60/70 kV | Red Flag Warning - Small Fires | 2049 | 9.3487e-07 | 0.10007 | 0.04626 | 0.0020076 | 0.051804 | 0 | 4.4346e-05 | 9.3554e-08 | 0 | 9.3554e-08
[79 empty] | WLDFR | non-HFTD - Transmission - 60/70 kV | Red Flag Warning - Small Fires | 2050 | 9.3487e-07 | 0.10007 | 0.04626 | 0.0020076 | 0.051804 | 0 | 4.4346e-05 | 9.3554e-08 | 0 | 9.3554e-08
[79 empty] | WLDFR | non-HFTD - Transmission - 60/70 kV | Red Flag Warning - Small Fires | 2051 | 9.3487e-07 | 0.10007 | 0.04626 | 0.0020076 | 0.051804 | 0 | 4.4346e-05 | 9.3554e-08 | 0 | 9.3554e-08
[79 empty] | WLDFR | non-HFTD - Transmission - 60/70 kV | Red Flag Warning - Small Fires | 2052 | 9.3487e-07 | 0.10007 | 0.04626 | 0.0020076 | 0.051804 | 0 | 4.4346e-05 | 9.3554e-08 | 0 | 9.3554e-08
[79 empty] | WLDFR | non-HFTD - Transmission - 60/70 kV | Red Flag Warning - Small Fires | 2053 | 9.3487e-07 | 0.10489 | 0.048274 | 0.002095 | 0.054525 | 0 | 4.4346e-05 | 9.8063e-08 | 0 | 9.8063e-08
[79 empty] | WLDFR | non-HFTD - Transmission - 60/70 kV | Red Flag Warning - Small Fires | 2054 | 9.3487e-07 | 0.10489 | 0.048274 | 0.002095 | 0.054525 | 0 | 4.4346e-05 | 9.8063e-08 | 0 | 9.8063e-08
[79 empty] | WLDFR | non-HFTD - Transmission - 60/70 kV | Red Flag Warning - Small Fires | 2055 | 9.3487e-07 | 0.10489 | 0.048274 | 0.002095 | 0.054525 | 0 | 4.4346e-05 | 9.8063e-08 | 0 | 9.8063e-08
[79 empty] | WLDFR | non-HFTD - Transmission - 230 kV or Higher | Red Flag Warning - Large Fires | 2026 | 1.6302e-09 | 5.475 | 0.71896 | 3.0715 | 1.6846 | 0 | 3.2082e-08 | 8.9252e-09 | 0 | 8.9252e-09
[79 empty] | WLDFR | non-HFTD - Transmission - 230 kV or Higher | Red Flag Warning - Large Fires | 2027 | 1.6302e-09 | 5.475 | 0.71896 | 3.0715 | 1.6846 | 0 | 3.2082e-08 | 8.9252e-09 | 0 | 8.9252e-09
[79 empty] | WLDFR | non-HFTD - Transmission - 230 kV or Higher | Red Flag Warning - Large Fires | 2028 | 1.6302e-09 | 5.777 | 0.74734 | 3.238 | 1.7917 | 0 | 3.2082e-08 | 9.4175e-09 | 0 | 9.4175e-09
[79 empty] | WLDFR | non-HFTD - Transmission - 230 kV or Higher | Red Flag Warning - Large Fires | 2029 | 1.6302e-09 | 5.777 | 0.74734 | 3.238 | 1.7917 | 0 | 3.2082e-08 | 9.4175e-09 | 0 | 9.4175e-09
[79 empty] | WLDFR | non-HFTD - Transmission - 230 kV or Higher | Red Flag Warning - Large Fires | 2030 | 1.6302e-09 | 5.777 | 0.74734 | 3.238 | 1.7917 | 0 | 3.2082e-08 | 9.4175e-09 | 0 | 9.4175e-09
[79 empty] | WLDFR | non-HFTD - Transmission - 230 kV or Higher | Red Flag Warning - Large Fires | 2031 | 1.6302e-09 | 5.777 | 0.74734 | 3.238 | 1.7917 | 0 | 3.2082e-08 | 9.4175e-09 | 0 | 9.4175e-09
[79 empty] | WLDFR | non-HFTD - Transmission - 230 kV or Higher | Red Flag Warning - Large Fires | 2032 | 1.6302e-09 | 5.777 | 0.74734 | 3.238 | 1.7917 | 0 | 3.2082e-08 | 9.4175e-09 | 0 | 9.4175e-09
[79 empty] | WLDFR | non-HFTD - Transmission - 230 kV or Higher | Red Flag Warning - Large Fires | 2033 | 1.6302e-09 | 6.1205 | 0.77885 | 3.4265 | 1.9151 | 0 | 3.2082e-08 | 9.9774e-09 | 0 | 9.9774e-09
[79 empty] | WLDFR | non-HFTD - Transmission - 230 kV or Higher | Red Flag Warning - Large Fires | 2034 | 1.6302e-09 | 6.1205 | 0.77885 | 3.4265 | 1.9151 | 0 | 3.2082e-08 | 9.9774e-09 | 0 | 9.9774e-09
[79 empty] | WLDFR | non-HFTD - Transmission - 230 kV or Higher | Red Flag Warning - Large Fires | 2035 | 1.6302e-09 | 6.1205 | 0.77885 | 3.4265 | 1.9151 | 0 | 3.2082e-08 | 9.9774e-09 | 0 | 9.9774e-09
[79 empty] | WLDFR | non-HFTD - Transmission - 230 kV or Higher | Red Flag Warning - Large Fires | 2036 | 1.6302e-09 | 6.1205 | 0.77885 | 3.4265 | 1.9151 | 0 | 3.2082e-08 | 9.9774e-09 | 0 | 9.9774e-09
[79 empty] | WLDFR | non-HFTD - Transmission - 230 kV or Higher | Red Flag Warning - Large Fires | 2037 | 1.6302e-09 | 6.1205 | 0.77885 | 3.4265 | 1.9151 | 0 | 3.2082e-08 | 9.9774e-09 | 0 | 9.9774e-09
[79 empty] | WLDFR | non-HFTD - Transmission - 230 kV or Higher | Red Flag Warning - Large Fires | 2038 | 1.6302e-09 | 6.5028 | 0.81304 | 3.6355 | 2.0543 | 0 | 3.2082e-08 | 1.0601e-08 | 0 | 1.0601e-08
[79 empty] | WLDFR | non-HFTD - Transmission - 230 kV or Higher | Red Flag Warning - Large Fires | 2039 | 1.6302e-09 | 6.5028 | 0.81304 | 3.6355 | 2.0543 | 0 | 3.2082e-08 | 1.0601e-08 | 0 | 1.0601e-08
[79 empty] | WLDFR | non-HFTD - Transmission - 230 kV or Higher | Red Flag Warning - Large Fires | 2040 | 1.6302e-09 | 6.5028 | 0.81304 | 3.6355 | 2.0543 | 0 | 3.2082e-08 | 1.0601e-08 | 0 | 1.0601e-08
[79 empty] | WLDFR | non-HFTD - Transmission - 230 kV or Higher | Red Flag Warning - Large Fires | 2041 | 1.6302e-09 | 6.5028 | 0.81304 | 3.6355 | 2.0543 | 0 | 3.2082e-08 | 1.0601e-08 | 0 | 1.0601e-08
[79 empty] | WLDFR | non-HFTD - Transmission - 230 kV or Higher | Red Flag Warning - Large Fires | 2042 | 1.6302e-09 | 6.5028 | 0.81304 | 3.6355 | 2.0543 | 0 | 3.2082e-08 | 1.0601e-08 | 0 | 1.0601e-08
[79 empty] | WLDFR | non-HFTD - Transmission - 230 kV or Higher | Red Flag Warning - Large Fires | 2043 | 1.6302e-09 | 6.9209 | 0.84944 | 3.8632 | 2.2083 | 0 | 3.2082e-08 | 1.1282e-08 | 0 | 1.1282e-08
[79 empty] | WLDFR | non-HFTD - Transmission - 230 kV or Higher | Red Flag Warning - Large Fires | 2044 | 1.6302e-09 | 6.9209 | 0.84944 | 3.8632 | 2.2083 | 0 | 3.2082e-08 | 1.1282e-08 | 0 | 1.1282e-08
[79 empty] | WLDFR | non-HFTD - Transmission - 230 kV or Higher | Red Flag Warning - Large Fires | 2045 | 1.6302e-09 | 6.9209 | 0.84944 | 3.8632 | 2.2083 | 0 | 3.2082e-08 | 1.1282e-08 | 0 | 1.1282e-08
[79 empty] | WLDFR | non-HFTD - Transmission - 230 kV or Higher | Red Flag Warning - Large Fires | 2046 | 1.6302e-09 | 6.9209 | 0.84944 | 3.8632 | 2.2083 | 0 | 3.2082e-08 | 1.1282e-08 | 0 | 1.1282e-08
[79 empty] | WLDFR | non-HFTD - Transmission - 230 kV or Higher | Red Flag Warning - Large Fires | 2047 | 1.6302e-09 | 6.9209 | 0.84944 | 3.8632 | 2.2083 | 0 | 3.2082e-08 | 1.1282e-08 | 0 | 1.1282e-08
[79 empty] | WLDFR | non-HFTD - Transmission - 230 kV or Higher | Red Flag Warning - Large Fires | 2048 | 1.6302e-09 | 7.3713 | 0.88759 | 4.1075 | 2.3763 | 0 | 3.2082e-08 | 1.2016e-08 | 0 | 1.2016e-08
[79 empty] | WLDFR | non-HFTD - Transmission - 230 kV or Higher | Red Flag Warning - Large Fires | 2049 | 1.6302e-09 | 7.3713 | 0.88759 | 4.1075 | 2.3763 | 0 | 3.2082e-08 | 1.2016e-08 | 0 | 1.2016e-08
[79 empty] | WLDFR | non-HFTD - Transmission - 230 kV or Higher | Red Flag Warning - Large Fires | 2050 | 1.6302e-09 | 7.3713 | 0.88759 | 4.1075 | 2.3763 | 0 | 3.2082e-08 | 1.2016e-08 | 0 | 1.2016e-08
[79 empty] | WLDFR | non-HFTD - Transmission - 230 kV or Higher | Red Flag Warning - Large Fires | 2051 | 1.6302e-09 | 7.3713 | 0.88759 | 4.1075 | 2.3763 | 0 | 3.2082e-08 | 1.2016e-08 | 0 | 1.2016e-08
[79 empty] | WLDFR | non-HFTD - Transmission - 230 kV or Higher | Red Flag Warning - Large Fires | 2052 | 1.6302e-09 | 7.3713 | 0.88759 | 4.1075 | 2.3763 | 0 | 3.2082e-08 | 1.2016e-08 | 0 | 1.2016e-08
[79 empty] | WLDFR | non-HFTD - Transmission - 230 kV or Higher | Red Flag Warning - Large Fires | 2053 | 1.6302e-09 | 7.8503 | 0.92702 | 4.3664 | 2.5569 | 0 | 3.2082e-08 | 1.2797e-08 | 0 | 1.2797e-08
[79 empty] | WLDFR | non-HFTD - Transmission - 230 kV or Higher | Red Flag Warning - Large Fires | 2054 | 1.6302e-09 | 7.8503 | 0.92702 | 4.3664 | 2.5569 | 0 | 3.2082e-08 | 1.2797e-08 | 0 | 1.2797e-08
[79 empty] | WLDFR | non-HFTD - Transmission - 230 kV or Higher | Red Flag Warning - Large Fires | 2055 | 1.6302e-09 | 7.8503 | 0.92702 | 4.3664 | 2.5569 | 0 | 3.2082e-08 | 1.2797e-08 | 0 | 1.2797e-08
[79 empty] | WLDFR | non-HFTD - Transmission - 230 kV or Higher | Red Flag Warning - Small Fires | 2026 | 1.6856e-07 | 0.080408 | 0.03759 | 0.0016314 | 0.041187 | 0 | 3.3172e-06 | 1.3553e-08 | 0 | 1.3553e-08
[79 empty] | WLDFR | non-HFTD - Transmission - 230 kV or Higher | Red Flag Warning - Small Fires | 2027 | 1.6856e-07 | 0.080408 | 0.03759 | 0.0016314 | 0.041187 | 0 | 3.3172e-06 | 1.3553e-08 | 0 | 1.3553e-08
[79 empty] | WLDFR | non-HFTD - Transmission - 230 kV or Higher | Red Flag Warning - Small Fires | 2028 | 1.6856e-07 | 0.083606 | 0.039055 | 0.001695 | 0.042856 | 0 | 3.3172e-06 | 1.4093e-08 | 0 | 1.4093e-08
[79 empty] | WLDFR | non-HFTD - Transmission - 230 kV or Higher | Red Flag Warning - Small Fires | 2029 | 1.6856e-07 | 0.083606 | 0.039055 | 0.001695 | 0.042856 | 0 | 3.3172e-06 | 1.4093e-08 | 0 | 1.4093e-08
[79 empty] | WLDFR | non-HFTD - Transmission - 230 kV or Higher | Red Flag Warning - Small Fires | 2030 | 1.6856e-07 | 0.083606 | 0.039055 | 0.001695 | 0.042856 | 0 | 3.3172e-06 | 1.4093e-08 | 0 | 1.4093e-08
[79 empty] | WLDFR | non-HFTD - Transmission - 230 kV or Higher | Red Flag Warning - Small Fires | 2031 | 1.6856e-07 | 0.083606 | 0.039055 | 0.001695 | 0.042856 | 0 | 3.3172e-06 | 1.4093e-08 | 0 | 1.4093e-08
[79 empty] | WLDFR | non-HFTD - Transmission - 230 kV or Higher | Red Flag Warning - Small Fires | 2032 | 1.6856e-07 | 0.083606 | 0.039055 | 0.001695 | 0.042856 | 0 | 3.3172e-06 | 1.4093e-08 | 0 | 1.4093e-08
[79 empty] | WLDFR | non-HFTD - Transmission - 230 kV or Higher | Red Flag Warning - Small Fires | 2033 | 1.6856e-07 | 0.087211 | 0.040679 | 0.0017655 | 0.044766 | 0 | 3.3172e-06 | 1.47e-08 | 0 | 1.47e-08
[79 empty] | WLDFR | non-HFTD - Transmission - 230 kV or Higher | Red Flag Warning - Small Fires | 2034 | 1.6856e-07 | 0.087211 | 0.040679 | 0.0017655 | 0.044766 | 0 | 3.3172e-06 | 1.47e-08 | 0 | 1.47e-08
[79 empty] | WLDFR | non-HFTD - Transmission - 230 kV or Higher | Red Flag Warning - Small Fires | 2035 | 1.6856e-07 | 0.087211 | 0.040679 | 0.0017655 | 0.044766 | 0 | 3.3172e-06 | 1.47e-08 | 0 | 1.47e-08
[79 empty] | WLDFR | non-HFTD - Transmission - 230 kV or Higher | Red Flag Warning - Small Fires | 2036 | 1.6856e-07 | 0.087211 | 0.040679 | 0.0017655 | 0.044766 | 0 | 3.3172e-06 | 1.47e-08 | 0 | 1.47e-08
[79 empty] | WLDFR | non-HFTD - Transmission - 230 kV or Higher | Red Flag Warning - Small Fires | 2037 | 1.6856e-07 | 0.087211 | 0.040679 | 0.0017655 | 0.044766 | 0 | 3.3172e-06 | 1.47e-08 | 0 | 1.47e-08
[79 empty] | WLDFR | non-HFTD - Transmission - 230 kV or Higher | Red Flag Warning - Small Fires | 2038 | 1.6856e-07 | 0.091184 | 0.042438 | 0.0018418 | 0.046905 | 0 | 3.3172e-06 | 1.537e-08 | 0 | 1.537e-08
[79 empty] | WLDFR | non-HFTD - Transmission - 230 kV or Higher | Red Flag Warning - Small Fires | 2039 | 1.6856e-07 | 0.091184 | 0.042438 | 0.0018418 | 0.046905 | 0 | 3.3172e-06 | 1.537e-08 | 0 | 1.537e-08
[79 empty] | WLDFR | non-HFTD - Transmission - 230 kV or Higher | Red Flag Warning - Small Fires | 2040 | 1.6856e-07 | 0.091184 | 0.042438 | 0.0018418 | 0.046905 | 0 | 3.3172e-06 | 1.537e-08 | 0 | 1.537e-08
[79 empty] | WLDFR | non-HFTD - Transmission - 230 kV or Higher | Red Flag Warning - Small Fires | 2041 | 1.6856e-07 | 0.091184 | 0.042438 | 0.0018418 | 0.046905 | 0 | 3.3172e-06 | 1.537e-08 | 0 | 1.537e-08
[79 empty] | WLDFR | non-HFTD - Transmission - 230 kV or Higher | Red Flag Warning - Small Fires | 2042 | 1.6856e-07 | 0.091184 | 0.042438 | 0.0018418 | 0.046905 | 0 | 3.3172e-06 | 1.537e-08 | 0 | 1.537e-08
[79 empty] | WLDFR | non-HFTD - Transmission - 230 kV or Higher | Red Flag Warning - Small Fires | 2043 | 1.6856e-07 | 0.095486 | 0.044306 | 0.0019228 | 0.049257 | 0 | 3.3172e-06 | 1.6095e-08 | 0 | 1.6095e-08
[79 empty] | WLDFR | non-HFTD - Transmission - 230 kV or Higher | Red Flag Warning - Small Fires | 2044 | 1.6856e-07 | 0.095486 | 0.044306 | 0.0019228 | 0.049257 | 0 | 3.3172e-06 | 1.6095e-08 | 0 | 1.6095e-08
[79 empty] | WLDFR | non-HFTD - Transmission - 230 kV or Higher | Red Flag Warning - Small Fires | 2045 | 1.6856e-07 | 0.095486 | 0.044306 | 0.0019228 | 0.049257 | 0 | 3.3172e-06 | 1.6095e-08 | 0 | 1.6095e-08
[79 empty] | WLDFR | non-HFTD - Transmission - 230 kV or Higher | Red Flag Warning - Small Fires | 2046 | 1.6856e-07 | 0.095486 | 0.044306 | 0.0019228 | 0.049257 | 0 | 3.3172e-06 | 1.6095e-08 | 0 | 1.6095e-08
[79 empty] | WLDFR | non-HFTD - Transmission - 230 kV or Higher | Red Flag Warning - Small Fires | 2047 | 1.6856e-07 | 0.095486 | 0.044306 | 0.0019228 | 0.049257 | 0 | 3.3172e-06 | 1.6095e-08 | 0 | 1.6095e-08
[79 empty] | WLDFR | non-HFTD - Transmission - 230 kV or Higher | Red Flag Warning - Small Fires | 2048 | 1.6856e-07 | 0.10007 | 0.04626 | 0.0020076 | 0.051804 | 0 | 3.3172e-06 | 1.6868e-08 | 0 | 1.6868e-08
[79 empty] | WLDFR | non-HFTD - Transmission - 230 kV or Higher | Red Flag Warning - Small Fires | 2049 | 1.6856e-07 | 0.10007 | 0.04626 | 0.0020076 | 0.051804 | 0 | 3.3172e-06 | 1.6868e-08 | 0 | 1.6868e-08
[79 empty] | WLDFR | non-HFTD - Transmission - 230 kV or Higher | Red Flag Warning - Small Fires | 2050 | 1.6856e-07 | 0.10007 | 0.04626 | 0.0020076 | 0.051804 | 0 | 3.3172e-06 | 1.6868e-08 | 0 | 1.6868e-08
[79 empty] | WLDFR | non-HFTD - Transmission - 230 kV or Higher | Red Flag Warning - Small Fires | 2051 | 1.6856e-07 | 0.10007 | 0.04626 | 0.0020076 | 0.051804 | 0 | 3.3172e-06 | 1.6868e-08 | 0 | 1.6868e-08
[79 empty] | WLDFR | non-HFTD - Transmission - 230 kV or Higher | Red Flag Warning - Small Fires | 2052 | 1.6856e-07 | 0.10007 | 0.04626 | 0.0020076 | 0.051804 | 0 | 3.3172e-06 | 1.6868e-08 | 0 | 1.6868e-08
[79 empty] | WLDFR | non-HFTD - Transmission - 230 kV or Higher | Red Flag Warning - Small Fires | 2053 | 1.6856e-07 | 0.10489 | 0.048274 | 0.002095 | 0.054525 | 0 | 3.3172e-06 | 1.7681e-08 | 0 | 1.7681e-08
[79 empty] | WLDFR | non-HFTD - Transmission - 230 kV or Higher | Red Flag Warning - Small Fires | 2054 | 1.6856e-07 | 0.10489 | 0.048274 | 0.002095 | 0.054525 | 0 | 3.3172e-06 | 1.7681e-08 | 0 | 1.7681e-08
[79 empty] | WLDFR | non-HFTD - Transmission - 230 kV or Higher | Red Flag Warning - Small Fires | 2055 | 1.6856e-07 | 0.10489 | 0.048274 | 0.002095 | 0.054525 | 0 | 3.3172e-06 | 1.7681e-08 | 0 | 1.7681e-08
[79 empty] | WLDFR | non-HFTD - Transmission - 60/70 kV | Non-Red Flag Warning - Large Fires | 2026 | 8.253e-08 | 5.475 | 0.71896 | 3.0715 | 1.6846 | 0 | 6.7587e-06 | 4.5185e-07 | 0 | 4.5185e-07
[79 empty] | WLDFR | non-HFTD - Transmission - 60/70 kV | Non-Red Flag Warning - Large Fires | 2027 | 8.253e-08 | 5.475 | 0.71896 | 3.0715 | 1.6846 | 0 | 6.7587e-06 | 4.5185e-07 | 0 | 4.5185e-07
[79 empty] | WLDFR | non-HFTD - Transmission - 60/70 kV | Non-Red Flag Warning - Large Fires | 2028 | 8.253e-08 | 5.777 | 0.74734 | 3.238 | 1.7917 | 0 | 6.7587e-06 | 4.7678e-07 | 0 | 4.7678e-07
[79 empty] | WLDFR | non-HFTD - Transmission - 60/70 kV | Non-Red Flag Warning - Large Fires | 2029 | 8.253e-08 | 5.777 | 0.74734 | 3.238 | 1.7917 | 0 | 6.7587e-06 | 4.7678e-07 | 0 | 4.7678e-07
[79 empty] | WLDFR | non-HFTD - Transmission - 60/70 kV | Non-Red Flag Warning - Large Fires | 2030 | 8.253e-08 | 5.777 | 0.74734 | 3.238 | 1.7917 | 0 | 6.7587e-06 | 4.7678e-07 | 0 | 4.7678e-07
[79 empty] | WLDFR | non-HFTD - Transmission - 60/70 kV | Non-Red Flag Warning - Large Fires | 2031 | 8.253e-08 | 5.777 | 0.74734 | 3.238 | 1.7917 | 0 | 6.7587e-06 | 4.7678e-07 | 0 | 4.7678e-07
[79 empty] | WLDFR | non-HFTD - Transmission - 60/70 kV | Non-Red Flag Warning - Large Fires | 2032 | 8.253e-08 | 5.777 | 0.74734 | 3.238 | 1.7917 | 0 | 6.7587e-06 | 4.7678e-07 | 0 | 4.7678e-07
[79 empty] | WLDFR | non-HFTD - Transmission - 60/70 kV | Non-Red Flag Warning - Large Fires | 2033 | 8.253e-08 | 6.1205 | 0.77885 | 3.4265 | 1.9151 | 0 | 6.7587e-06 | 5.0512e-07 | 0 | 5.0512e-07
[79 empty] | WLDFR | non-HFTD - Transmission - 60/70 kV | Non-Red Flag Warning - Large Fires | 2034 | 8.253e-08 | 6.1205 | 0.77885 | 3.4265 | 1.9151 | 0 | 6.7587e-06 | 5.0512e-07 | 0 | 5.0512e-07
[79 empty] | WLDFR | non-HFTD - Transmission - 60/70 kV | Non-Red Flag Warning - Large Fires | 2035 | 8.253e-08 | 6.1205 | 0.77885 | 3.4265 | 1.9151 | 0 | 6.7587e-06 | 5.0512e-07 | 0 | 5.0512e-07
[79 empty] | WLDFR | non-HFTD - Transmission - 60/70 kV | Non-Red Flag Warning - Large Fires | 2036 | 8.253e-08 | 6.1205 | 0.77885 | 3.4265 | 1.9151 | 0 | 6.7587e-06 | 5.0512e-07 | 0 | 5.0512e-07
[79 empty] | WLDFR | non-HFTD - Transmission - 60/70 kV | Non-Red Flag Warning - Large Fires | 2037 | 8.253e-08 | 6.1205 | 0.77885 | 3.4265 | 1.9151 | 0 | 6.7587e-06 | 5.0512e-07 | 0 | 5.0512e-07
[79 empty] | WLDFR | non-HFTD - Transmission - 60/70 kV | Non-Red Flag Warning - Large Fires | 2038 | 8.253e-08 | 6.5028 | 0.81304 | 3.6355 | 2.0543 | 0 | 6.7587e-06 | 5.3668e-07 | 0 | 5.3668e-07
[79 empty] | WLDFR | non-HFTD - Transmission - 60/70 kV | Non-Red Flag Warning - Large Fires | 2039 | 8.253e-08 | 6.5028 | 0.81304 | 3.6355 | 2.0543 | 0 | 6.7587e-06 | 5.3668e-07 | 0 | 5.3668e-07
[79 empty] | WLDFR | non-HFTD - Transmission - 60/70 kV | Non-Red Flag Warning - Large Fires | 2040 | 8.253e-08 | 6.5028 | 0.81304 | 3.6355 | 2.0543 | 0 | 6.7587e-06 | 5.3668e-07 | 0 | 5.3668e-07
[79 empty] | WLDFR | non-HFTD - Transmission - 60/70 kV | Non-Red Flag Warning - Large Fires | 2041 | 8.253e-08 | 6.5028 | 0.81304 | 3.6355 | 2.0543 | 0 | 6.7587e-06 | 5.3668e-07 | 0 | 5.3668e-07
[79 empty] | WLDFR | non-HFTD - Transmission - 60/70 kV | Non-Red Flag Warning - Large Fires | 2042 | 8.253e-08 | 6.5028 | 0.81304 | 3.6355 | 2.0543 | 0 | 6.7587e-06 | 5.3668e-07 | 0 | 5.3668e-07
[79 empty] | WLDFR | non-HFTD - Transmission - 60/70 kV | Non-Red Flag Warning - Large Fires | 2043 | 8.253e-08 | 6.9209 | 0.84944 | 3.8632 | 2.2083 | 0 | 6.7587e-06 | 5.7118e-07 | 0 | 5.7118e-07
[79 empty] | WLDFR | non-HFTD - Transmission - 60/70 kV | Non-Red Flag Warning - Large Fires | 2044 | 8.253e-08 | 6.9209 | 0.84944 | 3.8632 | 2.2083 | 0 | 6.7587e-06 | 5.7118e-07 | 0 | 5.7118e-07
[79 empty] | WLDFR | non-HFTD - Transmission - 60/70 kV | Non-Red Flag Warning - Large Fires | 2045 | 8.253e-08 | 6.9209 | 0.84944 | 3.8632 | 2.2083 | 0 | 6.7587e-06 | 5.7118e-07 | 0 | 5.7118e-07
[79 empty] | WLDFR | non-HFTD - Transmission - 60/70 kV | Non-Red Flag Warning - Large Fires | 2046 | 8.253e-08 | 6.9209 | 0.84944 | 3.8632 | 2.2083 | 0 | 6.7587e-06 | 5.7118e-07 | 0 | 5.7118e-07
[79 empty] | WLDFR | non-HFTD - Transmission - 60/70 kV | Non-Red Flag Warning - Large Fires | 2047 | 8.253e-08 | 6.9209 | 0.84944 | 3.8632 | 2.2083 | 0 | 6.7587e-06 | 5.7118e-07 | 0 | 5.7118e-07
[79 empty] | WLDFR | non-HFTD - Transmission - 60/70 kV | Non-Red Flag Warning - Large Fires | 2048 | 8.253e-08 | 7.3713 | 0.88759 | 4.1075 | 2.3763 | 0 | 6.7587e-06 | 6.0836e-07 | 0 | 6.0836e-07
[79 empty] | WLDFR | non-HFTD - Transmission - 60/70 kV | Non-Red Flag Warning - Large Fires | 2049 | 8.253e-08 | 7.3713 | 0.88759 | 4.1075 | 2.3763 | 0 | 6.7587e-06 | 6.0836e-07 | 0 | 6.0836e-07
[79 empty] | WLDFR | non-HFTD - Transmission - 60/70 kV | Non-Red Flag Warning - Large Fires | 2050 | 8.253e-08 | 7.3713 | 0.88759 | 4.1075 | 2.3763 | 0 | 6.7587e-06 | 6.0836e-07 | 0 | 6.0836e-07
[79 empty] | WLDFR | non-HFTD - Transmission - 60/70 kV | Non-Red Flag Warning - Large Fires | 2051 | 8.253e-08 | 7.3713 | 0.88759 | 4.1075 | 2.3763 | 0 | 6.7587e-06 | 6.0836e-07 | 0 | 6.0836e-07
[79 empty] | WLDFR | non-HFTD - Transmission - 60/70 kV | Non-Red Flag Warning - Large Fires | 2052 | 8.253e-08 | 7.3713 | 0.88759 | 4.1075 | 2.3763 | 0 | 6.7587e-06 | 6.0836e-07 | 0 | 6.0836e-07
[79 empty] | WLDFR | non-HFTD - Transmission - 60/70 kV | Non-Red Flag Warning - Large Fires | 2053 | 8.253e-08 | 7.8503 | 0.92702 | 4.3664 | 2.5569 | 0 | 6.7587e-06 | 6.4789e-07 | 0 | 6.4789e-07
[79 empty] | WLDFR | non-HFTD - Transmission - 60/70 kV | Non-Red Flag Warning - Large Fires | 2054 | 8.253e-08 | 7.8503 | 0.92702 | 4.3664 | 2.5569 | 0 | 6.7587e-06 | 6.4789e-07 | 0 | 6.4789e-07
[79 empty] | WLDFR | non-HFTD - Transmission - 60/70 kV | Non-Red Flag Warning - Large Fires | 2055 | 8.253e-08 | 7.8503 | 0.92702 | 4.3664 | 2.5569 | 0 | 6.7587e-06 | 6.4789e-07 | 0 | 6.4789e-07
[79 empty] | WLDFR | non-HFTD - Transmission - 60/70 kV | Non-Red Flag Warning - Small Fires | 2026 | 1.7075e-05 | 0.080408 | 0.03759 | 0.0016314 | 0.041187 | 0 | 0.0013983 | 1.3729e-06 | 0 | 1.3729e-06
[79 empty] | WLDFR | non-HFTD - Transmission - 60/70 kV | Non-Red Flag Warning - Small Fires | 2027 | 1.7075e-05 | 0.080408 | 0.03759 | 0.0016314 | 0.041187 | 0 | 0.0013983 | 1.3729e-06 | 0 | 1.3729e-06
[79 empty] | WLDFR | non-HFTD - Transmission - 60/70 kV | Non-Red Flag Warning - Small Fires | 2028 | 1.7075e-05 | 0.083606 | 0.039055 | 0.001695 | 0.042856 | 0 | 0.0013983 | 1.4275e-06 | 0 | 1.4275e-06
[79 empty] | WLDFR | non-HFTD - Transmission - 60/70 kV | Non-Red Flag Warning - Small Fires | 2029 | 1.7075e-05 | 0.083606 | 0.039055 | 0.001695 | 0.042856 | 0 | 0.0013983 | 1.4275e-06 | 0 | 1.4275e-06
[79 empty] | WLDFR | non-HFTD - Transmission - 60/70 kV | Non-Red Flag Warning - Small Fires | 2030 | 1.7075e-05 | 0.083606 | 0.039055 | 0.001695 | 0.042856 | 0 | 0.0013983 | 1.4275e-06 | 0 | 1.4275e-06
[79 empty] | WLDFR | non-HFTD - Transmission - 60/70 kV | Non-Red Flag Warning - Small Fires | 2031 | 1.7075e-05 | 0.083606 | 0.039055 | 0.001695 | 0.042856 | 0 | 0.0013983 | 1.4275e-06 | 0 | 1.4275e-06
[79 empty] | WLDFR | non-HFTD - Transmission - 60/70 kV | Non-Red Flag Warning - Small Fires | 2032 | 1.7075e-05 | 0.083606 | 0.039055 | 0.001695 | 0.042856 | 0 | 0.0013983 | 1.4275e-06 | 0 | 1.4275e-06
[79 empty] | WLDFR | non-HFTD - Transmission - 60/70 kV | Non-Red Flag Warning - Small Fires | 2033 | 1.7075e-05 | 0.087211 | 0.040679 | 0.0017655 | 0.044766 | 0 | 0.0013983 | 1.4891e-06 | 0 | 1.4891e-06
[79 empty] | WLDFR | non-HFTD - Transmission - 60/70 kV | Non-Red Flag Warning - Small Fires | 2034 | 1.7075e-05 | 0.087211 | 0.040679 | 0.0017655 | 0.044766 | 0 | 0.0013983 | 1.4891e-06 | 0 | 1.4891e-06
[79 empty] | WLDFR | non-HFTD - Transmission - 60/70 kV | Non-Red Flag Warning - Small Fires | 2035 | 1.7075e-05 | 0.087211 | 0.040679 | 0.0017655 | 0.044766 | 0 | 0.0013983 | 1.4891e-06 | 0 | 1.4891e-06
[79 empty] | WLDFR | non-HFTD - Transmission - 60/70 kV | Non-Red Flag Warning - Small Fires | 2036 | 1.7075e-05 | 0.087211 | 0.040679 | 0.0017655 | 0.044766 | 0 | 0.0013983 | 1.4891e-06 | 0 | 1.4891e-06
[79 empty] | WLDFR | non-HFTD - Transmission - 60/70 kV | Non-Red Flag Warning - Small Fires | 2037 | 1.7075e-05 | 0.087211 | 0.040679 | 0.0017655 | 0.044766 | 0 | 0.0013983 | 1.4891e-06 | 0 | 1.4891e-06
[79 empty] | WLDFR | non-HFTD - Transmission - 60/70 kV | Non-Red Flag Warning - Small Fires | 2038 | 1.7075e-05 | 0.091184 | 0.042438 | 0.0018418 | 0.046905 | 0 | 0.0013983 | 1.5569e-06 | 0 | 1.5569e-06
[79 empty] | WLDFR | non-HFTD - Transmission - 60/70 kV | Non-Red Flag Warning - Small Fires | 2039 | 1.7075e-05 | 0.091184 | 0.042438 | 0.0018418 | 0.046905 | 0 | 0.0013983 | 1.5569e-06 | 0 | 1.5569e-06
[79 empty] | WLDFR | non-HFTD - Transmission - 60/70 kV | Non-Red Flag Warning - Small Fires | 2040 | 1.7075e-05 | 0.091184 | 0.042438 | 0.0018418 | 0.046905 | 0 | 0.0013983 | 1.5569e-06 | 0 | 1.5569e-06
[79 empty] | WLDFR | non-HFTD - Transmission - 60/70 kV | Non-Red Flag Warning - Small Fires | 2041 | 1.7075e-05 | 0.091184 | 0.042438 | 0.0018418 | 0.046905 | 0 | 0.0013983 | 1.5569e-06 | 0 | 1.5569e-06
[79 empty] | WLDFR | non-HFTD - Transmission - 60/70 kV | Non-Red Flag Warning - Small Fires | 2042 | 1.7075e-05 | 0.091184 | 0.042438 | 0.0018418 | 0.046905 | 0 | 0.0013983 | 1.5569e-06 | 0 | 1.5569e-06
[79 empty] | WLDFR | non-HFTD - Transmission - 60/70 kV | Non-Red Flag Warning - Small Fires | 2043 | 1.7075e-05 | 0.095486 | 0.044306 | 0.0019228 | 0.049257 | 0 | 0.0013983 | 1.6304e-06 | 0 | 1.6304e-06
[79 empty] | WLDFR | non-HFTD - Transmission - 60/70 kV | Non-Red Flag Warning - Small Fires | 2044 | 1.7075e-05 | 0.095486 | 0.044306 | 0.0019228 | 0.049257 | 0 | 0.0013983 | 1.6304e-06 | 0 | 1.6304e-06
[79 empty] | WLDFR | non-HFTD - Transmission - 60/70 kV | Non-Red Flag Warning - Small Fires | 2045 | 1.7075e-05 | 0.095486 | 0.044306 | 0.0019228 | 0.049257 | 0 | 0.0013983 | 1.6304e-06 | 0 | 1.6304e-06
[79 empty] | WLDFR | non-HFTD - Transmission - 60/70 kV | Non-Red Flag Warning - Small Fires | 2046 | 1.7075e-05 | 0.095486 | 0.044306 | 0.0019228 | 0.049257 | 0 | 0.0013983 | 1.6304e-06 | 0 | 1.6304e-06
[79 empty] | WLDFR | non-HFTD - Transmission - 60/70 kV | Non-Red Flag Warning - Small Fires | 2047 | 1.7075e-05 | 0.095486 | 0.044306 | 0.0019228 | 0.049257 | 0 | 0.0013983 | 1.6304e-06 | 0 | 1.6304e-06
[79 empty] | WLDFR | non-HFTD - Transmission - 60/70 kV | Non-Red Flag Warning - Small Fires | 2048 | 1.7075e-05 | 0.10007 | 0.04626 | 0.0020076 | 0.051804 | 0 | 0.0013983 | 1.7087e-06 | 0 | 1.7087e-06
[79 empty] | WLDFR | non-HFTD - Transmission - 60/70 kV | Non-Red Flag Warning - Small Fires | 2049 | 1.7075e-05 | 0.10007 | 0.04626 | 0.0020076 | 0.051804 | 0 | 0.0013983 | 1.7087e-06 | 0 | 1.7087e-06
[79 empty] | WLDFR | non-HFTD - Transmission - 60/70 kV | Non-Red Flag Warning - Small Fires | 2050 | 1.7075e-05 | 0.10007 | 0.04626 | 0.0020076 | 0.051804 | 0 | 0.0013983 | 1.7087e-06 | 0 | 1.7087e-06
[79 empty] | WLDFR | non-HFTD - Transmission - 60/70 kV | Non-Red Flag Warning - Small Fires | 2051 | 1.7075e-05 | 0.10007 | 0.04626 | 0.0020076 | 0.051804 | 0 | 0.0013983 | 1.7087e-06 | 0 | 1.7087e-06
[79 empty] | WLDFR | non-HFTD - Transmission - 60/70 kV | Non-Red Flag Warning - Small Fires | 2052 | 1.7075e-05 | 0.10007 | 0.04626 | 0.0020076 | 0.051804 | 0 | 0.0013983 | 1.7087e-06 | 0 | 1.7087e-06
[79 empty] | WLDFR | non-HFTD - Transmission - 60/70 kV | Non-Red Flag Warning - Small Fires | 2053 | 1.7075e-05 | 0.10489 | 0.048274 | 0.002095 | 0.054525 | 0 | 0.0013983 | 1.791e-06 | 0 | 1.791e-06
[79 empty] | WLDFR | non-HFTD - Transmission - 60/70 kV | Non-Red Flag Warning - Small Fires | 2054 | 1.7075e-05 | 0.10489 | 0.048274 | 0.002095 | 0.054525 | 0 | 0.0013983 | 1.791e-06 | 0 | 1.791e-06
[79 empty] | WLDFR | non-HFTD - Transmission - 60/70 kV | Non-Red Flag Warning - Small Fires | 2055 | 1.7075e-05 | 0.10489 | 0.048274 | 0.002095 | 0.054525 | 0 | 0.0013983 | 1.791e-06 | 0 | 1.791e-06
[79 empty] | WLDFR | non-HFTD - Transmission - 60/70 kV | Red Flag Warning - Catastrophic Fires | 2026 | 7.0321e-10 | 14664.6376 | 233.2301 | 8896.516 | 5534.8915 | 0 | 3.3357e-08 | 1.0312e-05 | 0 | 1.0312e-05
[79 empty] | WLDFR | non-HFTD - Transmission - 60/70 kV | Red Flag Warning - Catastrophic Fires | 2027 | 7.0321e-10 | 14664.6376 | 233.2301 | 8896.516 | 5534.8915 | 0 | 3.3357e-08 | 1.0312e-05 | 0 | 1.0312e-05
[79 empty] | WLDFR | non-HFTD - Transmission - 60/70 kV | Red Flag Warning - Catastrophic Fires | 2028 | 7.0321e-10 | 15317.9909 | 247.273 | 9287.6491 | 5783.0689 | 0 | 3.3357e-08 | 1.0772e-05 | 0 | 1.0772e-05
[79 empty] | WLDFR | non-HFTD - Transmission - 60/70 kV | Red Flag Warning - Catastrophic Fires | 2029 | 7.0321e-10 | 15317.9909 | 247.273 | 9287.6491 | 5783.0689 | 0 | 3.3357e-08 | 1.0772e-05 | 0 | 1.0772e-05
[79 empty] | WLDFR | non-HFTD - Transmission - 60/70 kV | Red Flag Warning - Catastrophic Fires | 2030 | 7.0321e-10 | 15317.9909 | 247.273 | 9287.6491 | 5783.0689 | 0 | 3.3357e-08 | 1.0772e-05 | 0 | 1.0772e-05
[79 empty] | WLDFR | non-HFTD - Transmission - 60/70 kV | Red Flag Warning - Catastrophic Fires | 2031 | 7.0321e-10 | 15317.9909 | 247.273 | 9287.6491 | 5783.0689 | 0 | 3.3357e-08 | 1.0772e-05 | 0 | 1.0772e-05
[79 empty] | WLDFR | non-HFTD - Transmission - 60/70 kV | Red Flag Warning - Catastrophic Fires | 2032 | 7.0321e-10 | 15317.9909 | 247.273 | 9287.6491 | 5783.0689 | 0 | 3.3357e-08 | 1.0772e-05 | 0 | 1.0772e-05
[79 empty] | WLDFR | non-HFTD - Transmission - 60/70 kV | Red Flag Warning - Catastrophic Fires | 2033 | 7.0321e-10 | 16044.1264 | 263.1074 | 9721.74 | 6059.2791 | 0 | 3.3357e-08 | 1.1282e-05 | 0 | 1.1282e-05
[79 empty] | WLDFR | non-HFTD - Transmission - 60/70 kV | Red Flag Warning - Catastrophic Fires | 2034 | 7.0321e-10 | 16044.1264 | 263.1074 | 9721.74 | 6059.2791 | 0 | 3.3357e-08 | 1.1282e-05 | 0 | 1.1282e-05
[79 empty] | WLDFR | non-HFTD - Transmission - 60/70 kV | Red Flag Warning - Catastrophic Fires | 2035 | 7.0321e-10 | 16044.1264 | 263.1074 | 9721.74 | 6059.2791 | 0 | 3.3357e-08 | 1.1282e-05 | 0 | 1.1282e-05
[79 empty] | WLDFR | non-HFTD - Transmission - 60/70 kV | Red Flag Warning - Catastrophic Fires | 2036 | 7.0321e-10 | 16044.1264 | 263.1074 | 9721.74 | 6059.2791 | 0 | 3.3357e-08 | 1.1282e-05 | 0 | 1.1282e-05
[79 empty] | WLDFR | non-HFTD - Transmission - 60/70 kV | Red Flag Warning - Catastrophic Fires | 2037 | 7.0321e-10 | 16044.1264 | 263.1074 | 9721.74 | 6059.2791 | 0 | 3.3357e-08 | 1.1282e-05 | 0 | 1.1282e-05
[79 empty] | WLDFR | non-HFTD - Transmission - 60/70 kV | Red Flag Warning - Catastrophic Fires | 2038 | 7.0321e-10 | 16832.3912 | 280.5544 | 10192.2718 | 6359.5651 | 0 | 3.3357e-08 | 1.1837e-05 | 0 | 1.1837e-05
[79 empty] | WLDFR | non-HFTD - Transmission - 60/70 kV | Red Flag Warning - Catastrophic Fires | 2039 | 7.0321e-10 | 16832.3912 | 280.5544 | 10192.2718 | 6359.5651 | 0 | 3.3357e-08 | 1.1837e-05 | 0 | 1.1837e-05
[79 empty] | WLDFR | non-HFTD - Transmission - 60/70 kV | Red Flag Warning - Catastrophic Fires | 2040 | 7.0321e-10 | 16832.3912 | 280.5544 | 10192.2718 | 6359.5651 | 0 | 3.3357e-08 | 1.1837e-05 | 0 | 1.1837e-05
[79 empty] | WLDFR | non-HFTD - Transmission - 60/70 kV | Red Flag Warning - Catastrophic Fires | 2041 | 7.0321e-10 | 16832.3912 | 280.5544 | 10192.2718 | 6359.5651 | 0 | 3.3357e-08 | 1.1837e-05 | 0 | 1.1837e-05
[79 empty] | WLDFR | non-HFTD - Transmission - 60/70 kV | Red Flag Warning - Catastrophic Fires | 2042 | 7.0321e-10 | 16832.3912 | 280.5544 | 10192.2718 | 6359.5651 | 0 | 3.3357e-08 | 1.1837e-05 | 0 | 1.1837e-05
[79 empty] | WLDFR | non-HFTD - Transmission - 60/70 kV | Red Flag Warning - Catastrophic Fires | 2043 | 7.0321e-10 | 17672.0852 | 299.42 | 10692.7362 | 6679.929 | 0 | 3.3357e-08 | 1.2427e-05 | 0 | 1.2427e-05
[79 empty] | WLDFR | non-HFTD - Transmission - 60/70 kV | Red Flag Warning - Catastrophic Fires | 2044 | 7.0321e-10 | 17672.0852 | 299.42 | 10692.7362 | 6679.929 | 0 | 3.3357e-08 | 1.2427e-05 | 0 | 1.2427e-05
[79 empty] | WLDFR | non-HFTD - Transmission - 60/70 kV | Red Flag Warning - Catastrophic Fires | 2045 | 7.0321e-10 | 17672.0852 | 299.42 | 10692.7362 | 6679.929 | 0 | 3.3357e-08 | 1.2427e-05 | 0 | 1.2427e-05
[79 empty] | WLDFR | non-HFTD - Transmission - 60/70 kV | Red Flag Warning - Catastrophic Fires | 2046 | 7.0321e-10 | 17672.0852 | 299.42 | 10692.7362 | 6679.929 | 0 | 3.3357e-08 | 1.2427e-05 | 0 | 1.2427e-05
[79 empty] | WLDFR | non-HFTD - Transmission - 60/70 kV | Red Flag Warning - Catastrophic Fires | 2047 | 7.0321e-10 | 17672.0852 | 299.42 | 10692.7362 | 6679.929 | 0 | 3.3357e-08 | 1.2427e-05 | 0 | 1.2427e-05
[79 empty] | WLDFR | non-HFTD - Transmission - 60/70 kV | Red Flag Warning - Catastrophic Fires | 2048 | 7.0321e-10 | 18552.3348 | 319.4911 | 11216.5626 | 7016.281 | 0 | 3.3357e-08 | 1.3046e-05 | 0 | 1.3046e-05
[79 empty] | WLDFR | non-HFTD - Transmission - 60/70 kV | Red Flag Warning - Catastrophic Fires | 2049 | 7.0321e-10 | 18552.3348 | 319.4911 | 11216.5626 | 7016.281 | 0 | 3.3357e-08 | 1.3046e-05 | 0 | 1.3046e-05
[79 empty] | WLDFR | non-HFTD - Transmission - 60/70 kV | Red Flag Warning - Catastrophic Fires | 2050 | 7.0321e-10 | 18552.3348 | 319.4911 | 11216.5626 | 7016.281 | 0 | 3.3357e-08 | 1.3046e-05 | 0 | 1.3046e-05
[79 empty] | WLDFR | non-HFTD - Transmission - 60/70 kV | Red Flag Warning - Catastrophic Fires | 2051 | 7.0321e-10 | 18552.3348 | 319.4911 | 11216.5626 | 7016.281 | 0 | 3.3357e-08 | 1.3046e-05 | 0 | 1.3046e-05
[79 empty] | WLDFR | non-HFTD - Transmission - 60/70 kV | Red Flag Warning - Catastrophic Fires | 2052 | 7.0321e-10 | 18552.3348 | 319.4911 | 11216.5626 | 7016.281 | 0 | 3.3357e-08 | 1.3046e-05 | 0 | 1.3046e-05
[79 empty] | WLDFR | non-HFTD - Transmission - 60/70 kV | Red Flag Warning - Catastrophic Fires | 2053 | 7.0321e-10 | 19462.1283 | 340.5356 | 11757.1413 | 7364.4514 | 0 | 3.3357e-08 | 1.3686e-05 | 0 | 1.3686e-05
[79 empty] | WLDFR | non-HFTD - Transmission - 60/70 kV | Red Flag Warning - Catastrophic Fires | 2054 | 7.0321e-10 | 19462.1283 | 340.5356 | 11757.1413 | 7364.4514 | 0 | 3.3357e-08 | 1.3686e-05 | 0 | 1.3686e-05
[79 empty] | WLDFR | non-HFTD - Transmission - 60/70 kV | Red Flag Warning - Catastrophic Fires | 2055 | 7.0321e-10 | 19462.1283 | 340.5356 | 11757.1413 | 7364.4514 | 0 | 3.3357e-08 | 1.3686e-05 | 0 | 1.3686e-05
[79 empty] | WLDFR | non-HFTD - Transmission - 60/70 kV | Red Flag Warning - Destructive Fires | 2026 | 2.0092e-10 | 9129.7461 | 233.2301 | 8896.516 | 0 | 0 | 9.5305e-09 | 1.8343e-06 | 0 | 1.8343e-06
[79 empty] | WLDFR | non-HFTD - Transmission - 60/70 kV | Red Flag Warning - Destructive Fires | 2027 | 2.0092e-10 | 9129.7461 | 233.2301 | 8896.516 | 0 | 0 | 9.5305e-09 | 1.8343e-06 | 0 | 1.8343e-06
[79 empty] | WLDFR | non-HFTD - Transmission - 60/70 kV | Red Flag Warning - Destructive Fires | 2028 | 2.0092e-10 | 9534.9221 | 247.273 | 9287.6491 | 0 | 0 | 9.5305e-09 | 1.9157e-06 | 0 | 1.9157e-06
[79 empty] | WLDFR | non-HFTD - Transmission - 60/70 kV | Red Flag Warning - Destructive Fires | 2029 | 2.0092e-10 | 9534.9221 | 247.273 | 9287.6491 | 0 | 0 | 9.5305e-09 | 1.9157e-06 | 0 | 1.9157e-06
[79 empty] | WLDFR | non-HFTD - Transmission - 60/70 kV | Red Flag Warning - Destructive Fires | 2030 | 2.0092e-10 | 9534.9221 | 247.273 | 9287.6491 | 0 | 0 | 9.5305e-09 | 1.9157e-06 | 0 | 1.9157e-06
[79 empty] | WLDFR | non-HFTD - Transmission - 60/70 kV | Red Flag Warning - Destructive Fires | 2031 | 2.0092e-10 | 9534.9221 | 247.273 | 9287.6491 | 0 | 0 | 9.5305e-09 | 1.9157e-06 | 0 | 1.9157e-06
[79 empty] | WLDFR | non-HFTD - Transmission - 60/70 kV | Red Flag Warning - Destructive Fires | 2032 | 2.0092e-10 | 9534.9221 | 247.273 | 9287.6491 | 0 | 0 | 9.5305e-09 | 1.9157e-06 | 0 | 1.9157e-06
[79 empty] | WLDFR | non-HFTD - Transmission - 60/70 kV | Red Flag Warning - Destructive Fires | 2033 | 2.0092e-10 | 9984.8474 | 263.1074 | 9721.74 | 0 | 0 | 9.5305e-09 | 2.0061e-06 | 0 | 2.0061e-06
[79 empty] | WLDFR | non-HFTD - Transmission - 60/70 kV | Red Flag Warning - Destructive Fires | 2034 | 2.0092e-10 | 9984.8474 | 263.1074 | 9721.74 | 0 | 0 | 9.5305e-09 | 2.0061e-06 | 0 | 2.0061e-06
[79 empty] | WLDFR | non-HFTD - Transmission - 60/70 kV | Red Flag Warning - Destructive Fires | 2035 | 2.0092e-10 | 9984.8474 | 263.1074 | 9721.74 | 0 | 0 | 9.5305e-09 | 2.0061e-06 | 0 | 2.0061e-06
[79 empty] | WLDFR | non-HFTD - Transmission - 60/70 kV | Red Flag Warning - Destructive Fires | 2036 | 2.0092e-10 | 9984.8474 | 263.1074 | 9721.74 | 0 | 0 | 9.5305e-09 | 2.0061e-06 | 0 | 2.0061e-06
[79 empty] | WLDFR | non-HFTD - Transmission - 60/70 kV | Red Flag Warning - Destructive Fires | 2037 | 2.0092e-10 | 9984.8474 | 263.1074 | 9721.74 | 0 | 0 | 9.5305e-09 | 2.0061e-06 | 0 | 2.0061e-06
[79 empty] | WLDFR | non-HFTD - Transmission - 60/70 kV | Red Flag Warning - Destructive Fires | 2038 | 2.0092e-10 | 10472.8261 | 280.5544 | 10192.2718 | 0 | 0 | 9.5305e-09 | 2.1042e-06 | 0 | 2.1042e-06
[79 empty] | WLDFR | non-HFTD - Transmission - 60/70 kV | Red Flag Warning - Destructive Fires | 2039 | 2.0092e-10 | 10472.8261 | 280.5544 | 10192.2718 | 0 | 0 | 9.5305e-09 | 2.1042e-06 | 0 | 2.1042e-06
[79 empty] | WLDFR | non-HFTD - Transmission - 60/70 kV | Red Flag Warning - Destructive Fires | 2040 | 2.0092e-10 | 10472.8261 | 280.5544 | 10192.2718 | 0 | 0 | 9.5305e-09 | 2.1042e-06 | 0 | 2.1042e-06
[79 empty] | WLDFR | non-HFTD - Transmission - 60/70 kV | Red Flag Warning - Destructive Fires | 2041 | 2.0092e-10 | 10472.8261 | 280.5544 | 10192.2718 | 0 | 0 | 9.5305e-09 | 2.1042e-06 | 0 | 2.1042e-06
[79 empty] | WLDFR | non-HFTD - Transmission - 60/70 kV | Red Flag Warning - Destructive Fires | 2042 | 2.0092e-10 | 10472.8261 | 280.5544 | 10192.2718 | 0 | 0 | 9.5305e-09 | 2.1042e-06 | 0 | 2.1042e-06
[79 empty] | WLDFR | non-HFTD - Transmission - 60/70 kV | Red Flag Warning - Destructive Fires | 2043 | 2.0092e-10 | 10992.1562 | 299.42 | 10692.7362 | 0 | 0 | 9.5305e-09 | 2.2085e-06 | 0 | 2.2085e-06
[79 empty] | WLDFR | non-HFTD - Transmission - 60/70 kV | Red Flag Warning - Destructive Fires | 2044 | 2.0092e-10 | 10992.1562 | 299.42 | 10692.7362 | 0 | 0 | 9.5305e-09 | 2.2085e-06 | 0 | 2.2085e-06
[79 empty] | WLDFR | non-HFTD - Transmission - 60/70 kV | Red Flag Warning - Destructive Fires | 2045 | 2.0092e-10 | 10992.1562 | 299.42 | 10692.7362 | 0 | 0 | 9.5305e-09 | 2.2085e-06 | 0 | 2.2085e-06
[79 empty] | WLDFR | non-HFTD - Transmission - 60/70 kV | Red Flag Warning - Destructive Fires | 2046 | 2.0092e-10 | 10992.1562 | 299.42 | 10692.7362 | 0 | 0 | 9.5305e-09 | 2.2085e-06 | 0 | 2.2085e-06
[79 empty] | WLDFR | non-HFTD - Transmission - 60/70 kV | Red Flag Warning - Destructive Fires | 2047 | 2.0092e-10 | 10992.1562 | 299.42 | 10692.7362 | 0 | 0 | 9.5305e-09 | 2.2085e-06 | 0 | 2.2085e-06
[79 empty] | WLDFR | non-HFTD - Transmission - 60/70 kV | Red Flag Warning - Destructive Fires | 2048 | 2.0092e-10 | 11536.0538 | 319.4911 | 11216.5626 | 0 | 0 | 9.5305e-09 | 2.3178e-06 | 0 | 2.3178e-06
[79 empty] | WLDFR | non-HFTD - Transmission - 60/70 kV | Red Flag Warning - Destructive Fires | 2049 | 2.0092e-10 | 11536.0538 | 319.4911 | 11216.5626 | 0 | 0 | 9.5305e-09 | 2.3178e-06 | 0 | 2.3178e-06
[79 empty] | WLDFR | non-HFTD - Transmission - 60/70 kV | Red Flag Warning - Destructive Fires | 2050 | 2.0092e-10 | 11536.0538 | 319.4911 | 11216.5626 | 0 | 0 | 9.5305e-09 | 2.3178e-06 | 0 | 2.3178e-06
[79 empty] | WLDFR | non-HFTD - Transmission - 60/70 kV | Red Flag Warning - Destructive Fires | 2051 | 2.0092e-10 | 11536.0538 | 319.4911 | 11216.5626 | 0 | 0 | 9.5305e-09 | 2.3178e-06 | 0 | 2.3178e-06
[79 empty] | WLDFR | non-HFTD - Transmission - 60/70 kV | Red Flag Warning - Destructive Fires | 2052 | 2.0092e-10 | 11536.0538 | 319.4911 | 11216.5626 | 0 | 0 | 9.5305e-09 | 2.3178e-06 | 0 | 2.3178e-06
[79 empty] | WLDFR | non-HFTD - Transmission - 60/70 kV | Red Flag Warning - Destructive Fires | 2053 | 2.0092e-10 | 12097.6769 | 340.5356 | 11757.1413 | 0 | 0 | 9.5305e-09 | 2.4306e-06 | 0 | 2.4306e-06
[79 empty] | WLDFR | non-HFTD - Transmission - 60/70 kV | Red Flag Warning - Destructive Fires | 2054 | 2.0092e-10 | 12097.6769 | 340.5356 | 11757.1413 | 0 | 0 | 9.5305e-09 | 2.4306e-06 | 0 | 2.4306e-06
[79 empty] | WLDFR | non-HFTD - Transmission - 60/70 kV | Red Flag Warning - Destructive Fires | 2055 | 2.0092e-10 | 12097.6769 | 340.5356 | 11757.1413 | 0 | 0 | 9.5305e-09 | 2.4306e-06 | 0 | 2.4306e-06
[79 empty] | WLDFR | non-HFTD - Transmission - 60/70 kV | Red Flag Warning - Large Fires | 2026 | 9.0413e-09 | 5.475 | 0.71896 | 3.0715 | 1.6846 | 0 | 4.2887e-07 | 4.9502e-08 | 0 | 4.9502e-08
[79 empty] | WLDFR | non-HFTD - Transmission - 60/70 kV | Red Flag Warning - Large Fires | 2027 | 9.0413e-09 | 5.475 | 0.71896 | 3.0715 | 1.6846 | 0 | 4.2887e-07 | 4.9502e-08 | 0 | 4.9502e-08
[79 empty] | WLDFR | non-HFTD - Transmission - 60/70 kV | Red Flag Warning - Large Fires | 2028 | 9.0413e-09 | 5.777 | 0.74734 | 3.238 | 1.7917 | 0 | 4.2887e-07 | 5.2232e-08 | 0 | 5.2232e-08
[79 empty] | WLDFR | non-HFTD - Transmission - 60/70 kV | Red Flag Warning - Large Fires | 2029 | 9.0413e-09 | 5.777 | 0.74734 | 3.238 | 1.7917 | 0 | 4.2887e-07 | 5.2232e-08 | 0 | 5.2232e-08
[79 empty] | WLDFR | non-HFTD - Transmission - 60/70 kV | Red Flag Warning - Large Fires | 2030 | 9.0413e-09 | 5.777 | 0.74734 | 3.238 | 1.7917 | 0 | 4.2887e-07 | 5.2232e-08 | 0 | 5.2232e-08
[79 empty] | WLDFR | non-HFTD - Transmission - 60/70 kV | Red Flag Warning - Large Fires | 2031 | 9.0413e-09 | 5.777 | 0.74734 | 3.238 | 1.7917 | 0 | 4.2887e-07 | 5.2232e-08 | 0 | 5.2232e-08
[79 empty] | WLDFR | non-HFTD - Transmission - 60/70 kV | Red Flag Warning - Large Fires | 2032 | 9.0413e-09 | 5.777 | 0.74734 | 3.238 | 1.7917 | 0 | 4.2887e-07 | 5.2232e-08 | 0 | 5.2232e-08
[79 empty] | WLDFR | non-HFTD - Transmission - 60/70 kV | Red Flag Warning - Large Fires | 2033 | 9.0413e-09 | 6.1205 | 0.77885 | 3.4265 | 1.9151 | 0 | 4.2887e-07 | 5.5337e-08 | 0 | 5.5337e-08
[79 empty] | WLDFR | non-HFTD - Transmission - 60/70 kV | Red Flag Warning - Large Fires | 2034 | 9.0413e-09 | 6.1205 | 0.77885 | 3.4265 | 1.9151 | 0 | 4.2887e-07 | 5.5337e-08 | 0 | 5.5337e-08
[79 empty] | WLDFR | non-HFTD - Transmission - 60/70 kV | Red Flag Warning - Large Fires | 2035 | 9.0413e-09 | 6.1205 | 0.77885 | 3.4265 | 1.9151 | 0 | 4.2887e-07 | 5.5337e-08 | 0 | 5.5337e-08
[79 empty] | WLDFR | non-HFTD - Transmission - 60/70 kV | Red Flag Warning - Large Fires | 2036 | 9.0413e-09 | 6.1205 | 0.77885 | 3.4265 | 1.9151 | 0 | 4.2887e-07 | 5.5337e-08 | 0 | 5.5337e-08
[79 empty] | WLDFR | non-HFTD - Transmission - 60/70 kV | Red Flag Warning - Large Fires | 2037 | 9.0413e-09 | 6.1205 | 0.77885 | 3.4265 | 1.9151 | 0 | 4.2887e-07 | 5.5337e-08 | 0 | 5.5337e-08
[79 empty] | WLDFR | non-HFTD - Transmission - 60/70 kV | Red Flag Warning - Large Fires | 2038 | 9.0413e-09 | 6.5028 | 0.81304 | 3.6355 | 2.0543 | 0 | 4.2887e-07 | 5.8794e-08 | 0 | 5.8794e-08
[79 empty] | WLDFR | non-HFTD - Transmission - 60/70 kV | Red Flag Warning - Large Fires | 2039 | 9.0413e-09 | 6.5028 | 0.81304 | 3.6355 | 2.0543 | 0 | 4.2887e-07 | 5.8794e-08 | 0 | 5.8794e-08
[79 empty] | WLDFR | non-HFTD - Transmission - 60/70 kV | Red Flag Warning - Large Fires | 2040 | 9.0413e-09 | 6.5028 | 0.81304 | 3.6355 | 2.0543 | 0 | 4.2887e-07 | 5.8794e-08 | 0 | 5.8794e-08
[79 empty] | WLDFR | non-HFTD - Transmission - 60/70 kV | Red Flag Warning - Large Fires | 2041 | 9.0413e-09 | 6.5028 | 0.81304 | 3.6355 | 2.0543 | 0 | 4.2887e-07 | 5.8794e-08 | 0 | 5.8794e-08
[79 empty] | WLDFR | non-HFTD - Transmission - 60/70 kV | Red Flag Warning - Large Fires | 2042 | 9.0413e-09 | 6.5028 | 0.81304 | 3.6355 | 2.0543 | 0 | 4.2887e-07 | 5.8794e-08 | 0 | 5.8794e-08
[79 empty] | WLDFR | non-HFTD - Transmission - 60/70 kV | Red Flag Warning - Large Fires | 2043 | 9.0413e-09 | 6.9209 | 0.84944 | 3.8632 | 2.2083 | 0 | 4.2887e-07 | 6.2574e-08 | 0 | 6.2574e-08
[79 empty] | WLDFR | non-HFTD - Transmission - 60/70 kV | Red Flag Warning - Large Fires | 2044 | 9.0413e-09 | 6.9209 | 0.84944 | 3.8632 | 2.2083 | 0 | 4.2887e-07 | 6.2574e-08 | 0 | 6.2574e-08
[79 empty] | WLDFR | non-HFTD - Transmission - 60/70 kV | Red Flag Warning - Large Fires | 2045 | 9.0413e-09 | 6.9209 | 0.84944 | 3.8632 | 2.2083 | 0 | 4.2887e-07 | 6.2574e-08 | 0 | 6.2574e-08
[79 empty] | WLDFR | non-HFTD - Transmission - 60/70 kV | Red Flag Warning - Large Fires | 2046 | 9.0413e-09 | 6.9209 | 0.84944 | 3.8632 | 2.2083 | 0 | 4.2887e-07 | 6.2574e-08 | 0 | 6.2574e-08
[79 empty] | WLDFR | non-HFTD - Transmission - 60/70 kV | Red Flag Warning - Large Fires | 2047 | 9.0413e-09 | 6.9209 | 0.84944 | 3.8632 | 2.2083 | 0 | 4.2887e-07 | 6.2574e-08 | 0 | 6.2574e-08
[79 empty] | WLDFR | non-HFTD - Transmission - 60/70 kV | Red Flag Warning - Large Fires | 2048 | 9.0413e-09 | 7.3713 | 0.88759 | 4.1075 | 2.3763 | 0 | 4.2887e-07 | 6.6647e-08 | 0 | 6.6647e-08
[79 empty] | WLDFR | non-HFTD - Transmission - 60/70 kV | Red Flag Warning - Large Fires | 2049 | 9.0413e-09 | 7.3713 | 0.88759 | 4.1075 | 2.3763 | 0 | 4.2887e-07 | 6.6647e-08 | 0 | 6.6647e-08
[79 empty] | WLDFR | non-HFTD - Transmission - 60/70 kV | Red Flag Warning - Large Fires | 2050 | 9.0413e-09 | 7.3713 | 0.88759 | 4.1075 | 2.3763 | 0 | 4.2887e-07 | 6.6647e-08 | 0 | 6.6647e-08
[79 empty] | WLDFR | non-HFTD - Transmission - 60/70 kV | Red Flag Warning - Large Fires | 2051 | 9.0413e-09 | 7.3713 | 0.88759 | 4.1075 | 2.3763 | 0 | 4.2887e-07 | 6.6647e-08 | 0 | 6.6647e-08
[79 empty] | WLDFR | non-HFTD - Transmission - 60/70 kV | Red Flag Warning - Large Fires | 2052 | 9.0413e-09 | 7.3713 | 0.88759 | 4.1075 | 2.3763 | 0 | 4.2887e-07 | 6.6647e-08 | 0 | 6.6647e-08
[79 empty] | WLDFR | non-HFTD - Transmission - 60/70 kV | Red Flag Warning - Large Fires | 2053 | 9.0413e-09 | 7.8503 | 0.92702 | 4.3664 | 2.5569 | 0 | 4.2887e-07 | 7.0977e-08 | 0 | 7.0977e-08
[79 empty] | WLDFR | non-HFTD - Transmission - 60/70 kV | Red Flag Warning - Large Fires | 2054 | 9.0413e-09 | 7.8503 | 0.92702 | 4.3664 | 2.5569 | 0 | 4.2887e-07 | 7.0977e-08 | 0 | 7.0977e-08
[79 empty] | WLDFR | non-HFTD - Transmission - 60/70 kV | Red Flag Warning - Large Fires | 2055 | 9.0413e-09 | 7.8503 | 0.92702 | 4.3664 | 2.5569 | 0 | 4.2887e-07 | 7.0977e-08 | 0 | 7.0977e-08
[79 empty] | WLDFR | non-HFTD - Transmission - 60/70 kV | Red Flag Warning - Small Fires | 2026 | 9.3487e-07 | 0.080408 | 0.03759 | 0.0016314 | 0.041187 | 0 | 4.4346e-05 | 7.5172e-08 | 0 | 7.5172e-08
[79 empty] | WLDFR | non-HFTD - Transmission - 60/70 kV | Red Flag Warning - Small Fires | 2027 | 9.3487e-07 | 0.080408 | 0.03759 | 0.0016314 | 0.041187 | 0 | 4.4346e-05 | 7.5172e-08 | 0 | 7.5172e-08
[79 empty] | WLDFR | non-HFTD - Transmission - 60/70 kV | Red Flag Warning - Small Fires | 2028 | 9.3487e-07 | 0.083606 | 0.039055 | 0.001695 | 0.042856 | 0 | 4.4346e-05 | 7.8161e-08 | 0 | 7.8161e-08
[79 empty] | WLDFR | non-HFTD - Transmission - 60/70 kV | Red Flag Warning - Small Fires | 2029 | 9.3487e-07 | 0.083606 | 0.039055 | 0.001695 | 0.042856 | 0 | 4.4346e-05 | 7.8161e-08 | 0 | 7.8161e-08
[79 empty] | WLDFR | non-HFTD - Transmission - 60/70 kV | Red Flag Warning - Small Fires | 2030 | 9.3487e-07 | 0.083606 | 0.039055 | 0.001695 | 0.042856 | 0 | 4.4346e-05 | 7.8161e-08 | 0 | 7.8161e-08
[79 empty] | WLDFR | non-HFTD - Transmission - 60/70 kV | Red Flag Warning - Small Fires | 2031 | 9.3487e-07 | 0.083606 | 0.039055 | 0.001695 | 0.042856 | 0 | 4.4346e-05 | 7.8161e-08 | 0 | 7.8161e-08
[79 empty] | WLDFR | non-HFTD - Transmission - 60/70 kV | Red Flag Warning - Small Fires | 2032 | 9.3487e-07 | 0.083606 | 0.039055 | 0.001695 | 0.042856 | 0 | 4.4346e-05 | 7.8161e-08 | 0 | 7.8161e-08
[79 empty] | WLDFR | non-HFTD - Transmission - 60/70 kV | Red Flag Warning - Small Fires | 2033 | 9.3487e-07 | 0.087211 | 0.040679 | 0.0017655 | 0.044766 | 0 | 4.4346e-05 | 8.1531e-08 | 0 | 8.1531e-08
[79 empty] | WLDFR | non-HFTD - Transmission - 60/70 kV | Red Flag Warning - Small Fires | 2034 | 9.3487e-07 | 0.087211 | 0.040679 | 0.0017655 | 0.044766 | 0 | 4.4346e-05 | 8.1531e-08 | 0 | 8.1531e-08
[79 empty] | WLDFR | non-HFTD - Transmission - 60/70 kV | Red Flag Warning - Small Fires | 2035 | 9.3487e-07 | 0.087211 | 0.040679 | 0.0017655 | 0.044766 | 0 | 4.4346e-05 | 8.1531e-08 | 0 | 8.1531e-08
[79 empty] | WLDFR | non-HFTD - Transmission - 60/70 kV | Red Flag Warning - Small Fires | 2036 | 9.3487e-07 | 0.087211 | 0.040679 | 0.0017655 | 0.044766 | 0 | 4.4346e-05 | 8.1531e-08 | 0 | 8.1531e-08
[79 empty] | WLDFR | non-HFTD - Transmission - 60/70 kV | Red Flag Warning - Small Fires | 2037 | 9.3487e-07 | 0.087211 | 0.040679 | 0.0017655 | 0.044766 | 0 | 4.4346e-05 | 8.1531e-08 | 0 | 8.1531e-08
[79 empty] | WLDFR | non-HFTD - Transmission - 60/70 kV | Red Flag Warning - Small Fires | 2038 | 9.3487e-07 | 0.091184 | 0.042438 | 0.0018418 | 0.046905 | 0 | 4.4346e-05 | 8.5246e-08 | 0 | 8.5246e-08
[79 empty] | WLDFR | non-HFTD - Transmission - 60/70 kV | Red Flag Warning - Small Fires | 2039 | 9.3487e-07 | 0.091184 | 0.042438 | 0.0018418 | 0.046905 | 0 | 4.4346e-05 | 8.5246e-08 | 0 | 8.5246e-08
[79 empty] | WLDFR | non-HFTD - Transmission - 60/70 kV | Red Flag Warning - Small Fires | 2040 | 9.3487e-07 | 0.091184 | 0.042438 | 0.0018418 | 0.046905 | 0 | 4.4346e-05 | 8.5246e-08 | 0 | 8.5246e-08
[79 empty] | WLDFR | non-HFTD - Transmission - 60/70 kV | Red Flag Warning - Small Fires | 2041 | 9.3487e-07 | 0.091184 | 0.042438 | 0.0018418 | 0.046905 | 0 | 4.4346e-05 | 8.5246e-08 | 0 | 8.5246e-08
[79 empty] | WLDFR | non-HFTD - Transmission - 60/70 kV | Red Flag Warning - Small Fires | 2042 | 9.3487e-07 | 0.091184 | 0.042438 | 0.0018418 | 0.046905 | 0 | 4.4346e-05 | 8.5246e-08 | 0 | 8.5246e-08
[79 empty] | WLDFR | non-HFTD - Transmission - 60/70 kV | Red Flag Warning - Small Fires | 2043 | 9.3487e-07 | 0.095486 | 0.044306 | 0.0019228 | 0.049257 | 0 | 4.4346e-05 | 8.9267e-08 | 0 | 8.9267e-08
[79 empty] | WLDFR | non-HFTD - Transmission - 60/70 kV | Red Flag Warning - Small Fires | 2044 | 9.3487e-07 | 0.095486 | 0.044306 | 0.0019228 | 0.049257 | 0 | 4.4346e-05 | 8.9267e-08 | 0 | 8.9267e-08
[79 empty] | WLDFR | non-HFTD - Transmission - 60/70 kV | Red Flag Warning - Small Fires | 2045 | 9.3487e-07 | 0.095486 | 0.044306 | 0.0019228 | 0.049257 | 0 | 4.4346e-05 | 8.9267e-08 | 0 | 8.9267e-08
[79 empty] | WLDFR | non-HFTD - Transmission - 60/70 kV | Red Flag Warning - Small Fires | 2046 | 9.3487e-07 | 0.095486 | 0.044306 | 0.0019228 | 0.049257 | 0 | 4.4346e-05 | 8.9267e-08 | 0 | 8.9267e-08
[79 empty] | WLDFR | non-HFTD - Transmission - 60/70 kV | Red Flag Warning - Small Fires | 2047 | 9.3487e-07 | 0.095486 | 0.044306 | 0.0019228 | 0.049257 | 0 | 4.4346e-05 | 8.9267e-08 | 0 | 8.9267e-08
[79 empty] | WLDFR | non-HFTD - Transmission - 60/70 kV | Red Flag Warning - Small Fires | 2048 | 9.3487e-07 | 0.10007 | 0.04626 | 0.0020076 | 0.051804 | 0 | 4.4346e-05 | 9.3554e-08 | 0 | 9.3554e-08
[79 empty] | WLDFR | non-HFTD - Transmission - 60/70 kV | Red Flag Warning - Small Fires | 2049 | 9.3487e-07 | 0.10007 | 0.04626 | 0.0020076 | 0.051804 | 0 | 4.4346e-05 | 9.3554e-08 | 0 | 9.3554e-08
[79 empty] | WLDFR | non-HFTD - Transmission - 60/70 kV | Red Flag Warning - Small Fires | 2050 | 9.3487e-07 | 0.10007 | 0.04626 | 0.0020076 | 0.051804 | 0 | 4.4346e-05 | 9.3554e-08 | 0 | 9.3554e-08
[79 empty] | WLDFR | non-HFTD - Transmission - 60/70 kV | Red Flag Warning - Small Fires | 2051 | 9.3487e-07 | 0.10007 | 0.04626 | 0.0020076 | 0.051804 | 0 | 4.4346e-05 | 9.3554e-08 | 0 | 9.3554e-08
[79 empty] | WLDFR | non-HFTD - Transmission - 60/70 kV | Red Flag Warning - Small Fires | 2052 | 9.3487e-07 | 0.10007 | 0.04626 | 0.0020076 | 0.051804 | 0 | 4.4346e-05 | 9.3554e-08 | 0 | 9.3554e-08
[79 empty] | WLDFR | non-HFTD - Transmission - 60/70 kV | Red Flag Warning - Small Fires | 2053 | 9.3487e-07 | 0.10489 | 0.048274 | 0.002095 | 0.054525 | 0 | 4.4346e-05 | 9.8063e-08 | 0 | 9.8063e-08
[79 empty] | WLDFR | non-HFTD - Transmission - 60/70 kV | Red Flag Warning - Small Fires | 2054 | 9.3487e-07 | 0.10489 | 0.048274 | 0.002095 | 0.054525 | 0 | 4.4346e-05 | 9.8063e-08 | 0 | 9.8063e-08
[79 empty] | WLDFR | non-HFTD - Transmission - 60/70 kV | Red Flag Warning - Small Fires | 2055 | 9.3487e-07 | 0.10489 | 0.048274 | 0.002095 | 0.054525 | 0 | 4.4346e-05 | 9.8063e-08 | 0 | 9.8063e-08
RUN

## RSE Results
Results for different programs and scenarios
Batch Run Complete 03/08 10:52 with v2.5 and risk data file EO_WLDFR_20220209_SplitByTier_192656_194748_Baseline_rselite_(add 2020).xlsx. WARNING - Batch output table does not exist in RSE Results tab. Writing detailed run table to TableRSE in RSE Lite tab WARNING - Batch output table does not exist in RSE Results tab. Writing detailed run table to TableProgramRR in RSE Lite tab
Program | 2020 Program Risk Reduction NPV | 2021 Program Risk Reduction NPV | 2022 Program Risk Reduction NPV | 2023 Program Risk Reduction NPV | 2024 Program Risk Reduction NPV | 2025 Program Risk Reduction NPV | 2026 Program Risk Reduction NPV | 2020-2022 Program Risk Reduction NPV | 2020 Program RSE | 2021 Program RSE | 2022 Program RSE | 2023 Program RSE | 2024 Program RSE | 2025 Program RSE | 2026 Program RSE | 2020-2022 Program RSE | 2020-2022 Capital Cost NPV with PVRR ($M) | 2020-2022 Expense Cost NPV ($M) | 2020-2022 Total Cost NPV ($M) | 2020-2022 Program Freq Reduction NPV
3.15 Proactive Wires Down - REFCL | [6 empty] | 6981.4295 | 0 | [6 empty] | 39.8657 | 0 | 0 | 0 | 0 | 0
Start Batch Run

## REF_FREQ
Agg_Tranche | Tranche | Outcome | Driver | Subdriver | Frequency
HFTD - Distribution | HFTD - Distribution - 1QU CoRE ¦ 1QU LoRE | Seismic - Non-Red Flag Warning - Catastrophic Fires | cc - seismic scenario | seismic scenario | 1.5049e-07 | non-HFTD - Distribution | 55300
HFTD - Distribution | HFTD - Distribution - 1QU CoRE ¦ 1QU LoRE | Non-Red Flag Warning - Catastrophic Fires | contact from object | animal contact | 0.001553 | non-HFTD - Transmission | 12600
HFTD - Distribution | HFTD - Distribution - 1QU CoRE ¦ 1QU LoRE | Non-Red Flag Warning - Catastrophic Fires | contact from object | balloon contact | 7.1913e-05 | non-HFTD - Substation | 1
HFTD - Distribution | HFTD - Distribution - 1QU CoRE ¦ 1QU LoRE | Non-Red Flag Warning - Catastrophic Fires | contact from object | other contact from object | 0.0011497 | HFTD - Distribution - Hardened | 171.2
HFTD - Distribution | HFTD - Distribution - 1QU CoRE ¦ 1QU LoRE | Non-Red Flag Warning - Catastrophic Fires | contact from object | vehicle contact | 0.00767 | HFTD - Distribution - To Be Hardened | 6928.8
HFTD - Distribution | HFTD - Distribution - 1QU CoRE ¦ 1QU LoRE | Non-Red Flag Warning - Catastrophic Fires | contamination | contamination | 0.00025312 | HFTD - Distribution - Remainder | 18310
HFTD - Distribution | HFTD - Distribution - 1QU CoRE ¦ 1QU LoRE | Non-Red Flag Warning - Catastrophic Fires | equipment / facility failure | anchor / guy damage or failure | 9.1391e-06 | HFTD - Transmission | 5525
HFTD - Distribution | HFTD - Distribution - 1QU CoRE ¦ 1QU LoRE | Non-Red Flag Warning - Catastrophic Fires | equipment / facility failure | capacitor bank damage or failure | 0 | HFTD - Substation | 1
HFTD - Distribution | HFTD - Distribution - 1QU CoRE ¦ 1QU LoRE | Non-Red Flag Warning - Catastrophic Fires | equipment / facility failure | conductor damage or failure | 5.0616e-05
HFTD - Distribution | HFTD - Distribution - 1QU CoRE ¦ 1QU LoRE | Non-Red Flag Warning - Catastrophic Fires | equipment / facility failure | connection device damage or failure | 1.8032e-05
HFTD - Distribution | HFTD - Distribution - 1QU CoRE ¦ 1QU LoRE | Non-Red Flag Warning - Catastrophic Fires | equipment / facility failure | crossarm damage or failure | 3.2899e-05 | Total Distribution Line Miles | 80710 | 25410
HFTD - Distribution | HFTD - Distribution - 1QU CoRE ¦ 1QU LoRE | Non-Red Flag Warning - Catastrophic Fires | equipment / facility failure | fuse damage or failure | 3.0549e-05 | non-HFTD - Distribution | 68.52%
HFTD - Distribution | HFTD - Distribution - 1QU CoRE ¦ 1QU LoRE | Non-Red Flag Warning - Catastrophic Fires | equipment / facility failure | insulator and brushing damage or failure | 6.4111e-06 | HFTD - Distribution - Hardened | 0.2121% | 0.6738%
HFTD - Distribution | HFTD - Distribution - 1QU CoRE ¦ 1QU LoRE | Non-Red Flag Warning - Catastrophic Fires | equipment / facility failure | lightning arrestor damage or failure | 1.645e-07 | HFTD - Distribution - To Be Hardened | 8.585% | 27.27%
HFTD - Distribution | HFTD - Distribution - 1QU CoRE ¦ 1QU LoRE | Non-Red Flag Warning - Catastrophic Fires | equipment / facility failure | other equipment / facility failure | 0.00011076 | HFTD - Distribution - Remainder | 22.69% | 72.06%
HFTD - Distribution | HFTD - Distribution - 1QU CoRE ¦ 1QU LoRE | Non-Red Flag Warning - Catastrophic Fires | equipment / facility failure | pole damage or failure | 3.6438e-05
HFTD - Distribution | HFTD - Distribution - 1QU CoRE ¦ 1QU LoRE | Non-Red Flag Warning - Catastrophic Fires | equipment / facility failure | recloser damage or failure | 0
HFTD - Distribution | HFTD - Distribution - 1QU CoRE ¦ 1QU LoRE | Non-Red Flag Warning - Catastrophic Fires | equipment / facility failure | sectionalizer damage or failure | 0 | Table 1: Ignition to Outage Rate
HFTD - Distribution | HFTD - Distribution - 1QU CoRE ¦ 1QU LoRE | Non-Red Flag Warning - Catastrophic Fires | equipment / facility failure | switch damage or failure | 0 |  | HFTD | Non-HFTD | All Tranches
HFTD - Distribution | HFTD - Distribution - 1QU CoRE ¦ 1QU LoRE | Non-Red Flag Warning - Catastrophic Fires | equipment / facility failure | transformer damage or failure | 4.4818e-05 | Capacitor/Booster/Regulator | 9.848% | 3.39% | 5.707%
HFTD - Distribution | HFTD - Distribution - 1QU CoRE ¦ 1QU LoRE | Non-Red Flag Warning - Catastrophic Fires | equipment / facility failure | voltage regulator / booster damage or failure | 2.8083e-06 | Conductor | 3.883% | 3.182% | 3.518%
HFTD - Distribution | HFTD - Distribution - 1QU CoRE ¦ 1QU LoRE | Non-Red Flag Warning - Catastrophic Fires | other | all other | 0.0015727 | Connector/Splice/Jumper/Kearney | 2.294% | 1.752% | 1.971%
HFTD - Distribution | HFTD - Distribution - 1QU CoRE ¦ 1QU LoRE | Non-Red Flag Warning - Catastrophic Fires | unknown | unknown | 0.00092441 | Cross-arm | 0.8855% | 0.5914% | 0.7252%
HFTD - Distribution | HFTD - Distribution - 1QU CoRE ¦ 1QU LoRE | Non-Red Flag Warning - Catastrophic Fires | utility work / operation | utility work / operation | 0.00011639 | Cutout/Fuse | 0.7477% | 0.436% | 0.5814%
HFTD - Distribution | HFTD - Distribution - 1QU CoRE ¦ 1QU LoRE | Non-Red Flag Warning - Catastrophic Fires | vandalism / theft | vandalism / theft | 0.00014766 | Insulator/Woodpin | 1.072% | 1.741% | 1.342%
HFTD - Distribution | HFTD - Distribution - 1QU CoRE ¦ 1QU LoRE | Non-Red Flag Warning - Catastrophic Fires | vegetation contact | branch (not overhanging, 4-12ft) | 2.9773e-06 | Other | 0.1493% | 0.4608% | 0.3251%
HFTD - Distribution | HFTD - Distribution - 1QU CoRE ¦ 1QU LoRE | Non-Red Flag Warning - Catastrophic Fires | vegetation contact | branch (not overhanging, > 12ft) | 7.4174e-06 | Pole | 1.526% | 1.99% | 1.764%
HFTD - Distribution | HFTD - Distribution - 1QU CoRE ¦ 1QU LoRE | Non-Red Flag Warning - Catastrophic Fires | vegetation contact | branch (not overhanging, distance unknown) | 2.532e-05 | Recloser/Sectionalizer | 4.598% | 0.6061% | 1.984%
HFTD - Distribution | HFTD - Distribution - 1QU CoRE ¦ 1QU LoRE | Non-Red Flag Warning - Catastrophic Fires | vegetation contact | branch (not overhanging, within 4ft) | 1.2167e-06 | Secondary/Service | 1.585% | 1.344% | 1.436%
HFTD - Distribution | HFTD - Distribution - 1QU CoRE ¦ 1QU LoRE | Non-Red Flag Warning - Catastrophic Fires | vegetation contact | branch (overhanging) | 5.4143e-05 | Support Structure | 2.299% | 1.626% | 1.905%
HFTD - Distribution | HFTD - Distribution - 1QU CoRE ¦ 1QU LoRE | Non-Red Flag Warning - Catastrophic Fires | vegetation contact | dead | 2.6939e-05 | Surge Arrestor | 0.3876% | 2.446% | 1.597%
HFTD - Distribution | HFTD - Distribution - 1QU CoRE ¦ 1QU LoRE | Non-Red Flag Warning - Catastrophic Fires | vegetation contact | fell into (moderate-severe defect) | 3.0812e-05 | Switch | 0.9615% | 1.951% | 1.618%
HFTD - Distribution | HFTD - Distribution - 1QU CoRE ¦ 1QU LoRE | Non-Red Flag Warning - Catastrophic Fires | vegetation contact | fell into (no defect) | 0.00018149 | Transformer | 0.2333% | 0.4033% | 0.3168%
HFTD - Distribution | HFTD - Distribution - 1QU CoRE ¦ 1QU LoRE | Non-Red Flag Warning - Catastrophic Fires | vegetation contact | fell into (slight defect) | 3.809e-05 | Animal contact | 1% | 0.6% | 0.8%
HFTD - Distribution | HFTD - Distribution - 1QU CoRE ¦ 1QU LoRE | Non-Red Flag Warning - Catastrophic Fires | vegetation contact | grow into | 3.2969e-06 | Bird Contact | 2.4% | 2.1% | 2.2%
HFTD - Distribution | HFTD - Distribution - 1QU CoRE ¦ 1QU LoRE | Non-Red Flag Warning - Catastrophic Fires | vegetation contact | other/unknown | 0.00015634
HFTD - Distribution | HFTD - Distribution - 1QU CoRE ¦ 1QU LoRE | Non-Red Flag Warning - Catastrophic Fires | wire-to-wire contact | wire-to-wire contact / contamination | 0.0016779
HFTD - Distribution | HFTD - Distribution - 1QU CoRE ¦ 1QU LoRE | Non-Red Flag Warning - Destructive Fires | contact from object | animal contact | 0.0010507
HFTD - Distribution | HFTD - Distribution - 1QU CoRE ¦ 1QU LoRE | Non-Red Flag Warning - Destructive Fires | contact from object | balloon contact | 4.2261e-05
HFTD - Distribution | HFTD - Distribution - 1QU CoRE ¦ 1QU LoRE | Non-Red Flag Warning - Destructive Fires | contact from object | other contact from object | 0.00090013
HFTD - Distribution | HFTD - Distribution - 1QU CoRE ¦ 1QU LoRE | Non-Red Flag Warning - Destructive Fires | contact from object | vehicle contact | 0.0044157
HFTD - Distribution | HFTD - Distribution - 1QU CoRE ¦ 1QU LoRE | Non-Red Flag Warning - Destructive Fires | contamination | contamination | 0.00015218
HFTD - Distribution | HFTD - Distribution - 1QU CoRE ¦ 1QU LoRE | Non-Red Flag Warning - Destructive Fires | equipment / facility failure | anchor / guy damage or failure | 2.9285e-05
HFTD - Distribution | HFTD - Distribution - 1QU CoRE ¦ 1QU LoRE | Non-Red Flag Warning - Destructive Fires | equipment / facility failure | capacitor bank damage or failure | 0
HFTD - Distribution | HFTD - Distribution - 1QU CoRE ¦ 1QU LoRE | Non-Red Flag Warning - Destructive Fires | equipment / facility failure | conductor damage or failure | 0.0002342
HFTD - Distribution | HFTD - Distribution - 1QU CoRE ¦ 1QU LoRE | Non-Red Flag Warning - Destructive Fires | equipment / facility failure | connection device damage or failure | 9.8538e-05
HFTD - Distribution | HFTD - Distribution - 1QU CoRE ¦ 1QU LoRE | Non-Red Flag Warning - Destructive Fires | equipment / facility failure | crossarm damage or failure | 0.00011708
HFTD - Distribution | HFTD - Distribution - 1QU CoRE ¦ 1QU LoRE | Non-Red Flag Warning - Destructive Fires | equipment / facility failure | fuse damage or failure | 0.00012909
HFTD - Distribution | HFTD - Distribution - 1QU CoRE ¦ 1QU LoRE | Non-Red Flag Warning - Destructive Fires | equipment / facility failure | insulator and brushing damage or failure | 2.0606e-05
HFTD - Distribution | HFTD - Distribution - 1QU CoRE ¦ 1QU LoRE | Non-Red Flag Warning - Destructive Fires | equipment / facility failure | lightning arrestor damage or failure | 5.2716e-07
HFTD - Distribution | HFTD - Distribution - 1QU CoRE ¦ 1QU LoRE | Non-Red Flag Warning - Destructive Fires | equipment / facility failure | other equipment / facility failure | 0.00039302
HFTD - Distribution | HFTD - Distribution - 1QU CoRE ¦ 1QU LoRE | Non-Red Flag Warning - Destructive Fires | equipment / facility failure | pole damage or failure | 0.00012513
HFTD - Distribution | HFTD - Distribution - 1QU CoRE ¦ 1QU LoRE | Non-Red Flag Warning - Destructive Fires | equipment / facility failure | recloser damage or failure | 0
HFTD - Distribution | HFTD - Distribution - 1QU CoRE ¦ 1QU LoRE | Non-Red Flag Warning - Destructive Fires | equipment / facility failure | sectionalizer damage or failure | 0
HFTD - Distribution | HFTD - Distribution - 1QU CoRE ¦ 1QU LoRE | Non-Red Flag Warning - Destructive Fires | equipment / facility failure | switch damage or failure | 0
HFTD - Distribution | HFTD - Distribution - 1QU CoRE ¦ 1QU LoRE | Non-Red Flag Warning - Destructive Fires | equipment / facility failure | transformer damage or failure | 0.00015733
HFTD - Distribution | HFTD - Distribution - 1QU CoRE ¦ 1QU LoRE | Non-Red Flag Warning - Destructive Fires | equipment / facility failure | voltage regulator / booster damage or failure | 9.3125e-06
HFTD - Distribution | HFTD - Distribution - 1QU CoRE ¦ 1QU LoRE | Non-Red Flag Warning - Destructive Fires | other | all other | 0.0011556
HFTD - Distribution | HFTD - Distribution - 1QU CoRE ¦ 1QU LoRE | Non-Red Flag Warning - Destructive Fires | unknown | unknown | 0.00080865
HFTD - Distribution | HFTD - Distribution - 1QU CoRE ¦ 1QU LoRE | Non-Red Flag Warning - Destructive Fires | utility work / operation | utility work / operation | 9.8079e-05
HFTD - Distribution | HFTD - Distribution - 1QU CoRE ¦ 1QU LoRE | Non-Red Flag Warning - Destructive Fires | vandalism / theft | vandalism / theft | 9.6098e-05
HFTD - Distribution | HFTD - Distribution - 1QU CoRE ¦ 1QU LoRE | Non-Red Flag Warning - Destructive Fires | vegetation contact | branch (not overhanging, 4-12ft) | 7.1368e-06
HFTD - Distribution | HFTD - Distribution - 1QU CoRE ¦ 1QU LoRE | Non-Red Flag Warning - Destructive Fires | vegetation contact | branch (not overhanging, > 12ft) | 1.7756e-05
HFTD - Distribution | HFTD - Distribution - 1QU CoRE ¦ 1QU LoRE | Non-Red Flag Warning - Destructive Fires | vegetation contact | branch (not overhanging, distance unknown) | 6.0612e-05
HFTD - Distribution | HFTD - Distribution - 1QU CoRE ¦ 1QU LoRE | Non-Red Flag Warning - Destructive Fires | vegetation contact | branch (not overhanging, within 4ft) | 2.9205e-06
HFTD - Distribution | HFTD - Distribution - 1QU CoRE ¦ 1QU LoRE | Non-Red Flag Warning - Destructive Fires | vegetation contact | branch (overhanging) | 0.00012996
HFTD - Distribution | HFTD - Distribution - 1QU CoRE ¦ 1QU LoRE | Non-Red Flag Warning - Destructive Fires | vegetation contact | dead | 6.4486e-05
HFTD - Distribution | HFTD - Distribution - 1QU CoRE ¦ 1QU LoRE | Non-Red Flag Warning - Destructive Fires | vegetation contact | fell into (moderate-severe defect) | 7.3757e-05
HFTD - Distribution | HFTD - Distribution - 1QU CoRE ¦ 1QU LoRE | Non-Red Flag Warning - Destructive Fires | vegetation contact | fell into (no defect) | 0.00043445
HFTD - Distribution | HFTD - Distribution - 1QU CoRE ¦ 1QU LoRE | Non-Red Flag Warning - Destructive Fires | vegetation contact | fell into (slight defect) | 9.1181e-05
HFTD - Distribution | HFTD - Distribution - 1QU CoRE ¦ 1QU LoRE | Non-Red Flag Warning - Destructive Fires | vegetation contact | grow into | 7.8923e-06
HFTD - Distribution | HFTD - Distribution - 1QU CoRE ¦ 1QU LoRE | Non-Red Flag Warning - Destructive Fires | vegetation contact | other/unknown | 0.00037424
HFTD - Distribution | HFTD - Distribution - 1QU CoRE ¦ 1QU LoRE | Non-Red Flag Warning - Destructive Fires | wire-to-wire contact | wire-to-wire contact / contamination | 0.001502
HFTD - Distribution | HFTD - Distribution - 1QU CoRE ¦ 1QU LoRE | Non-Red Flag Warning - Large Fires | contact from object | animal contact | 0.0061884
HFTD - Distribution | HFTD - Distribution - 1QU CoRE ¦ 1QU LoRE | Non-Red Flag Warning - Large Fires | contact from object | balloon contact | 0.00019828
HFTD - Distribution | HFTD - Distribution - 1QU CoRE ¦ 1QU LoRE | Non-Red Flag Warning - Large Fires | contact from object | other contact from object | 0.004632
HFTD - Distribution | HFTD - Distribution - 1QU CoRE ¦ 1QU LoRE | Non-Red Flag Warning - Large Fires | contact from object | vehicle contact | 0.018075
HFTD - Distribution | HFTD - Distribution - 1QU CoRE ¦ 1QU LoRE | Non-Red Flag Warning - Large Fires | contamination | contamination | 0.00073193
HFTD - Distribution | HFTD - Distribution - 1QU CoRE ¦ 1QU LoRE | Non-Red Flag Warning - Large Fires | equipment / facility failure | anchor / guy damage or failure | 0.00017344
HFTD - Distribution | HFTD - Distribution - 1QU CoRE ¦ 1QU LoRE | Non-Red Flag Warning - Large Fires | equipment / facility failure | capacitor bank damage or failure | 0
HFTD - Distribution | HFTD - Distribution - 1QU CoRE ¦ 1QU LoRE | Non-Red Flag Warning - Large Fires | equipment / facility failure | conductor damage or failure | 0.001544
HFTD - Distribution | HFTD - Distribution - 1QU CoRE ¦ 1QU LoRE | Non-Red Flag Warning - Large Fires | equipment / facility failure | connection device damage or failure | 0.00041234
HFTD - Distribution | HFTD - Distribution - 1QU CoRE ¦ 1QU LoRE | Non-Red Flag Warning - Large Fires | equipment / facility failure | crossarm damage or failure | 0.00067865
HFTD - Distribution | HFTD - Distribution - 1QU CoRE ¦ 1QU LoRE | Non-Red Flag Warning - Large Fires | equipment / facility failure | fuse damage or failure | 0.00095561
HFTD - Distribution | HFTD - Distribution - 1QU CoRE ¦ 1QU LoRE | Non-Red Flag Warning - Large Fires | equipment / facility failure | insulator and brushing damage or failure | 0.00017033
HFTD - Distribution | HFTD - Distribution - 1QU CoRE ¦ 1QU LoRE | Non-Red Flag Warning - Large Fires | equipment / facility failure | lightning arrestor damage or failure | 3.2715e-06
HFTD - Distribution | HFTD - Distribution - 1QU CoRE ¦ 1QU LoRE | Non-Red Flag Warning - Large Fires | equipment / facility failure | other equipment / facility failure | 0.0032697
HFTD - Distribution | HFTD - Distribution - 1QU CoRE ¦ 1QU LoRE | Non-Red Flag Warning - Large Fires | equipment / facility failure | pole damage or failure | 0.00091221
HFTD - Distribution | HFTD - Distribution - 1QU CoRE ¦ 1QU LoRE | Non-Red Flag Warning - Large Fires | equipment / facility failure | recloser damage or failure | 0
HFTD - Distribution | HFTD - Distribution - 1QU CoRE ¦ 1QU LoRE | Non-Red Flag Warning - Large Fires | equipment / facility failure | sectionalizer damage or failure | 0
HFTD - Distribution | HFTD - Distribution - 1QU CoRE ¦ 1QU LoRE | Non-Red Flag Warning - Large Fires | equipment / facility failure | switch damage or failure | 0
HFTD - Distribution | HFTD - Distribution - 1QU CoRE ¦ 1QU LoRE | Non-Red Flag Warning - Large Fires | equipment / facility failure | transformer damage or failure | 0.00078856
HFTD - Distribution | HFTD - Distribution - 1QU CoRE ¦ 1QU LoRE | Non-Red Flag Warning - Large Fires | equipment / facility failure | voltage regulator / booster damage or failure | 8.9451e-05
HFTD - Distribution | HFTD - Distribution - 1QU CoRE ¦ 1QU LoRE | Non-Red Flag Warning - Large Fires | other | all other | 0.0041063
HFTD - Distribution | HFTD - Distribution - 1QU CoRE ¦ 1QU LoRE | Non-Red Flag Warning - Large Fires | unknown | unknown | 0.0025726
HFTD - Distribution | HFTD - Distribution - 1QU CoRE ¦ 1QU LoRE | Non-Red Flag Warning - Large Fires | utility work / operation | utility work / operation | 0.00037689
HFTD - Distribution | HFTD - Distribution - 1QU CoRE ¦ 1QU LoRE | Non-Red Flag Warning - Large Fires | vandalism / theft | vandalism / theft | 0.00065427
HFTD - Distribution | HFTD - Distribution - 1QU CoRE ¦ 1QU LoRE | Non-Red Flag Warning - Large Fires | vegetation contact | branch (not overhanging, 4-12ft) | 4.6429e-05
HFTD - Distribution | HFTD - Distribution - 1QU CoRE ¦ 1QU LoRE | Non-Red Flag Warning - Large Fires | vegetation contact | branch (not overhanging, > 12ft) | 0.00011778
HFTD - Distribution | HFTD - Distribution - 1QU CoRE ¦ 1QU LoRE | Non-Red Flag Warning - Large Fires | vegetation contact | branch (not overhanging, distance unknown) | 0.00040205
HFTD - Distribution | HFTD - Distribution - 1QU CoRE ¦ 1QU LoRE | Non-Red Flag Warning - Large Fires | vegetation contact | branch (not overhanging, within 4ft) | 1.8621e-05
HFTD - Distribution | HFTD - Distribution - 1QU CoRE ¦ 1QU LoRE | Non-Red Flag Warning - Large Fires | vegetation contact | branch (overhanging) | 0.00082865
HFTD - Distribution | HFTD - Distribution - 1QU CoRE ¦ 1QU LoRE | Non-Red Flag Warning - Large Fires | vegetation contact | dead | 0.00042775
HFTD - Distribution | HFTD - Distribution - 1QU CoRE ¦ 1QU LoRE | Non-Red Flag Warning - Large Fires | vegetation contact | fell into (moderate-severe defect) | 0.00048925
HFTD - Distribution | HFTD - Distribution - 1QU CoRE ¦ 1QU LoRE | Non-Red Flag Warning - Large Fires | vegetation contact | fell into (no defect) | 0.0028818
HFTD - Distribution | HFTD - Distribution - 1QU CoRE ¦ 1QU LoRE | Non-Red Flag Warning - Large Fires | vegetation contact | fell into (slight defect) | 0.00060482
HFTD - Distribution | HFTD - Distribution - 1QU CoRE ¦ 1QU LoRE | Non-Red Flag Warning - Large Fires | vegetation contact | grow into | 5.2351e-05
HFTD - Distribution | HFTD - Distribution - 1QU CoRE ¦ 1QU LoRE | Non-Red Flag Warning - Large Fires | vegetation contact | other/unknown | 0.0024824
HFTD - Distribution | HFTD - Distribution - 1QU CoRE ¦ 1QU LoRE | Non-Red Flag Warning - Large Fires | wire-to-wire contact | wire-to-wire contact / contamination | 0.0043752
HFTD - Distribution | HFTD - Distribution - 1QU CoRE ¦ 1QU LoRE | Non-Red Flag Warning - Small Fires | contact from object | animal contact | 0.25631
HFTD - Distribution | HFTD - Distribution - 1QU CoRE ¦ 1QU LoRE | Non-Red Flag Warning - Small Fires | contact from object | balloon contact | 0.014032
HFTD - Distribution | HFTD - Distribution - 1QU CoRE ¦ 1QU LoRE | Non-Red Flag Warning - Small Fires | contact from object | other contact from object | 0.17546
HFTD - Distribution | HFTD - Distribution - 1QU CoRE ¦ 1QU LoRE | Non-Red Flag Warning - Small Fires | contact from object | vehicle contact | 0.7635
HFTD - Distribution | HFTD - Distribution - 1QU CoRE ¦ 1QU LoRE | Non-Red Flag Warning - Small Fires | contamination | contamination | 0.032895
HFTD - Distribution | HFTD - Distribution - 1QU CoRE ¦ 1QU LoRE | Non-Red Flag Warning - Small Fires | equipment / facility failure | anchor / guy damage or failure | 0.041433
HFTD - Distribution | HFTD - Distribution - 1QU CoRE ¦ 1QU LoRE | Non-Red Flag Warning - Small Fires | equipment / facility failure | capacitor bank damage or failure | 0
HFTD - Distribution | HFTD - Distribution - 1QU CoRE ¦ 1QU LoRE | Non-Red Flag Warning - Small Fires | equipment / facility failure | conductor damage or failure | 0.23678
HFTD - Distribution | HFTD - Distribution - 1QU CoRE ¦ 1QU LoRE | Non-Red Flag Warning - Small Fires | equipment / facility failure | connection device damage or failure | 0.10368
HFTD - Distribution | HFTD - Distribution - 1QU CoRE ¦ 1QU LoRE | Non-Red Flag Warning - Small Fires | equipment / facility failure | crossarm damage or failure | 0.11671
HFTD - Distribution | HFTD - Distribution - 1QU CoRE ¦ 1QU LoRE | Non-Red Flag Warning - Small Fires | equipment / facility failure | fuse damage or failure | 0.089407
HFTD - Distribution | HFTD - Distribution - 1QU CoRE ¦ 1QU LoRE | Non-Red Flag Warning - Small Fires | equipment / facility failure | insulator and brushing damage or failure | 0.026831
HFTD - Distribution | HFTD - Distribution - 1QU CoRE ¦ 1QU LoRE | Non-Red Flag Warning - Small Fires | equipment / facility failure | lightning arrestor damage or failure | 0.00073628
HFTD - Distribution | HFTD - Distribution - 1QU CoRE ¦ 1QU LoRE | Non-Red Flag Warning - Small Fires | equipment / facility failure | other equipment / facility failure | 0.43831
HFTD - Distribution | HFTD - Distribution - 1QU CoRE ¦ 1QU LoRE | Non-Red Flag Warning - Small Fires | equipment / facility failure | pole damage or failure | 0.13594
HFTD - Distribution | HFTD - Distribution - 1QU CoRE ¦ 1QU LoRE | Non-Red Flag Warning - Small Fires | equipment / facility failure | recloser damage or failure | 0
HFTD - Distribution | HFTD - Distribution - 1QU CoRE ¦ 1QU LoRE | Non-Red Flag Warning - Small Fires | equipment / facility failure | sectionalizer damage or failure | 0
HFTD - Distribution | HFTD - Distribution - 1QU CoRE ¦ 1QU LoRE | Non-Red Flag Warning - Small Fires | equipment / facility failure | switch damage or failure | 0
HFTD - Distribution | HFTD - Distribution - 1QU CoRE ¦ 1QU LoRE | Non-Red Flag Warning - Small Fires | equipment / facility failure | transformer damage or failure | 0.11422
HFTD - Distribution | HFTD - Distribution - 1QU CoRE ¦ 1QU LoRE | Non-Red Flag Warning - Small Fires | equipment / facility failure | voltage regulator / booster damage or failure | 0.0060241
HFTD - Distribution | HFTD - Distribution - 1QU CoRE ¦ 1QU LoRE | Non-Red Flag Warning - Small Fires | other | all other | 0.18783
HFTD - Distribution | HFTD - Distribution - 1QU CoRE ¦ 1QU LoRE | Non-Red Flag Warning - Small Fires | unknown | unknown | 0.15452
HFTD - Distribution | HFTD - Distribution - 1QU CoRE ¦ 1QU LoRE | Non-Red Flag Warning - Small Fires | utility work / operation | utility work / operation | 0.019772
HFTD - Distribution | HFTD - Distribution - 1QU CoRE ¦ 1QU LoRE | Non-Red Flag Warning - Small Fires | vandalism / theft | vandalism / theft | 0.021571
HFTD - Distribution | HFTD - Distribution - 1QU CoRE ¦ 1QU LoRE | Non-Red Flag Warning - Small Fires | vegetation contact | branch (not overhanging, 4-12ft) | 0.0037062
HFTD - Distribution | HFTD - Distribution - 1QU CoRE ¦ 1QU LoRE | Non-Red Flag Warning - Small Fires | vegetation contact | branch (not overhanging, > 12ft) | 0.0090865
HFTD - Distribution | HFTD - Distribution - 1QU CoRE ¦ 1QU LoRE | Non-Red Flag Warning - Small Fires | vegetation contact | branch (not overhanging, distance unknown) | 0.031018
HFTD - Distribution | HFTD - Distribution - 1QU CoRE ¦ 1QU LoRE | Non-Red Flag Warning - Small Fires | vegetation contact | branch (not overhanging, within 4ft) | 0.001539
HFTD - Distribution | HFTD - Distribution - 1QU CoRE ¦ 1QU LoRE | Non-Red Flag Warning - Small Fires | vegetation contact | branch (overhanging) | 0.068486
HFTD - Distribution | HFTD - Distribution - 1QU CoRE ¦ 1QU LoRE | Non-Red Flag Warning - Small Fires | vegetation contact | dead | 0.033001
HFTD - Distribution | HFTD - Distribution - 1QU CoRE ¦ 1QU LoRE | Non-Red Flag Warning - Small Fires | vegetation contact | fell into (moderate-severe defect) | 0.037745
HFTD - Distribution | HFTD - Distribution - 1QU CoRE ¦ 1QU LoRE | Non-Red Flag Warning - Small Fires | vegetation contact | fell into (no defect) | 0.22233
HFTD - Distribution | HFTD - Distribution - 1QU CoRE ¦ 1QU LoRE | Non-Red Flag Warning - Small Fires | vegetation contact | fell into (slight defect) | 0.046662
HFTD - Distribution | HFTD - Distribution - 1QU CoRE ¦ 1QU LoRE | Non-Red Flag Warning - Small Fires | vegetation contact | grow into | 0.0040389
HFTD - Distribution | HFTD - Distribution - 1QU CoRE ¦ 1QU LoRE | Non-Red Flag Warning - Small Fires | vegetation contact | other/unknown | 0.19152
HFTD - Distribution | HFTD - Distribution - 1QU CoRE ¦ 1QU LoRE | Non-Red Flag Warning - Small Fires | wire-to-wire contact | wire-to-wire contact / contamination | 0.2864
HFTD - Distribution | HFTD - Distribution - 1QU CoRE ¦ 1QU LoRE | Seismic - Red Flag Warning - Catastrophic Fires | cc - seismic scenario | seismic scenario | 6.484e-06
HFTD - Distribution | HFTD - Distribution - 1QU CoRE ¦ 1QU LoRE | Red Flag Warning - Catastrophic Fires | contact from object | animal contact | 0
HFTD - Distribution | HFTD - Distribution - 1QU CoRE ¦ 1QU LoRE | Red Flag Warning - Catastrophic Fires | contact from object | balloon contact | 0
HFTD - Distribution | HFTD - Distribution - 1QU CoRE ¦ 1QU LoRE | Red Flag Warning - Catastrophic Fires | contact from object | other contact from object | 0
HFTD - Distribution | HFTD - Distribution - 1QU CoRE ¦ 1QU LoRE | Red Flag Warning - Catastrophic Fires | contact from object | vehicle contact | 0
HFTD - Distribution | HFTD - Distribution - 1QU CoRE ¦ 1QU LoRE | Red Flag Warning - Catastrophic Fires | contamination | contamination | 0
HFTD - Distribution | HFTD - Distribution - 1QU CoRE ¦ 1QU LoRE | Red Flag Warning - Catastrophic Fires | equipment / facility failure | anchor / guy damage or failure | 0.0056668
HFTD - Distribution | HFTD - Distribution - 1QU CoRE ¦ 1QU LoRE | Red Flag Warning - Catastrophic Fires | equipment / facility failure | capacitor bank damage or failure | 0
HFTD - Distribution | HFTD - Distribution - 1QU CoRE ¦ 1QU LoRE | Red Flag Warning - Catastrophic Fires | equipment / facility failure | conductor damage or failure | 0.02344
HFTD - Distribution | HFTD - Distribution - 1QU CoRE ¦ 1QU LoRE | Red Flag Warning - Catastrophic Fires | equipment / facility failure | connection device damage or failure | 0.0057369
HFTD - Distribution | HFTD - Distribution - 1QU CoRE ¦ 1QU LoRE | Red Flag Warning - Catastrophic Fires | equipment / facility failure | crossarm damage or failure | 0.013922
HFTD - Distribution | HFTD - Distribution - 1QU CoRE ¦ 1QU LoRE | Red Flag Warning - Catastrophic Fires | equipment / facility failure | fuse damage or failure | 0.020715
HFTD - Distribution | HFTD - Distribution - 1QU CoRE ¦ 1QU LoRE | Red Flag Warning - Catastrophic Fires | equipment / facility failure | insulator and brushing damage or failure | 0.0057486
HFTD - Distribution | HFTD - Distribution - 1QU CoRE ¦ 1QU LoRE | Red Flag Warning - Catastrophic Fires | equipment / facility failure | lightning arrestor damage or failure | 0.00010346
HFTD - Distribution | HFTD - Distribution - 1QU CoRE ¦ 1QU LoRE | Red Flag Warning - Catastrophic Fires | equipment / facility failure | other equipment / facility failure | 0.016033
HFTD - Distribution | HFTD - Distribution - 1QU CoRE ¦ 1QU LoRE | Red Flag Warning - Catastrophic Fires | equipment / facility failure | pole damage or failure | 0.0067796
HFTD - Distribution | HFTD - Distribution - 1QU CoRE ¦ 1QU LoRE | Red Flag Warning - Catastrophic Fires | equipment / facility failure | recloser damage or failure | 0
HFTD - Distribution | HFTD - Distribution - 1QU CoRE ¦ 1QU LoRE | Red Flag Warning - Catastrophic Fires | equipment / facility failure | sectionalizer damage or failure | 0
HFTD - Distribution | HFTD - Distribution - 1QU CoRE ¦ 1QU LoRE | Red Flag Warning - Catastrophic Fires | equipment / facility failure | switch damage or failure | 0
HFTD - Distribution | HFTD - Distribution - 1QU CoRE ¦ 1QU LoRE | Red Flag Warning - Catastrophic Fires | equipment / facility failure | transformer damage or failure | 0.0040738
HFTD - Distribution | HFTD - Distribution - 1QU CoRE ¦ 1QU LoRE | Red Flag Warning - Catastrophic Fires | equipment / facility failure | voltage regulator / booster damage or failure | 0.0001022
HFTD - Distribution | HFTD - Distribution - 1QU CoRE ¦ 1QU LoRE | Red Flag Warning - Catastrophic Fires | other | all other | 0
HFTD - Distribution | HFTD - Distribution - 1QU CoRE ¦ 1QU LoRE | Red Flag Warning - Catastrophic Fires | unknown | unknown | 0
HFTD - Distribution | HFTD - Distribution - 1QU CoRE ¦ 1QU LoRE | Red Flag Warning - Catastrophic Fires | utility work / operation | utility work / operation | 0
HFTD - Distribution | HFTD - Distribution - 1QU CoRE ¦ 1QU LoRE | Red Flag Warning - Catastrophic Fires | vandalism / theft | vandalism / theft | 0
HFTD - Distribution | HFTD - Distribution - 1QU CoRE ¦ 1QU LoRE | Red Flag Warning - Catastrophic Fires | vegetation contact | branch (not overhanging, 4-12ft) | 0.00047595
HFTD - Distribution | HFTD - Distribution - 1QU CoRE ¦ 1QU LoRE | Red Flag Warning - Catastrophic Fires | vegetation contact | branch (not overhanging, > 12ft) | 0.00076832
HFTD - Distribution | HFTD - Distribution - 1QU CoRE ¦ 1QU LoRE | Red Flag Warning - Catastrophic Fires | vegetation contact | branch (not overhanging, distance unknown) | 0.0037135
HFTD - Distribution | HFTD - Distribution - 1QU CoRE ¦ 1QU LoRE | Red Flag Warning - Catastrophic Fires | vegetation contact | branch (not overhanging, within 4ft) | 0.00011122
HFTD - Distribution | HFTD - Distribution - 1QU CoRE ¦ 1QU LoRE | Red Flag Warning - Catastrophic Fires | vegetation contact | branch (overhanging) | 0.0065618
HFTD - Distribution | HFTD - Distribution - 1QU CoRE ¦ 1QU LoRE | Red Flag Warning - Catastrophic Fires | vegetation contact | dead | 0.0028172
HFTD - Distribution | HFTD - Distribution - 1QU CoRE ¦ 1QU LoRE | Red Flag Warning - Catastrophic Fires | vegetation contact | fell into (moderate-severe defect) | 0.002314
HFTD - Distribution | HFTD - Distribution - 1QU CoRE ¦ 1QU LoRE | Red Flag Warning - Catastrophic Fires | vegetation contact | fell into (no defect) | 0.0094759
HFTD - Distribution | HFTD - Distribution - 1QU CoRE ¦ 1QU LoRE | Red Flag Warning - Catastrophic Fires | vegetation contact | fell into (slight defect) | 0.0024941
HFTD - Distribution | HFTD - Distribution - 1QU CoRE ¦ 1QU LoRE | Red Flag Warning - Catastrophic Fires | vegetation contact | grow into | 0.00026254
HFTD - Distribution | HFTD - Distribution - 1QU CoRE ¦ 1QU LoRE | Red Flag Warning - Catastrophic Fires | vegetation contact | other/unknown | 0.012805
HFTD - Distribution | HFTD - Distribution - 1QU CoRE ¦ 1QU LoRE | Red Flag Warning - Catastrophic Fires | wire-to-wire contact | wire-to-wire contact / contamination | 0
HFTD - Distribution | HFTD - Distribution - 1QU CoRE ¦ 1QU LoRE | Red Flag Warning - Destructive Fires | contact from object | animal contact | 0
HFTD - Distribution | HFTD - Distribution - 1QU CoRE ¦ 1QU LoRE | Red Flag Warning - Destructive Fires | contact from object | balloon contact | 0
HFTD - Distribution | HFTD - Distribution - 1QU CoRE ¦ 1QU LoRE | Red Flag Warning - Destructive Fires | contact from object | other contact from object | 0
HFTD - Distribution | HFTD - Distribution - 1QU CoRE ¦ 1QU LoRE | Red Flag Warning - Destructive Fires | contact from object | vehicle contact | 0
HFTD - Distribution | HFTD - Distribution - 1QU CoRE ¦ 1QU LoRE | Red Flag Warning - Destructive Fires | contamination | contamination | 0
HFTD - Distribution | HFTD - Distribution - 1QU CoRE ¦ 1QU LoRE | Red Flag Warning - Destructive Fires | equipment / facility failure | anchor / guy damage or failure | 0.00092309
HFTD - Distribution | HFTD - Distribution - 1QU CoRE ¦ 1QU LoRE | Red Flag Warning - Destructive Fires | equipment / facility failure | capacitor bank damage or failure | 0
HFTD - Distribution | HFTD - Distribution - 1QU CoRE ¦ 1QU LoRE | Red Flag Warning - Destructive Fires | equipment / facility failure | conductor damage or failure | 0.0055132
HFTD - Distribution | HFTD - Distribution - 1QU CoRE ¦ 1QU LoRE | Red Flag Warning - Destructive Fires | equipment / facility failure | connection device damage or failure | 0.0015937
HFTD - Distribution | HFTD - Distribution - 1QU CoRE ¦ 1QU LoRE | Red Flag Warning - Destructive Fires | equipment / facility failure | crossarm damage or failure | 0.0025186
HFTD - Distribution | HFTD - Distribution - 1QU CoRE ¦ 1QU LoRE | Red Flag Warning - Destructive Fires | equipment / facility failure | fuse damage or failure | 0.0044499
HFTD - Distribution | HFTD - Distribution - 1QU CoRE ¦ 1QU LoRE | Red Flag Warning - Destructive Fires | equipment / facility failure | insulator and brushing damage or failure | 0.00093924
HFTD - Distribution | HFTD - Distribution - 1QU CoRE ¦ 1QU LoRE | Red Flag Warning - Destructive Fires | equipment / facility failure | lightning arrestor damage or failure | 1.6855e-05
HFTD - Distribution | HFTD - Distribution - 1QU CoRE ¦ 1QU LoRE | Red Flag Warning - Destructive Fires | equipment / facility failure | other equipment / facility failure | 0.002892
HFTD - Distribution | HFTD - Distribution - 1QU CoRE ¦ 1QU LoRE | Red Flag Warning - Destructive Fires | equipment / facility failure | pole damage or failure | 0.0011835
HFTD - Distribution | HFTD - Distribution - 1QU CoRE ¦ 1QU LoRE | Red Flag Warning - Destructive Fires | equipment / facility failure | recloser damage or failure | 0
HFTD - Distribution | HFTD - Distribution - 1QU CoRE ¦ 1QU LoRE | Red Flag Warning - Destructive Fires | equipment / facility failure | sectionalizer damage or failure | 0
HFTD - Distribution | HFTD - Distribution - 1QU CoRE ¦ 1QU LoRE | Red Flag Warning - Destructive Fires | equipment / facility failure | switch damage or failure | 0
HFTD - Distribution | HFTD - Distribution - 1QU CoRE ¦ 1QU LoRE | Red Flag Warning - Destructive Fires | equipment / facility failure | transformer damage or failure | 0.00072699
HFTD - Distribution | HFTD - Distribution - 1QU CoRE ¦ 1QU LoRE | Red Flag Warning - Destructive Fires | equipment / facility failure | voltage regulator / booster damage or failure | 1.7228e-05
HFTD - Distribution | HFTD - Distribution - 1QU CoRE ¦ 1QU LoRE | Red Flag Warning - Destructive Fires | other | all other | 0
HFTD - Distribution | HFTD - Distribution - 1QU CoRE ¦ 1QU LoRE | Red Flag Warning - Destructive Fires | unknown | unknown | 0
HFTD - Distribution | HFTD - Distribution - 1QU CoRE ¦ 1QU LoRE | Red Flag Warning - Destructive Fires | utility work / operation | utility work / operation | 0
HFTD - Distribution | HFTD - Distribution - 1QU CoRE ¦ 1QU LoRE | Red Flag Warning - Destructive Fires | vandalism / theft | vandalism / theft | 0
HFTD - Distribution | HFTD - Distribution - 1QU CoRE ¦ 1QU LoRE | Red Flag Warning - Destructive Fires | vegetation contact | branch (not overhanging, 4-12ft) | 5.7996e-05
HFTD - Distribution | HFTD - Distribution - 1QU CoRE ¦ 1QU LoRE | Red Flag Warning - Destructive Fires | vegetation contact | branch (not overhanging, > 12ft) | 9.3496e-05
HFTD - Distribution | HFTD - Distribution - 1QU CoRE ¦ 1QU LoRE | Red Flag Warning - Destructive Fires | vegetation contact | branch (not overhanging, distance unknown) | 0.0004519
HFTD - Distribution | HFTD - Distribution - 1QU CoRE ¦ 1QU LoRE | Red Flag Warning - Destructive Fires | vegetation contact | branch (not overhanging, within 4ft) | 1.3571e-05
HFTD - Distribution | HFTD - Distribution - 1QU CoRE ¦ 1QU LoRE | Red Flag Warning - Destructive Fires | vegetation contact | branch (overhanging) | 0.00080067
HFTD - Distribution | HFTD - Distribution - 1QU CoRE ¦ 1QU LoRE | Red Flag Warning - Destructive Fires | vegetation contact | dead | 0.00034282
HFTD - Distribution | HFTD - Distribution - 1QU CoRE ¦ 1QU LoRE | Red Flag Warning - Destructive Fires | vegetation contact | fell into (moderate-severe defect) | 0.00028159
HFTD - Distribution | HFTD - Distribution - 1QU CoRE ¦ 1QU LoRE | Red Flag Warning - Destructive Fires | vegetation contact | fell into (no defect) | 0.0011531
HFTD - Distribution | HFTD - Distribution - 1QU CoRE ¦ 1QU LoRE | Red Flag Warning - Destructive Fires | vegetation contact | fell into (slight defect) | 0.0003035
HFTD - Distribution | HFTD - Distribution - 1QU CoRE ¦ 1QU LoRE | Red Flag Warning - Destructive Fires | vegetation contact | grow into | 3.1948e-05
HFTD - Distribution | HFTD - Distribution - 1QU CoRE ¦ 1QU LoRE | Red Flag Warning - Destructive Fires | vegetation contact | other/unknown | 0.0015583
HFTD - Distribution | HFTD - Distribution - 1QU CoRE ¦ 1QU LoRE | Red Flag Warning - Destructive Fires | wire-to-wire contact | wire-to-wire contact / contamination | 0
HFTD - Distribution | HFTD - Distribution - 1QU CoRE ¦ 1QU LoRE | Red Flag Warning - Large Fires | contact from object | animal contact | 0
HFTD - Distribution | HFTD - Distribution - 1QU CoRE ¦ 1QU LoRE | Red Flag Warning - Large Fires | contact from object | balloon contact | 0
HFTD - Distribution | HFTD - Distribution - 1QU CoRE ¦ 1QU LoRE | Red Flag Warning - Large Fires | contact from object | other contact from object | 0
HFTD - Distribution | HFTD - Distribution - 1QU CoRE ¦ 1QU LoRE | Red Flag Warning - Large Fires | contact from object | vehicle contact | 0
HFTD - Distribution | HFTD - Distribution - 1QU CoRE ¦ 1QU LoRE | Red Flag Warning - Large Fires | contamination | contamination | 0
HFTD - Distribution | HFTD - Distribution - 1QU CoRE ¦ 1QU LoRE | Red Flag Warning - Large Fires | equipment / facility failure | anchor / guy damage or failure | 0.0029538
HFTD - Distribution | HFTD - Distribution - 1QU CoRE ¦ 1QU LoRE | Red Flag Warning - Large Fires | equipment / facility failure | capacitor bank damage or failure | 0
HFTD - Distribution | HFTD - Distribution - 1QU CoRE ¦ 1QU LoRE | Red Flag Warning - Large Fires | equipment / facility failure | conductor damage or failure | 0.019639
HFTD - Distribution | HFTD - Distribution - 1QU CoRE ¦ 1QU LoRE | Red Flag Warning - Large Fires | equipment / facility failure | connection device damage or failure | 0.0036032
HFTD - Distribution | HFTD - Distribution - 1QU CoRE ¦ 1QU LoRE | Red Flag Warning - Large Fires | equipment / facility failure | crossarm damage or failure | 0.0078878
HFTD - Distribution | HFTD - Distribution - 1QU CoRE ¦ 1QU LoRE | Red Flag Warning - Large Fires | equipment / facility failure | fuse damage or failure | 0.017797
HFTD - Distribution | HFTD - Distribution - 1QU CoRE ¦ 1QU LoRE | Red Flag Warning - Large Fires | equipment / facility failure | insulator and brushing damage or failure | 0.0041949
HFTD - Distribution | HFTD - Distribution - 1QU CoRE ¦ 1QU LoRE | Red Flag Warning - Large Fires | equipment / facility failure | lightning arrestor damage or failure | 5.6515e-05
HFTD - Distribution | HFTD - Distribution - 1QU CoRE ¦ 1QU LoRE | Red Flag Warning - Large Fires | equipment / facility failure | other equipment / facility failure | 0.013
HFTD - Distribution | HFTD - Distribution - 1QU CoRE ¦ 1QU LoRE | Red Flag Warning - Large Fires | equipment / facility failure | pole damage or failure | 0.0046616
HFTD - Distribution | HFTD - Distribution - 1QU CoRE ¦ 1QU LoRE | Red Flag Warning - Large Fires | equipment / facility failure | recloser damage or failure | 0
HFTD - Distribution | HFTD - Distribution - 1QU CoRE ¦ 1QU LoRE | Red Flag Warning - Large Fires | equipment / facility failure | sectionalizer damage or failure | 0
HFTD - Distribution | HFTD - Distribution - 1QU CoRE ¦ 1QU LoRE | Red Flag Warning - Large Fires | equipment / facility failure | switch damage or failure | 0
HFTD - Distribution | HFTD - Distribution - 1QU CoRE ¦ 1QU LoRE | Red Flag Warning - Large Fires | equipment / facility failure | transformer damage or failure | 0.0019687
HFTD - Distribution | HFTD - Distribution - 1QU CoRE ¦ 1QU LoRE | Red Flag Warning - Large Fires | equipment / facility failure | voltage regulator / booster damage or failure | 8.9411e-05
HFTD - Distribution | HFTD - Distribution - 1QU CoRE ¦ 1QU LoRE | Red Flag Warning - Large Fires | other | all other | 0
HFTD - Distribution | HFTD - Distribution - 1QU CoRE ¦ 1QU LoRE | Red Flag Warning - Large Fires | unknown | unknown | 0
HFTD - Distribution | HFTD - Distribution - 1QU CoRE ¦ 1QU LoRE | Red Flag Warning - Large Fires | utility work / operation | utility work / operation | 0
HFTD - Distribution | HFTD - Distribution - 1QU CoRE ¦ 1QU LoRE | Red Flag Warning - Large Fires | vandalism / theft | vandalism / theft | 0
HFTD - Distribution | HFTD - Distribution - 1QU CoRE ¦ 1QU LoRE | Red Flag Warning - Large Fires | vegetation contact | branch (not overhanging, 4-12ft) | 0.00020385
HFTD - Distribution | HFTD - Distribution - 1QU CoRE ¦ 1QU LoRE | Red Flag Warning - Large Fires | vegetation contact | branch (not overhanging, > 12ft) | 0.00033508
HFTD - Distribution | HFTD - Distribution - 1QU CoRE ¦ 1QU LoRE | Red Flag Warning - Large Fires | vegetation contact | branch (not overhanging, distance unknown) | 0.0016196
HFTD - Distribution | HFTD - Distribution - 1QU CoRE ¦ 1QU LoRE | Red Flag Warning - Large Fires | vegetation contact | branch (not overhanging, within 4ft) | 4.6751e-05
HFTD - Distribution | HFTD - Distribution - 1QU CoRE ¦ 1QU LoRE | Red Flag Warning - Large Fires | vegetation contact | branch (overhanging) | 0.0027583
HFTD - Distribution | HFTD - Distribution - 1QU CoRE ¦ 1QU LoRE | Red Flag Warning - Large Fires | vegetation contact | dead | 0.0012286
HFTD - Distribution | HFTD - Distribution - 1QU CoRE ¦ 1QU LoRE | Red Flag Warning - Large Fires | vegetation contact | fell into (moderate-severe defect) | 0.0010092
HFTD - Distribution | HFTD - Distribution - 1QU CoRE ¦ 1QU LoRE | Red Flag Warning - Large Fires | vegetation contact | fell into (no defect) | 0.0041326
HFTD - Distribution | HFTD - Distribution - 1QU CoRE ¦ 1QU LoRE | Red Flag Warning - Large Fires | vegetation contact | fell into (slight defect) | 0.0010877
HFTD - Distribution | HFTD - Distribution - 1QU CoRE ¦ 1QU LoRE | Red Flag Warning - Large Fires | vegetation contact | grow into | 0.0001145
HFTD - Distribution | HFTD - Distribution - 1QU CoRE ¦ 1QU LoRE | Red Flag Warning - Large Fires | vegetation contact | other/unknown | 0.0055847
HFTD - Distribution | HFTD - Distribution - 1QU CoRE ¦ 1QU LoRE | Red Flag Warning - Large Fires | wire-to-wire contact | wire-to-wire contact / contamination | 0
HFTD - Distribution | HFTD - Distribution - 1QU CoRE ¦ 1QU LoRE | Red Flag Warning - Small Fires | contact from object | animal contact | 0.0048274
HFTD - Distribution | HFTD - Distribution - 1QU CoRE ¦ 1QU LoRE | Red Flag Warning - Small Fires | contact from object | balloon contact | 0.00046431
HFTD - Distribution | HFTD - Distribution - 1QU CoRE ¦ 1QU LoRE | Red Flag Warning - Small Fires | contact from object | other contact from object | 0.0059877
HFTD - Distribution | HFTD - Distribution - 1QU CoRE ¦ 1QU LoRE | Red Flag Warning - Small Fires | contact from object | vehicle contact | 0.030975
HFTD - Distribution | HFTD - Distribution - 1QU CoRE ¦ 1QU LoRE | Red Flag Warning - Small Fires | contamination | contamination | 0.00035022
HFTD - Distribution | HFTD - Distribution - 1QU CoRE ¦ 1QU LoRE | Red Flag Warning - Small Fires | equipment / facility failure | anchor / guy damage or failure | 0.010999
HFTD - Distribution | HFTD - Distribution - 1QU CoRE ¦ 1QU LoRE | Red Flag Warning - Small Fires | equipment / facility failure | capacitor bank damage or failure | 0
HFTD - Distribution | HFTD - Distribution - 1QU CoRE ¦ 1QU LoRE | Red Flag Warning - Small Fires | equipment / facility failure | conductor damage or failure | 0.046942
HFTD - Distribution | HFTD - Distribution - 1QU CoRE ¦ 1QU LoRE | Red Flag Warning - Small Fires | equipment / facility failure | connection device damage or failure | 0.014121
HFTD - Distribution | HFTD - Distribution - 1QU CoRE ¦ 1QU LoRE | Red Flag Warning - Small Fires | equipment / facility failure | crossarm damage or failure | 0.021143
HFTD - Distribution | HFTD - Distribution - 1QU CoRE ¦ 1QU LoRE | Red Flag Warning - Small Fires | equipment / facility failure | fuse damage or failure | 0.025954
HFTD - Distribution | HFTD - Distribution - 1QU CoRE ¦ 1QU LoRE | Red Flag Warning - Small Fires | equipment / facility failure | insulator and brushing damage or failure | 0.0103
HFTD - Distribution | HFTD - Distribution - 1QU CoRE ¦ 1QU LoRE | Red Flag Warning - Small Fires | equipment / facility failure | lightning arrestor damage or failure | 0.00019825
HFTD - Distribution | HFTD - Distribution - 1QU CoRE ¦ 1QU LoRE | Red Flag Warning - Small Fires | equipment / facility failure | other equipment / facility failure | 0.027162
HFTD - Distribution | HFTD - Distribution - 1QU CoRE ¦ 1QU LoRE | Red Flag Warning - Small Fires | equipment / facility failure | pole damage or failure | 0.010828
HFTD - Distribution | HFTD - Distribution - 1QU CoRE ¦ 1QU LoRE | Red Flag Warning - Small Fires | equipment / facility failure | recloser damage or failure | 0
HFTD - Distribution | HFTD - Distribution - 1QU CoRE ¦ 1QU LoRE | Red Flag Warning - Small Fires | equipment / facility failure | sectionalizer damage or failure | 0
HFTD - Distribution | HFTD - Distribution - 1QU CoRE ¦ 1QU LoRE | Red Flag Warning - Small Fires | equipment / facility failure | switch damage or failure | 0
HFTD - Distribution | HFTD - Distribution - 1QU CoRE ¦ 1QU LoRE | Red Flag Warning - Small Fires | equipment / facility failure | transformer damage or failure | 0.0044446
HFTD - Distribution | HFTD - Distribution - 1QU CoRE ¦ 1QU LoRE | Red Flag Warning - Small Fires | equipment / facility failure | voltage regulator / booster damage or failure | 9.3853e-05
HFTD - Distribution | HFTD - Distribution - 1QU CoRE ¦ 1QU LoRE | Red Flag Warning - Small Fires | other | all other | 0.0055561
HFTD - Distribution | HFTD - Distribution - 1QU CoRE ¦ 1QU LoRE | Red Flag Warning - Small Fires | unknown | unknown | 0.0065076
HFTD - Distribution | HFTD - Distribution - 1QU CoRE ¦ 1QU LoRE | Red Flag Warning - Small Fires | utility work / operation | utility work / operation | 0.00052433
HFTD - Distribution | HFTD - Distribution - 1QU CoRE ¦ 1QU LoRE | Red Flag Warning - Small Fires | vandalism / theft | vandalism / theft | 0.00035951
HFTD - Distribution | HFTD - Distribution - 1QU CoRE ¦ 1QU LoRE | Red Flag Warning - Small Fires | vegetation contact | branch (not overhanging, 4-12ft) | 0.0014618
HFTD - Distribution | HFTD - Distribution - 1QU CoRE ¦ 1QU LoRE | Red Flag Warning - Small Fires | vegetation contact | branch (not overhanging, > 12ft) | 0.0023222
HFTD - Distribution | HFTD - Distribution - 1QU CoRE ¦ 1QU LoRE | Red Flag Warning - Small Fires | vegetation contact | branch (not overhanging, distance unknown) | 0.011224
HFTD - Distribution | HFTD - Distribution - 1QU CoRE ¦ 1QU LoRE | Red Flag Warning - Small Fires | vegetation contact | branch (not overhanging, within 4ft) | 0.00034709
HFTD - Distribution | HFTD - Distribution - 1QU CoRE ¦ 1QU LoRE | Red Flag Warning - Small Fires | vegetation contact | branch (overhanging) | 0.020478
HFTD - Distribution | HFTD - Distribution - 1QU CoRE ¦ 1QU LoRE | Red Flag Warning - Small Fires | vegetation contact | dead | 0.0085148
HFTD - Distribution | HFTD - Distribution - 1QU CoRE ¦ 1QU LoRE | Red Flag Warning - Small Fires | vegetation contact | fell into (moderate-severe defect) | 0.0069939
HFTD - Distribution | HFTD - Distribution - 1QU CoRE ¦ 1QU LoRE | Red Flag Warning - Small Fires | vegetation contact | fell into (no defect) | 0.028641
HFTD - Distribution | HFTD - Distribution - 1QU CoRE ¦ 1QU LoRE | Red Flag Warning - Small Fires | vegetation contact | fell into (slight defect) | 0.0075383
HFTD - Distribution | HFTD - Distribution - 1QU CoRE ¦ 1QU LoRE | Red Flag Warning - Small Fires | vegetation contact | grow into | 0.00079351
HFTD - Distribution | HFTD - Distribution - 1QU CoRE ¦ 1QU LoRE | Red Flag Warning - Small Fires | vegetation contact | other/unknown | 0.038704
HFTD - Distribution | HFTD - Distribution - 1QU CoRE ¦ 1QU LoRE | Red Flag Warning - Small Fires | wire-to-wire contact | wire-to-wire contact / contamination | 0.0094768
HFTD - Distribution | HFTD - Distribution - 1QU CoRE ¦ 2QU LoRE | Seismic - Non-Red Flag Warning - Catastrophic Fires | cc - seismic scenario | seismic scenario | 2.432e-07
HFTD - Distribution | HFTD - Distribution - 1QU CoRE ¦ 2QU LoRE | Non-Red Flag Warning - Catastrophic Fires | contact from object | animal contact | 0.00065039
HFTD - Distribution | HFTD - Distribution - 1QU CoRE ¦ 2QU LoRE | Non-Red Flag Warning - Catastrophic Fires | contact from object | balloon contact | 0.000116
HFTD - Distribution | HFTD - Distribution - 1QU CoRE ¦ 2QU LoRE | Non-Red Flag Warning - Catastrophic Fires | contact from object | other contact from object | 0.0004989
HFTD - Distribution | HFTD - Distribution - 1QU CoRE ¦ 2QU LoRE | Non-Red Flag Warning - Catastrophic Fires | contact from object | vehicle contact | 0.00062089
HFTD - Distribution | HFTD - Distribution - 1QU CoRE ¦ 2QU LoRE | Non-Red Flag Warning - Catastrophic Fires | contamination | contamination | 3.7877e-05
HFTD - Distribution | HFTD - Distribution - 1QU CoRE ¦ 2QU LoRE | Non-Red Flag Warning - Catastrophic Fires | equipment / facility failure | anchor / guy damage or failure | 2.885e-06
HFTD - Distribution | HFTD - Distribution - 1QU CoRE ¦ 2QU LoRE | Non-Red Flag Warning - Catastrophic Fires | equipment / facility failure | capacitor bank damage or failure | 0
HFTD - Distribution | HFTD - Distribution - 1QU CoRE ¦ 2QU LoRE | Non-Red Flag Warning - Catastrophic Fires | equipment / facility failure | conductor damage or failure | 4.5837e-05
HFTD - Distribution | HFTD - Distribution - 1QU CoRE ¦ 2QU LoRE | Non-Red Flag Warning - Catastrophic Fires | equipment / facility failure | connection device damage or failure | 1.6277e-05
HFTD - Distribution | HFTD - Distribution - 1QU CoRE ¦ 2QU LoRE | Non-Red Flag Warning - Catastrophic Fires | equipment / facility failure | crossarm damage or failure | 1.2074e-05
HFTD - Distribution | HFTD - Distribution - 1QU CoRE ¦ 2QU LoRE | Non-Red Flag Warning - Catastrophic Fires | equipment / facility failure | fuse damage or failure | 6.6947e-06
HFTD - Distribution | HFTD - Distribution - 1QU CoRE ¦ 2QU LoRE | Non-Red Flag Warning - Catastrophic Fires | equipment / facility failure | insulator and brushing damage or failure | 1.95e-06
HFTD - Distribution | HFTD - Distribution - 1QU CoRE ¦ 2QU LoRE | Non-Red Flag Warning - Catastrophic Fires | equipment / facility failure | lightning arrestor damage or failure | 1.9452e-07
HFTD - Distribution | HFTD - Distribution - 1QU CoRE ¦ 2QU LoRE | Non-Red Flag Warning - Catastrophic Fires | equipment / facility failure | other equipment / facility failure | 1.6142e-05
HFTD - Distribution | HFTD - Distribution - 1QU CoRE ¦ 2QU LoRE | Non-Red Flag Warning - Catastrophic Fires | equipment / facility failure | pole damage or failure | 5.4512e-06
HFTD - Distribution | HFTD - Distribution - 1QU CoRE ¦ 2QU LoRE | Non-Red Flag Warning - Catastrophic Fires | equipment / facility failure | recloser damage or failure | 0
HFTD - Distribution | HFTD - Distribution - 1QU CoRE ¦ 2QU LoRE | Non-Red Flag Warning - Catastrophic Fires | equipment / facility failure | sectionalizer damage or failure | 0
HFTD - Distribution | HFTD - Distribution - 1QU CoRE ¦ 2QU LoRE | Non-Red Flag Warning - Catastrophic Fires | equipment / facility failure | switch damage or failure | 0
HFTD - Distribution | HFTD - Distribution - 1QU CoRE ¦ 2QU LoRE | Non-Red Flag Warning - Catastrophic Fires | equipment / facility failure | transformer damage or failure | 3.7553e-06
HFTD - Distribution | HFTD - Distribution - 1QU CoRE ¦ 2QU LoRE | Non-Red Flag Warning - Catastrophic Fires | equipment / facility failure | voltage regulator / booster damage or failure | 0
HFTD - Distribution | HFTD - Distribution - 1QU CoRE ¦ 2QU LoRE | Non-Red Flag Warning - Catastrophic Fires | other | all other | 0.00089013
HFTD - Distribution | HFTD - Distribution - 1QU CoRE ¦ 2QU LoRE | Non-Red Flag Warning - Catastrophic Fires | unknown | unknown | 0.00095019
HFTD - Distribution | HFTD - Distribution - 1QU CoRE ¦ 2QU LoRE | Non-Red Flag Warning - Catastrophic Fires | utility work / operation | utility work / operation | 8.0795e-05
HFTD - Distribution | HFTD - Distribution - 1QU CoRE ¦ 2QU LoRE | Non-Red Flag Warning - Catastrophic Fires | vandalism / theft | vandalism / theft | 3.7224e-06
HFTD - Distribution | HFTD - Distribution - 1QU CoRE ¦ 2QU LoRE | Non-Red Flag Warning - Catastrophic Fires | vegetation contact | branch (not overhanging, 4-12ft) | 6.2857e-06
HFTD - Distribution | HFTD - Distribution - 1QU CoRE ¦ 2QU LoRE | Non-Red Flag Warning - Catastrophic Fires | vegetation contact | branch (not overhanging, > 12ft) | 1.4737e-05
HFTD - Distribution | HFTD - Distribution - 1QU CoRE ¦ 2QU LoRE | Non-Red Flag Warning - Catastrophic Fires | vegetation contact | branch (not overhanging, distance unknown) | 5.0308e-05
HFTD - Distribution | HFTD - Distribution - 1QU CoRE ¦ 2QU LoRE | Non-Red Flag Warning - Catastrophic Fires | vegetation contact | branch (not overhanging, within 4ft) | 2.7224e-06
HFTD - Distribution | HFTD - Distribution - 1QU CoRE ¦ 2QU LoRE | Non-Red Flag Warning - Catastrophic Fires | vegetation contact | branch (overhanging) | 0.00012115
HFTD - Distribution | HFTD - Distribution - 1QU CoRE ¦ 2QU LoRE | Non-Red Flag Warning - Catastrophic Fires | vegetation contact | dead | 5.3524e-05
HFTD - Distribution | HFTD - Distribution - 1QU CoRE ¦ 2QU LoRE | Non-Red Flag Warning - Catastrophic Fires | vegetation contact | fell into (moderate-severe defect) | 6.1219e-05
HFTD - Distribution | HFTD - Distribution - 1QU CoRE ¦ 2QU LoRE | Non-Red Flag Warning - Catastrophic Fires | vegetation contact | fell into (no defect) | 0.0003606
HFTD - Distribution | HFTD - Distribution - 1QU CoRE ¦ 2QU LoRE | Non-Red Flag Warning - Catastrophic Fires | vegetation contact | fell into (slight defect) | 7.5681e-05
HFTD - Distribution | HFTD - Distribution - 1QU CoRE ¦ 2QU LoRE | Non-Red Flag Warning - Catastrophic Fires | vegetation contact | grow into | 6.5506e-06
HFTD - Distribution | HFTD - Distribution - 1QU CoRE ¦ 2QU LoRE | Non-Red Flag Warning - Catastrophic Fires | vegetation contact | other/unknown | 0.00031062
HFTD - Distribution | HFTD - Distribution - 1QU CoRE ¦ 2QU LoRE | Non-Red Flag Warning - Catastrophic Fires | wire-to-wire contact | wire-to-wire contact / contamination | 0.0021177
HFTD - Distribution | HFTD - Distribution - 1QU CoRE ¦ 2QU LoRE | Non-Red Flag Warning - Destructive Fires | contact from object | animal contact | 0.00053155
HFTD - Distribution | HFTD - Distribution - 1QU CoRE ¦ 2QU LoRE | Non-Red Flag Warning - Destructive Fires | contact from object | balloon contact | 6.7708e-05
HFTD - Distribution | HFTD - Distribution - 1QU CoRE ¦ 2QU LoRE | Non-Red Flag Warning - Destructive Fires | contact from object | other contact from object | 0.00043349
HFTD - Distribution | HFTD - Distribution - 1QU CoRE ¦ 2QU LoRE | Non-Red Flag Warning - Destructive Fires | contact from object | vehicle contact | 0.00037285
HFTD - Distribution | HFTD - Distribution - 1QU CoRE ¦ 2QU LoRE | Non-Red Flag Warning - Destructive Fires | contamination | contamination | 2.1995e-05
HFTD - Distribution | HFTD - Distribution - 1QU CoRE ¦ 2QU LoRE | Non-Red Flag Warning - Destructive Fires | equipment / facility failure | anchor / guy damage or failure | 9.3218e-06
HFTD - Distribution | HFTD - Distribution - 1QU CoRE ¦ 2QU LoRE | Non-Red Flag Warning - Destructive Fires | equipment / facility failure | capacitor bank damage or failure | 0
HFTD - Distribution | HFTD - Distribution - 1QU CoRE ¦ 2QU LoRE | Non-Red Flag Warning - Destructive Fires | equipment / facility failure | conductor damage or failure | 0.00020606
HFTD - Distribution | HFTD - Distribution - 1QU CoRE ¦ 2QU LoRE | Non-Red Flag Warning - Destructive Fires | equipment / facility failure | connection device damage or failure | 7.308e-05
HFTD - Distribution | HFTD - Distribution - 1QU CoRE ¦ 2QU LoRE | Non-Red Flag Warning - Destructive Fires | equipment / facility failure | crossarm damage or failure | 4.1625e-05
HFTD - Distribution | HFTD - Distribution - 1QU CoRE ¦ 2QU LoRE | Non-Red Flag Warning - Destructive Fires | equipment / facility failure | fuse damage or failure | 2.1628e-05
HFTD - Distribution | HFTD - Distribution - 1QU CoRE ¦ 2QU LoRE | Non-Red Flag Warning - Destructive Fires | equipment / facility failure | insulator and brushing damage or failure | 6.2932e-06
HFTD - Distribution | HFTD - Distribution - 1QU CoRE ¦ 2QU LoRE | Non-Red Flag Warning - Destructive Fires | equipment / facility failure | lightning arrestor damage or failure | 6.2919e-07
HFTD - Distribution | HFTD - Distribution - 1QU CoRE ¦ 2QU LoRE | Non-Red Flag Warning - Destructive Fires | equipment / facility failure | other equipment / facility failure | 6.1458e-05
HFTD - Distribution | HFTD - Distribution - 1QU CoRE ¦ 2QU LoRE | Non-Red Flag Warning - Destructive Fires | equipment / facility failure | pole damage or failure | 2.4276e-05
HFTD - Distribution | HFTD - Distribution - 1QU CoRE ¦ 2QU LoRE | Non-Red Flag Warning - Destructive Fires | equipment / facility failure | recloser damage or failure | 0
HFTD - Distribution | HFTD - Distribution - 1QU CoRE ¦ 2QU LoRE | Non-Red Flag Warning - Destructive Fires | equipment / facility failure | sectionalizer damage or failure | 0
HFTD - Distribution | HFTD - Distribution - 1QU CoRE ¦ 2QU LoRE | Non-Red Flag Warning - Destructive Fires | equipment / facility failure | switch damage or failure | 0
HFTD - Distribution | HFTD - Distribution - 1QU CoRE ¦ 2QU LoRE | Non-Red Flag Warning - Destructive Fires | equipment / facility failure | transformer damage or failure | 1.218e-05
HFTD - Distribution | HFTD - Distribution - 1QU CoRE ¦ 2QU LoRE | Non-Red Flag Warning - Destructive Fires | equipment / facility failure | voltage regulator / booster damage or failure | 0
HFTD - Distribution | HFTD - Distribution - 1QU CoRE ¦ 2QU LoRE | Non-Red Flag Warning - Destructive Fires | other | all other | 0.00077875
HFTD - Distribution | HFTD - Distribution - 1QU CoRE ¦ 2QU LoRE | Non-Red Flag Warning - Destructive Fires | unknown | unknown | 0.0007869
HFTD - Distribution | HFTD - Distribution - 1QU CoRE ¦ 2QU LoRE | Non-Red Flag Warning - Destructive Fires | utility work / operation | utility work / operation | 6.7527e-05
HFTD - Distribution | HFTD - Distribution - 1QU CoRE ¦ 2QU LoRE | Non-Red Flag Warning - Destructive Fires | vandalism / theft | vandalism / theft | 3.4427e-06
HFTD - Distribution | HFTD - Distribution - 1QU CoRE ¦ 2QU LoRE | Non-Red Flag Warning - Destructive Fires | vegetation contact | branch (not overhanging, 4-12ft) | 1.4751e-05
HFTD - Distribution | HFTD - Distribution - 1QU CoRE ¦ 2QU LoRE | Non-Red Flag Warning - Destructive Fires | vegetation contact | branch (not overhanging, > 12ft) | 3.4607e-05
HFTD - Distribution | HFTD - Distribution - 1QU CoRE ¦ 2QU LoRE | Non-Red Flag Warning - Destructive Fires | vegetation contact | branch (not overhanging, distance unknown) | 0.00011813
HFTD - Distribution | HFTD - Distribution - 1QU CoRE ¦ 2QU LoRE | Non-Red Flag Warning - Destructive Fires | vegetation contact | branch (not overhanging, within 4ft) | 6.3851e-06
HFTD - Distribution | HFTD - Distribution - 1QU CoRE ¦ 2QU LoRE | Non-Red Flag Warning - Destructive Fires | vegetation contact | branch (overhanging) | 0.00028414
HFTD - Distribution | HFTD - Distribution - 1QU CoRE ¦ 2QU LoRE | Non-Red Flag Warning - Destructive Fires | vegetation contact | dead | 0.00012568
HFTD - Distribution | HFTD - Distribution - 1QU CoRE ¦ 2QU LoRE | Non-Red Flag Warning - Destructive Fires | vegetation contact | fell into (moderate-severe defect) | 0.00014375
HFTD - Distribution | HFTD - Distribution - 1QU CoRE ¦ 2QU LoRE | Non-Red Flag Warning - Destructive Fires | vegetation contact | fell into (no defect) | 0.00084676
HFTD - Distribution | HFTD - Distribution - 1QU CoRE ¦ 2QU LoRE | Non-Red Flag Warning - Destructive Fires | vegetation contact | fell into (slight defect) | 0.00017771
HFTD - Distribution | HFTD - Distribution - 1QU CoRE ¦ 2QU LoRE | Non-Red Flag Warning - Destructive Fires | vegetation contact | grow into | 1.5382e-05
HFTD - Distribution | HFTD - Distribution - 1QU CoRE ¦ 2QU LoRE | Non-Red Flag Warning - Destructive Fires | vegetation contact | other/unknown | 0.00072941
HFTD - Distribution | HFTD - Distribution - 1QU CoRE ¦ 2QU LoRE | Non-Red Flag Warning - Destructive Fires | wire-to-wire contact | wire-to-wire contact / contamination | 0.0017646
HFTD - Distribution | HFTD - Distribution - 1QU CoRE ¦ 2QU LoRE | Non-Red Flag Warning - Large Fires | contact from object | animal contact | 0.002056
HFTD - Distribution | HFTD - Distribution - 1QU CoRE ¦ 2QU LoRE | Non-Red Flag Warning - Large Fires | contact from object | balloon contact | 0.0004761
HFTD - Distribution | HFTD - Distribution - 1QU CoRE ¦ 2QU LoRE | Non-Red Flag Warning - Large Fires | contact from object | other contact from object | 0.0011021
HFTD - Distribution | HFTD - Distribution - 1QU CoRE ¦ 2QU LoRE | Non-Red Flag Warning - Large Fires | contact from object | vehicle contact | 0.0020173
HFTD - Distribution | HFTD - Distribution - 1QU CoRE ¦ 2QU LoRE | Non-Red Flag Warning - Large Fires | contamination | contamination | 0.00014198
HFTD - Distribution | HFTD - Distribution - 1QU CoRE ¦ 2QU LoRE | Non-Red Flag Warning - Large Fires | equipment / facility failure | anchor / guy damage or failure | 9.1589e-05
HFTD - Distribution | HFTD - Distribution - 1QU CoRE ¦ 2QU LoRE | Non-Red Flag Warning - Large Fires | equipment / facility failure | capacitor bank damage or failure | 0
HFTD - Distribution | HFTD - Distribution - 1QU CoRE ¦ 2QU LoRE | Non-Red Flag Warning - Large Fires | equipment / facility failure | conductor damage or failure | 0.0010858
HFTD - Distribution | HFTD - Distribution - 1QU CoRE ¦ 2QU LoRE | Non-Red Flag Warning - Large Fires | equipment / facility failure | connection device damage or failure | 0.00048787
HFTD - Distribution | HFTD - Distribution - 1QU CoRE ¦ 2QU LoRE | Non-Red Flag Warning - Large Fires | equipment / facility failure | crossarm damage or failure | 0.00025936
HFTD - Distribution | HFTD - Distribution - 1QU CoRE ¦ 2QU LoRE | Non-Red Flag Warning - Large Fires | equipment / facility failure | fuse damage or failure | 0.00017464
HFTD - Distribution | HFTD - Distribution - 1QU CoRE ¦ 2QU LoRE | Non-Red Flag Warning - Large Fires | equipment / facility failure | insulator and brushing damage or failure | 5.8302e-05
HFTD - Distribution | HFTD - Distribution - 1QU CoRE ¦ 2QU LoRE | Non-Red Flag Warning - Large Fires | equipment / facility failure | lightning arrestor damage or failure | 6.5851e-06
HFTD - Distribution | HFTD - Distribution - 1QU CoRE ¦ 2QU LoRE | Non-Red Flag Warning - Large Fires | equipment / facility failure | other equipment / facility failure | 0.00038586
HFTD - Distribution | HFTD - Distribution - 1QU CoRE ¦ 2QU LoRE | Non-Red Flag Warning - Large Fires | equipment / facility failure | pole damage or failure | 9.8068e-05
HFTD - Distribution | HFTD - Distribution - 1QU CoRE ¦ 2QU LoRE | Non-Red Flag Warning - Large Fires | equipment / facility failure | recloser damage or failure | 0
HFTD - Distribution | HFTD - Distribution - 1QU CoRE ¦ 2QU LoRE | Non-Red Flag Warning - Large Fires | equipment / facility failure | sectionalizer damage or failure | 0
HFTD - Distribution | HFTD - Distribution - 1QU CoRE ¦ 2QU LoRE | Non-Red Flag Warning - Large Fires | equipment / facility failure | switch damage or failure | 0
HFTD - Distribution | HFTD - Distribution - 1QU CoRE ¦ 2QU LoRE | Non-Red Flag Warning - Large Fires | equipment / facility failure | transformer damage or failure | 0.00010012
HFTD - Distribution | HFTD - Distribution - 1QU CoRE ¦ 2QU LoRE | Non-Red Flag Warning - Large Fires | equipment / facility failure | voltage regulator / booster damage or failure | 0
HFTD - Distribution | HFTD - Distribution - 1QU CoRE ¦ 2QU LoRE | Non-Red Flag Warning - Large Fires | other | all other | 0.0026281
HFTD - Distribution | HFTD - Distribution - 1QU CoRE ¦ 2QU LoRE | Non-Red Flag Warning - Large Fires | unknown | unknown | 0.0026625
HFTD - Distribution | HFTD - Distribution - 1QU CoRE ¦ 2QU LoRE | Non-Red Flag Warning - Large Fires | utility work / operation | utility work / operation | 0.00032306
HFTD - Distribution | HFTD - Distribution - 1QU CoRE ¦ 2QU LoRE | Non-Red Flag Warning - Large Fires | vandalism / theft | vandalism / theft | 1.2478e-05
HFTD - Distribution | HFTD - Distribution - 1QU CoRE ¦ 2QU LoRE | Non-Red Flag Warning - Large Fires | vegetation contact | branch (not overhanging, 4-12ft) | 0.00011154
HFTD - Distribution | HFTD - Distribution - 1QU CoRE ¦ 2QU LoRE | Non-Red Flag Warning - Large Fires | vegetation contact | branch (not overhanging, > 12ft) | 0.00026293
HFTD - Distribution | HFTD - Distribution - 1QU CoRE ¦ 2QU LoRE | Non-Red Flag Warning - Large Fires | vegetation contact | branch (not overhanging, distance unknown) | 0.00089756
HFTD - Distribution | HFTD - Distribution - 1QU CoRE ¦ 2QU LoRE | Non-Red Flag Warning - Large Fires | vegetation contact | branch (not overhanging, within 4ft) | 4.8073e-05
HFTD - Distribution | HFTD - Distribution - 1QU CoRE ¦ 2QU LoRE | Non-Red Flag Warning - Large Fires | vegetation contact | branch (overhanging) | 0.0021392
HFTD - Distribution | HFTD - Distribution - 1QU CoRE ¦ 2QU LoRE | Non-Red Flag Warning - Large Fires | vegetation contact | dead | 0.00095492
HFTD - Distribution | HFTD - Distribution - 1QU CoRE ¦ 2QU LoRE | Non-Red Flag Warning - Large Fires | vegetation contact | fell into (moderate-severe defect) | 0.0010922
HFTD - Distribution | HFTD - Distribution - 1QU CoRE ¦ 2QU LoRE | Non-Red Flag Warning - Large Fires | vegetation contact | fell into (no defect) | 0.0064335
HFTD - Distribution | HFTD - Distribution - 1QU CoRE ¦ 2QU LoRE | Non-Red Flag Warning - Large Fires | vegetation contact | fell into (slight defect) | 0.0013502
HFTD - Distribution | HFTD - Distribution - 1QU CoRE ¦ 2QU LoRE | Non-Red Flag Warning - Large Fires | vegetation contact | grow into | 0.00011687
HFTD - Distribution | HFTD - Distribution - 1QU CoRE ¦ 2QU LoRE | Non-Red Flag Warning - Large Fires | vegetation contact | other/unknown | 0.0055419
HFTD - Distribution | HFTD - Distribution - 1QU CoRE ¦ 2QU LoRE | Non-Red Flag Warning - Large Fires | wire-to-wire contact | wire-to-wire contact / contamination | 0.0062269
HFTD - Distribution | HFTD - Distribution - 1QU CoRE ¦ 2QU LoRE | Non-Red Flag Warning - Small Fires | contact from object | animal contact | 0.10359
HFTD - Distribution | HFTD - Distribution - 1QU CoRE ¦ 2QU LoRE | Non-Red Flag Warning - Small Fires | contact from object | balloon contact | 0.027364
HFTD - Distribution | HFTD - Distribution - 1QU CoRE ¦ 2QU LoRE | Non-Red Flag Warning - Small Fires | contact from object | other contact from object | 0.04884
HFTD - Distribution | HFTD - Distribution - 1QU CoRE ¦ 2QU LoRE | Non-Red Flag Warning - Small Fires | contact from object | vehicle contact | 0.13198
HFTD - Distribution | HFTD - Distribution - 1QU CoRE ¦ 2QU LoRE | Non-Red Flag Warning - Small Fires | contamination | contamination | 0.0088
HFTD - Distribution | HFTD - Distribution - 1QU CoRE ¦ 2QU LoRE | Non-Red Flag Warning - Small Fires | equipment / facility failure | anchor / guy damage or failure | 0.017012
HFTD - Distribution | HFTD - Distribution - 1QU CoRE ¦ 2QU LoRE | Non-Red Flag Warning - Small Fires | equipment / facility failure | capacitor bank damage or failure | 0
HFTD - Distribution | HFTD - Distribution - 1QU CoRE ¦ 2QU LoRE | Non-Red Flag Warning - Small Fires | equipment / facility failure | conductor damage or failure | 0.13434
HFTD - Distribution | HFTD - Distribution - 1QU CoRE ¦ 2QU LoRE | Non-Red Flag Warning - Small Fires | equipment / facility failure | connection device damage or failure | 0.053418
HFTD - Distribution | HFTD - Distribution - 1QU CoRE ¦ 2QU LoRE | Non-Red Flag Warning - Small Fires | equipment / facility failure | crossarm damage or failure | 0.052092
HFTD - Distribution | HFTD - Distribution - 1QU CoRE ¦ 2QU LoRE | Non-Red Flag Warning - Small Fires | equipment / facility failure | fuse damage or failure | 0.03318
HFTD - Distribution | HFTD - Distribution - 1QU CoRE ¦ 2QU LoRE | Non-Red Flag Warning - Small Fires | equipment / facility failure | insulator and brushing damage or failure | 0.011406
HFTD - Distribution | HFTD - Distribution - 1QU CoRE ¦ 2QU LoRE | Non-Red Flag Warning - Small Fires | equipment / facility failure | lightning arrestor damage or failure | 0.0011264
HFTD - Distribution | HFTD - Distribution - 1QU CoRE ¦ 2QU LoRE | Non-Red Flag Warning - Small Fires | equipment / facility failure | other equipment / facility failure | 0.067323
HFTD - Distribution | HFTD - Distribution - 1QU CoRE ¦ 2QU LoRE | Non-Red Flag Warning - Small Fires | equipment / facility failure | pole damage or failure | 0.015428
HFTD - Distribution | HFTD - Distribution - 1QU CoRE ¦ 2QU LoRE | Non-Red Flag Warning - Small Fires | equipment / facility failure | recloser damage or failure | 0
HFTD - Distribution | HFTD - Distribution - 1QU CoRE ¦ 2QU LoRE | Non-Red Flag Warning - Small Fires | equipment / facility failure | sectionalizer damage or failure | 0
HFTD - Distribution | HFTD - Distribution - 1QU CoRE ¦ 2QU LoRE | Non-Red Flag Warning - Small Fires | equipment / facility failure | switch damage or failure | 0
HFTD - Distribution | HFTD - Distribution - 1QU CoRE ¦ 2QU LoRE | Non-Red Flag Warning - Small Fires | equipment / facility failure | transformer damage or failure | 0.01769
HFTD - Distribution | HFTD - Distribution - 1QU CoRE ¦ 2QU LoRE | Non-Red Flag Warning - Small Fires | equipment / facility failure | voltage regulator / booster damage or failure | 0
HFTD - Distribution | HFTD - Distribution - 1QU CoRE ¦ 2QU LoRE | Non-Red Flag Warning - Small Fires | other | all other | 0.11254
HFTD - Distribution | HFTD - Distribution - 1QU CoRE ¦ 2QU LoRE | Non-Red Flag Warning - Small Fires | unknown | unknown | 0.10931
HFTD - Distribution | HFTD - Distribution - 1QU CoRE ¦ 2QU LoRE | Non-Red Flag Warning - Small Fires | utility work / operation | utility work / operation | 0.012469
HFTD - Distribution | HFTD - Distribution - 1QU CoRE ¦ 2QU LoRE | Non-Red Flag Warning - Small Fires | vandalism / theft | vandalism / theft | 0.00061805
HFTD - Distribution | HFTD - Distribution - 1QU CoRE ¦ 2QU LoRE | Non-Red Flag Warning - Small Fires | vegetation contact | branch (not overhanging, 4-12ft) | 0.0077289
HFTD - Distribution | HFTD - Distribution - 1QU CoRE ¦ 2QU LoRE | Non-Red Flag Warning - Small Fires | vegetation contact | branch (not overhanging, > 12ft) | 0.018327
HFTD - Distribution | HFTD - Distribution - 1QU CoRE ¦ 2QU LoRE | Non-Red Flag Warning - Small Fires | vegetation contact | branch (not overhanging, distance unknown) | 0.062563
HFTD - Distribution | HFTD - Distribution - 1QU CoRE ¦ 2QU LoRE | Non-Red Flag Warning - Small Fires | vegetation contact | branch (not overhanging, within 4ft) | 0.003313
HFTD - Distribution | HFTD - Distribution - 1QU CoRE ¦ 2QU LoRE | Non-Red Flag Warning - Small Fires | vegetation contact | branch (overhanging) | 0.14743
HFTD - Distribution | HFTD - Distribution - 1QU CoRE ¦ 2QU LoRE | Non-Red Flag Warning - Small Fires | vegetation contact | dead | 0.066562
HFTD - Distribution | HFTD - Distribution - 1QU CoRE ¦ 2QU LoRE | Non-Red Flag Warning - Small Fires | vegetation contact | fell into (moderate-severe defect) | 0.076132
HFTD - Distribution | HFTD - Distribution - 1QU CoRE ¦ 2QU LoRE | Non-Red Flag Warning - Small Fires | vegetation contact | fell into (no defect) | 0.44844
HFTD - Distribution | HFTD - Distribution - 1QU CoRE ¦ 2QU LoRE | Non-Red Flag Warning - Small Fires | vegetation contact | fell into (slight defect) | 0.094116
HFTD - Distribution | HFTD - Distribution - 1QU CoRE ¦ 2QU LoRE | Non-Red Flag Warning - Small Fires | vegetation contact | grow into | 0.0081464
HFTD - Distribution | HFTD - Distribution - 1QU CoRE ¦ 2QU LoRE | Non-Red Flag Warning - Small Fires | vegetation contact | other/unknown | 0.38629
HFTD - Distribution | HFTD - Distribution - 1QU CoRE ¦ 2QU LoRE | Non-Red Flag Warning - Small Fires | wire-to-wire contact | wire-to-wire contact / contamination | 0.25674
HFTD - Distribution | HFTD - Distribution - 1QU CoRE ¦ 2QU LoRE | Seismic - Red Flag Warning - Catastrophic Fires | cc - seismic scenario | seismic scenario | 1.0478e-05
HFTD - Distribution | HFTD - Distribution - 1QU CoRE ¦ 2QU LoRE | Red Flag Warning - Catastrophic Fires | contact from object | animal contact | 0
HFTD - Distribution | HFTD - Distribution - 1QU CoRE ¦ 2QU LoRE | Red Flag Warning - Catastrophic Fires | contact from object | balloon contact | 0
HFTD - Distribution | HFTD - Distribution - 1QU CoRE ¦ 2QU LoRE | Red Flag Warning - Catastrophic Fires | contact from object | other contact from object | 0
HFTD - Distribution | HFTD - Distribution - 1QU CoRE ¦ 2QU LoRE | Red Flag Warning - Catastrophic Fires | contact from object | vehicle contact | 0
HFTD - Distribution | HFTD - Distribution - 1QU CoRE ¦ 2QU LoRE | Red Flag Warning - Catastrophic Fires | contamination | contamination | 0
HFTD - Distribution | HFTD - Distribution - 1QU CoRE ¦ 2QU LoRE | Red Flag Warning - Catastrophic Fires | equipment / facility failure | anchor / guy damage or failure | 0.0017889
HFTD - Distribution | HFTD - Distribution - 1QU CoRE ¦ 2QU LoRE | Red Flag Warning - Catastrophic Fires | equipment / facility failure | capacitor bank damage or failure | 0
HFTD - Distribution | HFTD - Distribution - 1QU CoRE ¦ 2QU LoRE | Red Flag Warning - Catastrophic Fires | equipment / facility failure | conductor damage or failure | 0.021227
HFTD - Distribution | HFTD - Distribution - 1QU CoRE ¦ 2QU LoRE | Red Flag Warning - Catastrophic Fires | equipment / facility failure | connection device damage or failure | 0.0051786
HFTD - Distribution | HFTD - Distribution - 1QU CoRE ¦ 2QU LoRE | Red Flag Warning - Catastrophic Fires | equipment / facility failure | crossarm damage or failure | 0.0051094
HFTD - Distribution | HFTD - Distribution - 1QU CoRE ¦ 2QU LoRE | Red Flag Warning - Catastrophic Fires | equipment / facility failure | fuse damage or failure | 0.0045396
HFTD - Distribution | HFTD - Distribution - 1QU CoRE ¦ 2QU LoRE | Red Flag Warning - Catastrophic Fires | equipment / facility failure | insulator and brushing damage or failure | 0.0017485
HFTD - Distribution | HFTD - Distribution - 1QU CoRE ¦ 2QU LoRE | Red Flag Warning - Catastrophic Fires | equipment / facility failure | lightning arrestor damage or failure | 0.00012235
HFTD - Distribution | HFTD - Distribution - 1QU CoRE ¦ 2QU LoRE | Red Flag Warning - Catastrophic Fires | equipment / facility failure | other equipment / facility failure | 0.0023366
HFTD - Distribution | HFTD - Distribution - 1QU CoRE ¦ 2QU LoRE | Red Flag Warning - Catastrophic Fires | equipment / facility failure | pole damage or failure | 0.0010142
HFTD - Distribution | HFTD - Distribution - 1QU CoRE ¦ 2QU LoRE | Red Flag Warning - Catastrophic Fires | equipment / facility failure | recloser damage or failure | 0
HFTD - Distribution | HFTD - Distribution - 1QU CoRE ¦ 2QU LoRE | Red Flag Warning - Catastrophic Fires | equipment / facility failure | sectionalizer damage or failure | 0
HFTD - Distribution | HFTD - Distribution - 1QU CoRE ¦ 2QU LoRE | Red Flag Warning - Catastrophic Fires | equipment / facility failure | switch damage or failure | 0
HFTD - Distribution | HFTD - Distribution - 1QU CoRE ¦ 2QU LoRE | Red Flag Warning - Catastrophic Fires | equipment / facility failure | transformer damage or failure | 0.00034134
HFTD - Distribution | HFTD - Distribution - 1QU CoRE ¦ 2QU LoRE | Red Flag Warning - Catastrophic Fires | equipment / facility failure | voltage regulator / booster damage or failure | 0
HFTD - Distribution | HFTD - Distribution - 1QU CoRE ¦ 2QU LoRE | Red Flag Warning - Catastrophic Fires | other | all other | 0
HFTD - Distribution | HFTD - Distribution - 1QU CoRE ¦ 2QU LoRE | Red Flag Warning - Catastrophic Fires | unknown | unknown | 0
HFTD - Distribution | HFTD - Distribution - 1QU CoRE ¦ 2QU LoRE | Red Flag Warning - Catastrophic Fires | utility work / operation | utility work / operation | 0
HFTD - Distribution | HFTD - Distribution - 1QU CoRE ¦ 2QU LoRE | Red Flag Warning - Catastrophic Fires | vandalism / theft | vandalism / theft | 0
HFTD - Distribution | HFTD - Distribution - 1QU CoRE ¦ 2QU LoRE | Red Flag Warning - Catastrophic Fires | vegetation contact | branch (not overhanging, 4-12ft) | 0.0010048
HFTD - Distribution | HFTD - Distribution - 1QU CoRE ¦ 2QU LoRE | Red Flag Warning - Catastrophic Fires | vegetation contact | branch (not overhanging, > 12ft) | 0.0015266
HFTD - Distribution | HFTD - Distribution - 1QU CoRE ¦ 2QU LoRE | Red Flag Warning - Catastrophic Fires | vegetation contact | branch (not overhanging, distance unknown) | 0.0073784
HFTD - Distribution | HFTD - Distribution - 1QU CoRE ¦ 2QU LoRE | Red Flag Warning - Catastrophic Fires | vegetation contact | branch (not overhanging, within 4ft) | 0.00024885
HFTD - Distribution | HFTD - Distribution - 1QU CoRE ¦ 2QU LoRE | Red Flag Warning - Catastrophic Fires | vegetation contact | branch (overhanging) | 0.014682
HFTD - Distribution | HFTD - Distribution - 1QU CoRE ¦ 2QU LoRE | Red Flag Warning - Catastrophic Fires | vegetation contact | dead | 0.0055974
HFTD - Distribution | HFTD - Distribution - 1QU CoRE ¦ 2QU LoRE | Red Flag Warning - Catastrophic Fires | vegetation contact | fell into (moderate-severe defect) | 0.0045976
HFTD - Distribution | HFTD - Distribution - 1QU CoRE ¦ 2QU LoRE | Red Flag Warning - Catastrophic Fires | vegetation contact | fell into (no defect) | 0.018828
HFTD - Distribution | HFTD - Distribution - 1QU CoRE ¦ 2QU LoRE | Red Flag Warning - Catastrophic Fires | vegetation contact | fell into (slight defect) | 0.0049555
HFTD - Distribution | HFTD - Distribution - 1QU CoRE ¦ 2QU LoRE | Red Flag Warning - Catastrophic Fires | vegetation contact | grow into | 0.00052163
HFTD - Distribution | HFTD - Distribution - 1QU CoRE ¦ 2QU LoRE | Red Flag Warning - Catastrophic Fires | vegetation contact | other/unknown | 0.025443
HFTD - Distribution | HFTD - Distribution - 1QU CoRE ¦ 2QU LoRE | Red Flag Warning - Catastrophic Fires | wire-to-wire contact | wire-to-wire contact / contamination | 0
HFTD - Distribution | HFTD - Distribution - 1QU CoRE ¦ 2QU LoRE | Red Flag Warning - Destructive Fires | contact from object | animal contact | 0
HFTD - Distribution | HFTD - Distribution - 1QU CoRE ¦ 2QU LoRE | Red Flag Warning - Destructive Fires | contact from object | balloon contact | 0
HFTD - Distribution | HFTD - Distribution - 1QU CoRE ¦ 2QU LoRE | Red Flag Warning - Destructive Fires | contact from object | other contact from object | 0
HFTD - Distribution | HFTD - Distribution - 1QU CoRE ¦ 2QU LoRE | Red Flag Warning - Destructive Fires | contact from object | vehicle contact | 0
HFTD - Distribution | HFTD - Distribution - 1QU CoRE ¦ 2QU LoRE | Red Flag Warning - Destructive Fires | contamination | contamination | 0
HFTD - Distribution | HFTD - Distribution - 1QU CoRE ¦ 2QU LoRE | Red Flag Warning - Destructive Fires | equipment / facility failure | anchor / guy damage or failure | 0.00029383
HFTD - Distribution | HFTD - Distribution - 1QU CoRE ¦ 2QU LoRE | Red Flag Warning - Destructive Fires | equipment / facility failure | capacitor bank damage or failure | 0
HFTD - Distribution | HFTD - Distribution - 1QU CoRE ¦ 2QU LoRE | Red Flag Warning - Destructive Fires | equipment / facility failure | conductor damage or failure | 0.0048508
HFTD - Distribution | HFTD - Distribution - 1QU CoRE ¦ 2QU LoRE | Red Flag Warning - Destructive Fires | equipment / facility failure | connection device damage or failure | 0.0011819
HFTD - Distribution | HFTD - Distribution - 1QU CoRE ¦ 2QU LoRE | Red Flag Warning - Destructive Fires | equipment / facility failure | crossarm damage or failure | 0.00089545
HFTD - Distribution | HFTD - Distribution - 1QU CoRE ¦ 2QU LoRE | Red Flag Warning - Destructive Fires | equipment / facility failure | fuse damage or failure | 0.00074552
HFTD - Distribution | HFTD - Distribution - 1QU CoRE ¦ 2QU LoRE | Red Flag Warning - Destructive Fires | equipment / facility failure | insulator and brushing damage or failure | 0.00028685
HFTD - Distribution | HFTD - Distribution - 1QU CoRE ¦ 2QU LoRE | Red Flag Warning - Destructive Fires | equipment / facility failure | lightning arrestor damage or failure | 2.0117e-05
HFTD - Distribution | HFTD - Distribution - 1QU CoRE ¦ 2QU LoRE | Red Flag Warning - Destructive Fires | equipment / facility failure | other equipment / facility failure | 0.00045224
HFTD - Distribution | HFTD - Distribution - 1QU CoRE ¦ 2QU LoRE | Red Flag Warning - Destructive Fires | equipment / facility failure | pole damage or failure | 0.00022961
HFTD - Distribution | HFTD - Distribution - 1QU CoRE ¦ 2QU LoRE | Red Flag Warning - Destructive Fires | equipment / facility failure | recloser damage or failure | 0
HFTD - Distribution | HFTD - Distribution - 1QU CoRE ¦ 2QU LoRE | Red Flag Warning - Destructive Fires | equipment / facility failure | sectionalizer damage or failure | 0
HFTD - Distribution | HFTD - Distribution - 1QU CoRE ¦ 2QU LoRE | Red Flag Warning - Destructive Fires | equipment / facility failure | switch damage or failure | 0
HFTD - Distribution | HFTD - Distribution - 1QU CoRE ¦ 2QU LoRE | Red Flag Warning - Destructive Fires | equipment / facility failure | transformer damage or failure | 5.6281e-05
HFTD - Distribution | HFTD - Distribution - 1QU CoRE ¦ 2QU LoRE | Red Flag Warning - Destructive Fires | equipment / facility failure | voltage regulator / booster damage or failure | 0
HFTD - Distribution | HFTD - Distribution - 1QU CoRE ¦ 2QU LoRE | Red Flag Warning - Destructive Fires | other | all other | 0
HFTD - Distribution | HFTD - Distribution - 1QU CoRE ¦ 2QU LoRE | Red Flag Warning - Destructive Fires | unknown | unknown | 0
HFTD - Distribution | HFTD - Distribution - 1QU CoRE ¦ 2QU LoRE | Red Flag Warning - Destructive Fires | utility work / operation | utility work / operation | 0
HFTD - Distribution | HFTD - Distribution - 1QU CoRE ¦ 2QU LoRE | Red Flag Warning - Destructive Fires | vandalism / theft | vandalism / theft | 0
HFTD - Distribution | HFTD - Distribution - 1QU CoRE ¦ 2QU LoRE | Red Flag Warning - Destructive Fires | vegetation contact | branch (not overhanging, 4-12ft) | 0.00011987
HFTD - Distribution | HFTD - Distribution - 1QU CoRE ¦ 2QU LoRE | Red Flag Warning - Destructive Fires | vegetation contact | branch (not overhanging, > 12ft) | 0.00018223
HFTD - Distribution | HFTD - Distribution - 1QU CoRE ¦ 2QU LoRE | Red Flag Warning - Destructive Fires | vegetation contact | branch (not overhanging, distance unknown) | 0.00088076
HFTD - Distribution | HFTD - Distribution - 1QU CoRE ¦ 2QU LoRE | Red Flag Warning - Destructive Fires | vegetation contact | branch (not overhanging, within 4ft) | 2.967e-05
HFTD - Distribution | HFTD - Distribution - 1QU CoRE ¦ 2QU LoRE | Red Flag Warning - Destructive Fires | vegetation contact | branch (overhanging) | 0.0017505
HFTD - Distribution | HFTD - Distribution - 1QU CoRE ¦ 2QU LoRE | Red Flag Warning - Destructive Fires | vegetation contact | dead | 0.00066816
HFTD - Distribution | HFTD - Distribution - 1QU CoRE ¦ 2QU LoRE | Red Flag Warning - Destructive Fires | vegetation contact | fell into (moderate-severe defect) | 0.00054882
HFTD - Distribution | HFTD - Distribution - 1QU CoRE ¦ 2QU LoRE | Red Flag Warning - Destructive Fires | vegetation contact | fell into (no defect) | 0.0022475
HFTD - Distribution | HFTD - Distribution - 1QU CoRE ¦ 2QU LoRE | Red Flag Warning - Destructive Fires | vegetation contact | fell into (slight defect) | 0.00059154
HFTD - Distribution | HFTD - Distribution - 1QU CoRE ¦ 2QU LoRE | Red Flag Warning - Destructive Fires | vegetation contact | grow into | 6.2267e-05
HFTD - Distribution | HFTD - Distribution - 1QU CoRE ¦ 2QU LoRE | Red Flag Warning - Destructive Fires | vegetation contact | other/unknown | 0.0030371
HFTD - Distribution | HFTD - Distribution - 1QU CoRE ¦ 2QU LoRE | Red Flag Warning - Destructive Fires | wire-to-wire contact | wire-to-wire contact / contamination | 0
HFTD - Distribution | HFTD - Distribution - 1QU CoRE ¦ 2QU LoRE | Red Flag Warning - Large Fires | contact from object | animal contact | 0
HFTD - Distribution | HFTD - Distribution - 1QU CoRE ¦ 2QU LoRE | Red Flag Warning - Large Fires | contact from object | balloon contact | 0
HFTD - Distribution | HFTD - Distribution - 1QU CoRE ¦ 2QU LoRE | Red Flag Warning - Large Fires | contact from object | other contact from object | 0
HFTD - Distribution | HFTD - Distribution - 1QU CoRE ¦ 2QU LoRE | Red Flag Warning - Large Fires | contact from object | vehicle contact | 0
HFTD - Distribution | HFTD - Distribution - 1QU CoRE ¦ 2QU LoRE | Red Flag Warning - Large Fires | contamination | contamination | 0
HFTD - Distribution | HFTD - Distribution - 1QU CoRE ¦ 2QU LoRE | Red Flag Warning - Large Fires | equipment / facility failure | anchor / guy damage or failure | 0.0015598
HFTD - Distribution | HFTD - Distribution - 1QU CoRE ¦ 2QU LoRE | Red Flag Warning - Large Fires | equipment / facility failure | capacitor bank damage or failure | 0
HFTD - Distribution | HFTD - Distribution - 1QU CoRE ¦ 2QU LoRE | Red Flag Warning - Large Fires | equipment / facility failure | conductor damage or failure | 0.013811
HFTD - Distribution | HFTD - Distribution - 1QU CoRE ¦ 2QU LoRE | Red Flag Warning - Large Fires | equipment / facility failure | connection device damage or failure | 0.0042632
HFTD - Distribution | HFTD - Distribution - 1QU CoRE ¦ 2QU LoRE | Red Flag Warning - Large Fires | equipment / facility failure | crossarm damage or failure | 0.0030146
HFTD - Distribution | HFTD - Distribution - 1QU CoRE ¦ 2QU LoRE | Red Flag Warning - Large Fires | equipment / facility failure | fuse damage or failure | 0.0032525
HFTD - Distribution | HFTD - Distribution - 1QU CoRE ¦ 2QU LoRE | Red Flag Warning - Large Fires | equipment / facility failure | insulator and brushing damage or failure | 0.0014358
HFTD - Distribution | HFTD - Distribution - 1QU CoRE ¦ 2QU LoRE | Red Flag Warning - Large Fires | equipment / facility failure | lightning arrestor damage or failure | 0.00011376
HFTD - Distribution | HFTD - Distribution - 1QU CoRE ¦ 2QU LoRE | Red Flag Warning - Large Fires | equipment / facility failure | other equipment / facility failure | 0.0015341
HFTD - Distribution | HFTD - Distribution - 1QU CoRE ¦ 2QU LoRE | Red Flag Warning - Large Fires | equipment / facility failure | pole damage or failure | 0.00050115
HFTD - Distribution | HFTD - Distribution - 1QU CoRE ¦ 2QU LoRE | Red Flag Warning - Large Fires | equipment / facility failure | recloser damage or failure | 0
HFTD - Distribution | HFTD - Distribution - 1QU CoRE ¦ 2QU LoRE | Red Flag Warning - Large Fires | equipment / facility failure | sectionalizer damage or failure | 0
HFTD - Distribution | HFTD - Distribution - 1QU CoRE ¦ 2QU LoRE | Red Flag Warning - Large Fires | equipment / facility failure | switch damage or failure | 0
HFTD - Distribution | HFTD - Distribution - 1QU CoRE ¦ 2QU LoRE | Red Flag Warning - Large Fires | equipment / facility failure | transformer damage or failure | 0.00024996
HFTD - Distribution | HFTD - Distribution - 1QU CoRE ¦ 2QU LoRE | Red Flag Warning - Large Fires | equipment / facility failure | voltage regulator / booster damage or failure | 0
HFTD - Distribution | HFTD - Distribution - 1QU CoRE ¦ 2QU LoRE | Red Flag Warning - Large Fires | other | all other | 0
HFTD - Distribution | HFTD - Distribution - 1QU CoRE ¦ 2QU LoRE | Red Flag Warning - Large Fires | unknown | unknown | 0
HFTD - Distribution | HFTD - Distribution - 1QU CoRE ¦ 2QU LoRE | Red Flag Warning - Large Fires | utility work / operation | utility work / operation | 0
HFTD - Distribution | HFTD - Distribution - 1QU CoRE ¦ 2QU LoRE | Red Flag Warning - Large Fires | vandalism / theft | vandalism / theft | 0
HFTD - Distribution | HFTD - Distribution - 1QU CoRE ¦ 2QU LoRE | Red Flag Warning - Large Fires | vegetation contact | branch (not overhanging, 4-12ft) | 0.00048973
HFTD - Distribution | HFTD - Distribution - 1QU CoRE ¦ 2QU LoRE | Red Flag Warning - Large Fires | vegetation contact | branch (not overhanging, > 12ft) | 0.00074805
HFTD - Distribution | HFTD - Distribution - 1QU CoRE ¦ 2QU LoRE | Red Flag Warning - Large Fires | vegetation contact | branch (not overhanging, distance unknown) | 0.0036156
HFTD - Distribution | HFTD - Distribution - 1QU CoRE ¦ 2QU LoRE | Red Flag Warning - Large Fires | vegetation contact | branch (not overhanging, within 4ft) | 0.00012069
HFTD - Distribution | HFTD - Distribution - 1QU CoRE ¦ 2QU LoRE | Red Flag Warning - Large Fires | vegetation contact | branch (overhanging) | 0.0071209
HFTD - Distribution | HFTD - Distribution - 1QU CoRE ¦ 2QU LoRE | Red Flag Warning - Large Fires | vegetation contact | dead | 0.0027429
HFTD - Distribution | HFTD - Distribution - 1QU CoRE ¦ 2QU LoRE | Red Flag Warning - Large Fires | vegetation contact | fell into (moderate-severe defect) | 0.0022529
HFTD - Distribution | HFTD - Distribution - 1QU CoRE ¦ 2QU LoRE | Red Flag Warning - Large Fires | vegetation contact | fell into (no defect) | 0.009226
HFTD - Distribution | HFTD - Distribution - 1QU CoRE ¦ 2QU LoRE | Red Flag Warning - Large Fires | vegetation contact | fell into (slight defect) | 0.0024283
HFTD - Distribution | HFTD - Distribution - 1QU CoRE ¦ 2QU LoRE | Red Flag Warning - Large Fires | vegetation contact | grow into | 0.00025561
HFTD - Distribution | HFTD - Distribution - 1QU CoRE ¦ 2QU LoRE | Red Flag Warning - Large Fires | vegetation contact | other/unknown | 0.012468
HFTD - Distribution | HFTD - Distribution - 1QU CoRE ¦ 2QU LoRE | Red Flag Warning - Large Fires | wire-to-wire contact | wire-to-wire contact / contamination | 0
HFTD - Distribution | HFTD - Distribution - 1QU CoRE ¦ 2QU LoRE | Red Flag Warning - Small Fires | contact from object | animal contact | 0.001951
HFTD - Distribution | HFTD - Distribution - 1QU CoRE ¦ 2QU LoRE | Red Flag Warning - Small Fires | contact from object | balloon contact | 0.00090547
HFTD - Distribution | HFTD - Distribution - 1QU CoRE ¦ 2QU LoRE | Red Flag Warning - Small Fires | contact from object | other contact from object | 0.0016667
HFTD - Distribution | HFTD - Distribution - 1QU CoRE ¦ 2QU LoRE | Red Flag Warning - Small Fires | contact from object | vehicle contact | 0.0053543
HFTD - Distribution | HFTD - Distribution - 1QU CoRE ¦ 2QU LoRE | Red Flag Warning - Small Fires | contamination | contamination | 9.3691e-05
HFTD - Distribution | HFTD - Distribution - 1QU CoRE ¦ 2QU LoRE | Red Flag Warning - Small Fires | equipment / facility failure | anchor / guy damage or failure | 0.004516
HFTD - Distribution | HFTD - Distribution - 1QU CoRE ¦ 2QU LoRE | Red Flag Warning - Small Fires | equipment / facility failure | capacitor bank damage or failure | 0
HFTD - Distribution | HFTD - Distribution - 1QU CoRE ¦ 2QU LoRE | Red Flag Warning - Small Fires | equipment / facility failure | conductor damage or failure | 0.026632
HFTD - Distribution | HFTD - Distribution - 1QU CoRE ¦ 2QU LoRE | Red Flag Warning - Small Fires | equipment / facility failure | connection device damage or failure | 0.0072758
HFTD - Distribution | HFTD - Distribution - 1QU CoRE ¦ 2QU LoRE | Red Flag Warning - Small Fires | equipment / facility failure | crossarm damage or failure | 0.0094371
HFTD - Distribution | HFTD - Distribution - 1QU CoRE ¦ 2QU LoRE | Red Flag Warning - Small Fires | equipment / facility failure | fuse damage or failure | 0.009632
HFTD - Distribution | HFTD - Distribution - 1QU CoRE ¦ 2QU LoRE | Red Flag Warning - Small Fires | equipment / facility failure | insulator and brushing damage or failure | 0.0043782
HFTD - Distribution | HFTD - Distribution - 1QU CoRE ¦ 2QU LoRE | Red Flag Warning - Small Fires | equipment / facility failure | lightning arrestor damage or failure | 0.00030328
HFTD - Distribution | HFTD - Distribution - 1QU CoRE ¦ 2QU LoRE | Red Flag Warning - Small Fires | equipment / facility failure | other equipment / facility failure | 0.004172
HFTD - Distribution | HFTD - Distribution - 1QU CoRE ¦ 2QU LoRE | Red Flag Warning - Small Fires | equipment / facility failure | pole damage or failure | 0.0012289
HFTD - Distribution | HFTD - Distribution - 1QU CoRE ¦ 2QU LoRE | Red Flag Warning - Small Fires | equipment / facility failure | recloser damage or failure | 0
HFTD - Distribution | HFTD - Distribution - 1QU CoRE ¦ 2QU LoRE | Red Flag Warning - Small Fires | equipment / facility failure | sectionalizer damage or failure | 0
HFTD - Distribution | HFTD - Distribution - 1QU CoRE ¦ 2QU LoRE | Red Flag Warning - Small Fires | equipment / facility failure | switch damage or failure | 0
HFTD - Distribution | HFTD - Distribution - 1QU CoRE ¦ 2QU LoRE | Red Flag Warning - Small Fires | equipment / facility failure | transformer damage or failure | 0.00068836
HFTD - Distribution | HFTD - Distribution - 1QU CoRE ¦ 2QU LoRE | Red Flag Warning - Small Fires | equipment / facility failure | voltage regulator / booster damage or failure | 0
HFTD - Distribution | HFTD - Distribution - 1QU CoRE ¦ 2QU LoRE | Red Flag Warning - Small Fires | other | all other | 0.0033289
HFTD - Distribution | HFTD - Distribution - 1QU CoRE ¦ 2QU LoRE | Red Flag Warning - Small Fires | unknown | unknown | 0.0046037
HFTD - Distribution | HFTD - Distribution - 1QU CoRE ¦ 2QU LoRE | Red Flag Warning - Small Fires | utility work / operation | utility work / operation | 0.00033067
HFTD - Distribution | HFTD - Distribution - 1QU CoRE ¦ 2QU LoRE | Red Flag Warning - Small Fires | vandalism / theft | vandalism / theft | 1.0301e-05
HFTD - Distribution | HFTD - Distribution - 1QU CoRE ¦ 2QU LoRE | Red Flag Warning - Small Fires | vegetation contact | branch (not overhanging, 4-12ft) | 0.0030483
HFTD - Distribution | HFTD - Distribution - 1QU CoRE ¦ 2QU LoRE | Red Flag Warning - Small Fires | vegetation contact | branch (not overhanging, > 12ft) | 0.0046839
HFTD - Distribution | HFTD - Distribution - 1QU CoRE ¦ 2QU LoRE | Red Flag Warning - Small Fires | vegetation contact | branch (not overhanging, distance unknown) | 0.022639
HFTD - Distribution | HFTD - Distribution - 1QU CoRE ¦ 2QU LoRE | Red Flag Warning - Small Fires | vegetation contact | branch (not overhanging, within 4ft) | 0.00074718
HFTD - Distribution | HFTD - Distribution - 1QU CoRE ¦ 2QU LoRE | Red Flag Warning - Small Fires | vegetation contact | branch (overhanging) | 0.044084
HFTD - Distribution | HFTD - Distribution - 1QU CoRE ¦ 2QU LoRE | Red Flag Warning - Small Fires | vegetation contact | dead | 0.017174
HFTD - Distribution | HFTD - Distribution - 1QU CoRE ¦ 2QU LoRE | Red Flag Warning - Small Fires | vegetation contact | fell into (moderate-severe defect) | 0.014107
HFTD - Distribution | HFTD - Distribution - 1QU CoRE ¦ 2QU LoRE | Red Flag Warning - Small Fires | vegetation contact | fell into (no defect) | 0.057768
HFTD - Distribution | HFTD - Distribution - 1QU CoRE ¦ 2QU LoRE | Red Flag Warning - Small Fires | vegetation contact | fell into (slight defect) | 0.015205
HFTD - Distribution | HFTD - Distribution - 1QU CoRE ¦ 2QU LoRE | Red Flag Warning - Small Fires | vegetation contact | grow into | 0.0016005
HFTD - Distribution | HFTD - Distribution - 1QU CoRE ¦ 2QU LoRE | Red Flag Warning - Small Fires | vegetation contact | other/unknown | 0.078065
HFTD - Distribution | HFTD - Distribution - 1QU CoRE ¦ 2QU LoRE | Red Flag Warning - Small Fires | wire-to-wire contact | wire-to-wire contact / contamination | 0.0084952
HFTD - Distribution | HFTD - Distribution - 1QU CoRE ¦ 3QU LoRE | Seismic - Non-Red Flag Warning - Catastrophic Fires | cc - seismic scenario | seismic scenario | 2.4891e-07
HFTD - Distribution | HFTD - Distribution - 1QU CoRE ¦ 3QU LoRE | Non-Red Flag Warning - Catastrophic Fires | contact from object | animal contact | 0.00084995
HFTD - Distribution | HFTD - Distribution - 1QU CoRE ¦ 3QU LoRE | Non-Red Flag Warning - Catastrophic Fires | contact from object | balloon contact | 1.1325e-05
HFTD - Distribution | HFTD - Distribution - 1QU CoRE ¦ 3QU LoRE | Non-Red Flag Warning - Catastrophic Fires | contact from object | other contact from object | 0.00021555
HFTD - Distribution | HFTD - Distribution - 1QU CoRE ¦ 3QU LoRE | Non-Red Flag Warning - Catastrophic Fires | contact from object | vehicle contact | 8.7811e-05
HFTD - Distribution | HFTD - Distribution - 1QU CoRE ¦ 3QU LoRE | Non-Red Flag Warning - Catastrophic Fires | contamination | contamination | 1.0755e-06
HFTD - Distribution | HFTD - Distribution - 1QU CoRE ¦ 3QU LoRE | Non-Red Flag Warning - Catastrophic Fires | equipment / facility failure | anchor / guy damage or failure | 0
HFTD - Distribution | HFTD - Distribution - 1QU CoRE ¦ 3QU LoRE | Non-Red Flag Warning - Catastrophic Fires | equipment / facility failure | capacitor bank damage or failure | 0
HFTD - Distribution | HFTD - Distribution - 1QU CoRE ¦ 3QU LoRE | Non-Red Flag Warning - Catastrophic Fires | equipment / facility failure | conductor damage or failure | 3.6441e-05
HFTD - Distribution | HFTD - Distribution - 1QU CoRE ¦ 3QU LoRE | Non-Red Flag Warning - Catastrophic Fires | equipment / facility failure | connection device damage or failure | 2.2959e-05
HFTD - Distribution | HFTD - Distribution - 1QU CoRE ¦ 3QU LoRE | Non-Red Flag Warning - Catastrophic Fires | equipment / facility failure | crossarm damage or failure | 1.4347e-06
HFTD - Distribution | HFTD - Distribution - 1QU CoRE ¦ 3QU LoRE | Non-Red Flag Warning - Catastrophic Fires | equipment / facility failure | fuse damage or failure | 0
HFTD - Distribution | HFTD - Distribution - 1QU CoRE ¦ 3QU LoRE | Non-Red Flag Warning - Catastrophic Fires | equipment / facility failure | insulator and brushing damage or failure | 0
HFTD - Distribution | HFTD - Distribution - 1QU CoRE ¦ 3QU LoRE | Non-Red Flag Warning - Catastrophic Fires | equipment / facility failure | lightning arrestor damage or failure | 0
HFTD - Distribution | HFTD - Distribution - 1QU CoRE ¦ 3QU LoRE | Non-Red Flag Warning - Catastrophic Fires | equipment / facility failure | other equipment / facility failure | 7.9137e-06
HFTD - Distribution | HFTD - Distribution - 1QU CoRE ¦ 3QU LoRE | Non-Red Flag Warning - Catastrophic Fires | equipment / facility failure | pole damage or failure | 2.4849e-06
HFTD - Distribution | HFTD - Distribution - 1QU CoRE ¦ 3QU LoRE | Non-Red Flag Warning - Catastrophic Fires | equipment / facility failure | recloser damage or failure | 0
HFTD - Distribution | HFTD - Distribution - 1QU CoRE ¦ 3QU LoRE | Non-Red Flag Warning - Catastrophic Fires | equipment / facility failure | sectionalizer damage or failure | 0
HFTD - Distribution | HFTD - Distribution - 1QU CoRE ¦ 3QU LoRE | Non-Red Flag Warning - Catastrophic Fires | equipment / facility failure | switch damage or failure | 0
HFTD - Distribution | HFTD - Distribution - 1QU CoRE ¦ 3QU LoRE | Non-Red Flag Warning - Catastrophic Fires | equipment / facility failure | transformer damage or failure | 0
HFTD - Distribution | HFTD - Distribution - 1QU CoRE ¦ 3QU LoRE | Non-Red Flag Warning - Catastrophic Fires | equipment / facility failure | voltage regulator / booster damage or failure | 0
HFTD - Distribution | HFTD - Distribution - 1QU CoRE ¦ 3QU LoRE | Non-Red Flag Warning - Catastrophic Fires | other | all other | 0.00060731
HFTD - Distribution | HFTD - Distribution - 1QU CoRE ¦ 3QU LoRE | Non-Red Flag Warning - Catastrophic Fires | unknown | unknown | 0.00095608
HFTD - Distribution | HFTD - Distribution - 1QU CoRE ¦ 3QU LoRE | Non-Red Flag Warning - Catastrophic Fires | utility work / operation | utility work / operation | 0.0001677
HFTD - Distribution | HFTD - Distribution - 1QU CoRE ¦ 3QU LoRE | Non-Red Flag Warning - Catastrophic Fires | vandalism / theft | vandalism / theft | 6.4364e-07
HFTD - Distribution | HFTD - Distribution - 1QU CoRE ¦ 3QU LoRE | Non-Red Flag Warning - Catastrophic Fires | vegetation contact | branch (not overhanging, 4-12ft) | 1.0591e-05
HFTD - Distribution | HFTD - Distribution - 1QU CoRE ¦ 3QU LoRE | Non-Red Flag Warning - Catastrophic Fires | vegetation contact | branch (not overhanging, > 12ft) | 2.5017e-05
HFTD - Distribution | HFTD - Distribution - 1QU CoRE ¦ 3QU LoRE | Non-Red Flag Warning - Catastrophic Fires | vegetation contact | branch (not overhanging, distance unknown) | 8.5399e-05
HFTD - Distribution | HFTD - Distribution - 1QU CoRE ¦ 3QU LoRE | Non-Red Flag Warning - Catastrophic Fires | vegetation contact | branch (not overhanging, within 4ft) | 4.5563e-06
HFTD - Distribution | HFTD - Distribution - 1QU CoRE ¦ 3QU LoRE | Non-Red Flag Warning - Catastrophic Fires | vegetation contact | branch (overhanging) | 0.00020275
HFTD - Distribution | HFTD - Distribution - 1QU CoRE ¦ 3QU LoRE | Non-Red Flag Warning - Catastrophic Fires | vegetation contact | dead | 9.0857e-05
HFTD - Distribution | HFTD - Distribution - 1QU CoRE ¦ 3QU LoRE | Non-Red Flag Warning - Catastrophic Fires | vegetation contact | fell into (moderate-severe defect) | 0.00010392
HFTD - Distribution | HFTD - Distribution - 1QU CoRE ¦ 3QU LoRE | Non-Red Flag Warning - Catastrophic Fires | vegetation contact | fell into (no defect) | 0.00061212
HFTD - Distribution | HFTD - Distribution - 1QU CoRE ¦ 3QU LoRE | Non-Red Flag Warning - Catastrophic Fires | vegetation contact | fell into (slight defect) | 0.00012847
HFTD - Distribution | HFTD - Distribution - 1QU CoRE ¦ 3QU LoRE | Non-Red Flag Warning - Catastrophic Fires | vegetation contact | grow into | 1.112e-05
HFTD - Distribution | HFTD - Distribution - 1QU CoRE ¦ 3QU LoRE | Non-Red Flag Warning - Catastrophic Fires | vegetation contact | other/unknown | 0.00052729
HFTD - Distribution | HFTD - Distribution - 1QU CoRE ¦ 3QU LoRE | Non-Red Flag Warning - Catastrophic Fires | wire-to-wire contact | wire-to-wire contact / contamination | 0.0022151
HFTD - Distribution | HFTD - Distribution - 1QU CoRE ¦ 3QU LoRE | Non-Red Flag Warning - Destructive Fires | contact from object | animal contact | 0.00065844
HFTD - Distribution | HFTD - Distribution - 1QU CoRE ¦ 3QU LoRE | Non-Red Flag Warning - Destructive Fires | contact from object | balloon contact | 9.3549e-06
HFTD - Distribution | HFTD - Distribution - 1QU CoRE ¦ 3QU LoRE | Non-Red Flag Warning - Destructive Fires | contact from object | other contact from object | 0.00015225
HFTD - Distribution | HFTD - Distribution - 1QU CoRE ¦ 3QU LoRE | Non-Red Flag Warning - Destructive Fires | contact from object | vehicle contact | 7.2561e-05
HFTD - Distribution | HFTD - Distribution - 1QU CoRE ¦ 3QU LoRE | Non-Red Flag Warning - Destructive Fires | contamination | contamination | 6.2586e-07
HFTD - Distribution | HFTD - Distribution - 1QU CoRE ¦ 3QU LoRE | Non-Red Flag Warning - Destructive Fires | equipment / facility failure | anchor / guy damage or failure | 0
HFTD - Distribution | HFTD - Distribution - 1QU CoRE ¦ 3QU LoRE | Non-Red Flag Warning - Destructive Fires | equipment / facility failure | capacitor bank damage or failure | 0
HFTD - Distribution | HFTD - Distribution - 1QU CoRE ¦ 3QU LoRE | Non-Red Flag Warning - Destructive Fires | equipment / facility failure | conductor damage or failure | 0.00014689
HFTD - Distribution | HFTD - Distribution - 1QU CoRE ¦ 3QU LoRE | Non-Red Flag Warning - Destructive Fires | equipment / facility failure | connection device damage or failure | 9.3524e-05
HFTD - Distribution | HFTD - Distribution - 1QU CoRE ¦ 3QU LoRE | Non-Red Flag Warning - Destructive Fires | equipment / facility failure | crossarm damage or failure | 5.7018e-06
HFTD - Distribution | HFTD - Distribution - 1QU CoRE ¦ 3QU LoRE | Non-Red Flag Warning - Destructive Fires | equipment / facility failure | fuse damage or failure | 0
HFTD - Distribution | HFTD - Distribution - 1QU CoRE ¦ 3QU LoRE | Non-Red Flag Warning - Destructive Fires | equipment / facility failure | insulator and brushing damage or failure | 0
HFTD - Distribution | HFTD - Distribution - 1QU CoRE ¦ 3QU LoRE | Non-Red Flag Warning - Destructive Fires | equipment / facility failure | lightning arrestor damage or failure | 0
HFTD - Distribution | HFTD - Distribution - 1QU CoRE ¦ 3QU LoRE | Non-Red Flag Warning - Destructive Fires | equipment / facility failure | other equipment / facility failure | 3.361e-05
HFTD - Distribution | HFTD - Distribution - 1QU CoRE ¦ 3QU LoRE | Non-Red Flag Warning - Destructive Fires | equipment / facility failure | pole damage or failure | 1.0292e-05
HFTD - Distribution | HFTD - Distribution - 1QU CoRE ¦ 3QU LoRE | Non-Red Flag Warning - Destructive Fires | equipment / facility failure | recloser damage or failure | 0
HFTD - Distribution | HFTD - Distribution - 1QU CoRE ¦ 3QU LoRE | Non-Red Flag Warning - Destructive Fires | equipment / facility failure | sectionalizer damage or failure | 0
HFTD - Distribution | HFTD - Distribution - 1QU CoRE ¦ 3QU LoRE | Non-Red Flag Warning - Destructive Fires | equipment / facility failure | switch damage or failure | 0
HFTD - Distribution | HFTD - Distribution - 1QU CoRE ¦ 3QU LoRE | Non-Red Flag Warning - Destructive Fires | equipment / facility failure | transformer damage or failure | 0
HFTD - Distribution | HFTD - Distribution - 1QU CoRE ¦ 3QU LoRE | Non-Red Flag Warning - Destructive Fires | equipment / facility failure | voltage regulator / booster damage or failure | 0
HFTD - Distribution | HFTD - Distribution - 1QU CoRE ¦ 3QU LoRE | Non-Red Flag Warning - Destructive Fires | other | all other | 0.00044263
HFTD - Distribution | HFTD - Distribution - 1QU CoRE ¦ 3QU LoRE | Non-Red Flag Warning - Destructive Fires | unknown | unknown | 0.00072871
HFTD - Distribution | HFTD - Distribution - 1QU CoRE ¦ 3QU LoRE | Non-Red Flag Warning - Destructive Fires | utility work / operation | utility work / operation | 0.00012249
HFTD - Distribution | HFTD - Distribution - 1QU CoRE ¦ 3QU LoRE | Non-Red Flag Warning - Destructive Fires | vandalism / theft | vandalism / theft | 6.8604e-07
HFTD - Distribution | HFTD - Distribution - 1QU CoRE ¦ 3QU LoRE | Non-Red Flag Warning - Destructive Fires | vegetation contact | branch (not overhanging, 4-12ft) | 2.4304e-05
HFTD - Distribution | HFTD - Distribution - 1QU CoRE ¦ 3QU LoRE | Non-Red Flag Warning - Destructive Fires | vegetation contact | branch (not overhanging, > 12ft) | 5.7467e-05
HFTD - Distribution | HFTD - Distribution - 1QU CoRE ¦ 3QU LoRE | Non-Red Flag Warning - Destructive Fires | vegetation contact | branch (not overhanging, distance unknown) | 0.00019617
HFTD - Distribution | HFTD - Distribution - 1QU CoRE ¦ 3QU LoRE | Non-Red Flag Warning - Destructive Fires | vegetation contact | branch (not overhanging, within 4ft) | 1.0445e-05
HFTD - Distribution | HFTD - Distribution - 1QU CoRE ¦ 3QU LoRE | Non-Red Flag Warning - Destructive Fires | vegetation contact | branch (overhanging) | 0.00046481
HFTD - Distribution | HFTD - Distribution - 1QU CoRE ¦ 3QU LoRE | Non-Red Flag Warning - Destructive Fires | vegetation contact | dead | 0.00020871
HFTD - Distribution | HFTD - Distribution - 1QU CoRE ¦ 3QU LoRE | Non-Red Flag Warning - Destructive Fires | vegetation contact | fell into (moderate-severe defect) | 0.00023872
HFTD - Distribution | HFTD - Distribution - 1QU CoRE ¦ 3QU LoRE | Non-Red Flag Warning - Destructive Fires | vegetation contact | fell into (no defect) | 0.0014061
HFTD - Distribution | HFTD - Distribution - 1QU CoRE ¦ 3QU LoRE | Non-Red Flag Warning - Destructive Fires | vegetation contact | fell into (slight defect) | 0.00029511
HFTD - Distribution | HFTD - Distribution - 1QU CoRE ¦ 3QU LoRE | Non-Red Flag Warning - Destructive Fires | vegetation contact | grow into | 2.5544e-05
HFTD - Distribution | HFTD - Distribution - 1QU CoRE ¦ 3QU LoRE | Non-Red Flag Warning - Destructive Fires | vegetation contact | other/unknown | 0.0012113
HFTD - Distribution | HFTD - Distribution - 1QU CoRE ¦ 3QU LoRE | Non-Red Flag Warning - Destructive Fires | wire-to-wire contact | wire-to-wire contact / contamination | 0.0016006
HFTD - Distribution | HFTD - Distribution - 1QU CoRE ¦ 3QU LoRE | Non-Red Flag Warning - Large Fires | contact from object | animal contact | 0.0028516
HFTD - Distribution | HFTD - Distribution - 1QU CoRE ¦ 3QU LoRE | Non-Red Flag Warning - Large Fires | contact from object | balloon contact | 2.4349e-05
HFTD - Distribution | HFTD - Distribution - 1QU CoRE ¦ 3QU LoRE | Non-Red Flag Warning - Large Fires | contact from object | other contact from object | 0.00079276
HFTD - Distribution | HFTD - Distribution - 1QU CoRE ¦ 3QU LoRE | Non-Red Flag Warning - Large Fires | contact from object | vehicle contact | 0.00027633
HFTD - Distribution | HFTD - Distribution - 1QU CoRE ¦ 3QU LoRE | Non-Red Flag Warning - Large Fires | contamination | contamination | 2.7463e-06
HFTD - Distribution | HFTD - Distribution - 1QU CoRE ¦ 3QU LoRE | Non-Red Flag Warning - Large Fires | equipment / facility failure | anchor / guy damage or failure | 0
HFTD - Distribution | HFTD - Distribution - 1QU CoRE ¦ 3QU LoRE | Non-Red Flag Warning - Large Fires | equipment / facility failure | capacitor bank damage or failure | 0
HFTD - Distribution | HFTD - Distribution - 1QU CoRE ¦ 3QU LoRE | Non-Red Flag Warning - Large Fires | equipment / facility failure | conductor damage or failure | 0.0009483
HFTD - Distribution | HFTD - Distribution - 1QU CoRE ¦ 3QU LoRE | Non-Red Flag Warning - Large Fires | equipment / facility failure | connection device damage or failure | 0.00057555
HFTD - Distribution | HFTD - Distribution - 1QU CoRE ¦ 3QU LoRE | Non-Red Flag Warning - Large Fires | equipment / facility failure | crossarm damage or failure | 3.6782e-05
HFTD - Distribution | HFTD - Distribution - 1QU CoRE ¦ 3QU LoRE | Non-Red Flag Warning - Large Fires | equipment / facility failure | fuse damage or failure | 0
HFTD - Distribution | HFTD - Distribution - 1QU CoRE ¦ 3QU LoRE | Non-Red Flag Warning - Large Fires | equipment / facility failure | insulator and brushing damage or failure | 0
HFTD - Distribution | HFTD - Distribution - 1QU CoRE ¦ 3QU LoRE | Non-Red Flag Warning - Large Fires | equipment / facility failure | lightning arrestor damage or failure | 0
HFTD - Distribution | HFTD - Distribution - 1QU CoRE ¦ 3QU LoRE | Non-Red Flag Warning - Large Fires | equipment / facility failure | other equipment / facility failure | 0.00019608
HFTD - Distribution | HFTD - Distribution - 1QU CoRE ¦ 3QU LoRE | Non-Red Flag Warning - Large Fires | equipment / facility failure | pole damage or failure | 6.3416e-05
HFTD - Distribution | HFTD - Distribution - 1QU CoRE ¦ 3QU LoRE | Non-Red Flag Warning - Large Fires | equipment / facility failure | recloser damage or failure | 0
HFTD - Distribution | HFTD - Distribution - 1QU CoRE ¦ 3QU LoRE | Non-Red Flag Warning - Large Fires | equipment / facility failure | sectionalizer damage or failure | 0
HFTD - Distribution | HFTD - Distribution - 1QU CoRE ¦ 3QU LoRE | Non-Red Flag Warning - Large Fires | equipment / facility failure | switch damage or failure | 0
HFTD - Distribution | HFTD - Distribution - 1QU CoRE ¦ 3QU LoRE | Non-Red Flag Warning - Large Fires | equipment / facility failure | transformer damage or failure | 0
HFTD - Distribution | HFTD - Distribution - 1QU CoRE ¦ 3QU LoRE | Non-Red Flag Warning - Large Fires | equipment / facility failure | voltage regulator / booster damage or failure | 0
HFTD - Distribution | HFTD - Distribution - 1QU CoRE ¦ 3QU LoRE | Non-Red Flag Warning - Large Fires | other | all other | 0.0022853
HFTD - Distribution | HFTD - Distribution - 1QU CoRE ¦ 3QU LoRE | Non-Red Flag Warning - Large Fires | unknown | unknown | 0.0033349
HFTD - Distribution | HFTD - Distribution - 1QU CoRE ¦ 3QU LoRE | Non-Red Flag Warning - Large Fires | utility work / operation | utility work / operation | 0.00070793
HFTD - Distribution | HFTD - Distribution - 1QU CoRE ¦ 3QU LoRE | Non-Red Flag Warning - Large Fires | vandalism / theft | vandalism / theft | 3.4437e-06
HFTD - Distribution | HFTD - Distribution - 1QU CoRE ¦ 3QU LoRE | Non-Red Flag Warning - Large Fires | vegetation contact | branch (not overhanging, 4-12ft) | 0.00018689
HFTD - Distribution | HFTD - Distribution - 1QU CoRE ¦ 3QU LoRE | Non-Red Flag Warning - Large Fires | vegetation contact | branch (not overhanging, > 12ft) | 0.00043701
HFTD - Distribution | HFTD - Distribution - 1QU CoRE ¦ 3QU LoRE | Non-Red Flag Warning - Large Fires | vegetation contact | branch (not overhanging, distance unknown) | 0.0014918
HFTD - Distribution | HFTD - Distribution - 1QU CoRE ¦ 3QU LoRE | Non-Red Flag Warning - Large Fires | vegetation contact | branch (not overhanging, within 4ft) | 8.1141e-05
HFTD - Distribution | HFTD - Distribution - 1QU CoRE ¦ 3QU LoRE | Non-Red Flag Warning - Large Fires | vegetation contact | branch (overhanging) | 0.0036108
HFTD - Distribution | HFTD - Distribution - 1QU CoRE ¦ 3QU LoRE | Non-Red Flag Warning - Large Fires | vegetation contact | dead | 0.0015871
HFTD - Distribution | HFTD - Distribution - 1QU CoRE ¦ 3QU LoRE | Non-Red Flag Warning - Large Fires | vegetation contact | fell into (moderate-severe defect) | 0.0018153
HFTD - Distribution | HFTD - Distribution - 1QU CoRE ¦ 3QU LoRE | Non-Red Flag Warning - Large Fires | vegetation contact | fell into (no defect) | 0.010693
HFTD - Distribution | HFTD - Distribution - 1QU CoRE ¦ 3QU LoRE | Non-Red Flag Warning - Large Fires | vegetation contact | fell into (slight defect) | 0.0022442
HFTD - Distribution | HFTD - Distribution - 1QU CoRE ¦ 3QU LoRE | Non-Red Flag Warning - Large Fires | vegetation contact | grow into | 0.00019425
HFTD - Distribution | HFTD - Distribution - 1QU CoRE ¦ 3QU LoRE | Non-Red Flag Warning - Large Fires | vegetation contact | other/unknown | 0.009211
HFTD - Distribution | HFTD - Distribution - 1QU CoRE ¦ 3QU LoRE | Non-Red Flag Warning - Large Fires | wire-to-wire contact | wire-to-wire contact / contamination | 0.0079472
HFTD - Distribution | HFTD - Distribution - 1QU CoRE ¦ 3QU LoRE | Non-Red Flag Warning - Small Fires | contact from object | animal contact | 0.13328
HFTD - Distribution | HFTD - Distribution - 1QU CoRE ¦ 3QU LoRE | Non-Red Flag Warning - Small Fires | contact from object | balloon contact | 0.001747
HFTD - Distribution | HFTD - Distribution - 1QU CoRE ¦ 3QU LoRE | Non-Red Flag Warning - Small Fires | contact from object | other contact from object | 0.039733
HFTD - Distribution | HFTD - Distribution - 1QU CoRE ¦ 3QU LoRE | Non-Red Flag Warning - Small Fires | contact from object | vehicle contact | 0.0097862
HFTD - Distribution | HFTD - Distribution - 1QU CoRE ¦ 3QU LoRE | Non-Red Flag Warning - Small Fires | contamination | contamination | 0.00037804
HFTD - Distribution | HFTD - Distribution - 1QU CoRE ¦ 3QU LoRE | Non-Red Flag Warning - Small Fires | equipment / facility failure | anchor / guy damage or failure | 0
HFTD - Distribution | HFTD - Distribution - 1QU CoRE ¦ 3QU LoRE | Non-Red Flag Warning - Small Fires | equipment / facility failure | capacitor bank damage or failure | 0
HFTD - Distribution | HFTD - Distribution - 1QU CoRE ¦ 3QU LoRE | Non-Red Flag Warning - Small Fires | equipment / facility failure | conductor damage or failure | 0.12754
HFTD - Distribution | HFTD - Distribution - 1QU CoRE ¦ 3QU LoRE | Non-Red Flag Warning - Small Fires | equipment / facility failure | connection device damage or failure | 0.073891
HFTD - Distribution | HFTD - Distribution - 1QU CoRE ¦ 3QU LoRE | Non-Red Flag Warning - Small Fires | equipment / facility failure | crossarm damage or failure | 0.0068914
HFTD - Distribution | HFTD - Distribution - 1QU CoRE ¦ 3QU LoRE | Non-Red Flag Warning - Small Fires | equipment / facility failure | fuse damage or failure | 0
HFTD - Distribution | HFTD - Distribution - 1QU CoRE ¦ 3QU LoRE | Non-Red Flag Warning - Small Fires | equipment / facility failure | insulator and brushing damage or failure | 0
HFTD - Distribution | HFTD - Distribution - 1QU CoRE ¦ 3QU LoRE | Non-Red Flag Warning - Small Fires | equipment / facility failure | lightning arrestor damage or failure | 0
HFTD - Distribution | HFTD - Distribution - 1QU CoRE ¦ 3QU LoRE | Non-Red Flag Warning - Small Fires | equipment / facility failure | other equipment / facility failure | 0.02464
HFTD - Distribution | HFTD - Distribution - 1QU CoRE ¦ 3QU LoRE | Non-Red Flag Warning - Small Fires | equipment / facility failure | pole damage or failure | 0.0077481
HFTD - Distribution | HFTD - Distribution - 1QU CoRE ¦ 3QU LoRE | Non-Red Flag Warning - Small Fires | equipment / facility failure | recloser damage or failure | 0
HFTD - Distribution | HFTD - Distribution - 1QU CoRE ¦ 3QU LoRE | Non-Red Flag Warning - Small Fires | equipment / facility failure | sectionalizer damage or failure | 0
HFTD - Distribution | HFTD - Distribution - 1QU CoRE ¦ 3QU LoRE | Non-Red Flag Warning - Small Fires | equipment / facility failure | switch damage or failure | 0
HFTD - Distribution | HFTD - Distribution - 1QU CoRE ¦ 3QU LoRE | Non-Red Flag Warning - Small Fires | equipment / facility failure | transformer damage or failure | 0
HFTD - Distribution | HFTD - Distribution - 1QU CoRE ¦ 3QU LoRE | Non-Red Flag Warning - Small Fires | equipment / facility failure | voltage regulator / booster damage or failure | 0
HFTD - Distribution | HFTD - Distribution - 1QU CoRE ¦ 3QU LoRE | Non-Red Flag Warning - Small Fires | other | all other | 0.098191
HFTD - Distribution | HFTD - Distribution - 1QU CoRE ¦ 3QU LoRE | Non-Red Flag Warning - Small Fires | unknown | unknown | 0.14921
HFTD - Distribution | HFTD - Distribution - 1QU CoRE ¦ 3QU LoRE | Non-Red Flag Warning - Small Fires | utility work / operation | utility work / operation | 0.027531
HFTD - Distribution | HFTD - Distribution - 1QU CoRE ¦ 3QU LoRE | Non-Red Flag Warning - Small Fires | vandalism / theft | vandalism / theft | 0.00016601
HFTD - Distribution | HFTD - Distribution - 1QU CoRE ¦ 3QU LoRE | Non-Red Flag Warning - Small Fires | vegetation contact | branch (not overhanging, 4-12ft) | 0.01212
HFTD - Distribution | HFTD - Distribution - 1QU CoRE ¦ 3QU LoRE | Non-Red Flag Warning - Small Fires | vegetation contact | branch (not overhanging, > 12ft) | 0.028919
HFTD - Distribution | HFTD - Distribution - 1QU CoRE ¦ 3QU LoRE | Non-Red Flag Warning - Small Fires | vegetation contact | branch (not overhanging, distance unknown) | 0.098719
HFTD - Distribution | HFTD - Distribution - 1QU CoRE ¦ 3QU LoRE | Non-Red Flag Warning - Small Fires | vegetation contact | branch (not overhanging, within 4ft) | 0.0051655
HFTD - Distribution | HFTD - Distribution - 1QU CoRE ¦ 3QU LoRE | Non-Red Flag Warning - Small Fires | vegetation contact | branch (overhanging) | 0.22986
HFTD - Distribution | HFTD - Distribution - 1QU CoRE ¦ 3QU LoRE | Non-Red Flag Warning - Small Fires | vegetation contact | dead | 0.10503
HFTD - Distribution | HFTD - Distribution - 1QU CoRE ¦ 3QU LoRE | Non-Red Flag Warning - Small Fires | vegetation contact | fell into (moderate-severe defect) | 0.12013
HFTD - Distribution | HFTD - Distribution - 1QU CoRE ¦ 3QU LoRE | Non-Red Flag Warning - Small Fires | vegetation contact | fell into (no defect) | 0.70759
HFTD - Distribution | HFTD - Distribution - 1QU CoRE ¦ 3QU LoRE | Non-Red Flag Warning - Small Fires | vegetation contact | fell into (slight defect) | 0.14851
HFTD - Distribution | HFTD - Distribution - 1QU CoRE ¦ 3QU LoRE | Non-Red Flag Warning - Small Fires | vegetation contact | grow into | 0.012854
HFTD - Distribution | HFTD - Distribution - 1QU CoRE ¦ 3QU LoRE | Non-Red Flag Warning - Small Fires | vegetation contact | other/unknown | 0.60953
HFTD - Distribution | HFTD - Distribution - 1QU CoRE ¦ 3QU LoRE | Non-Red Flag Warning - Small Fires | wire-to-wire contact | wire-to-wire contact / contamination | 0.34172
HFTD - Distribution | HFTD - Distribution - 1QU CoRE ¦ 3QU LoRE | Seismic - Red Flag Warning - Catastrophic Fires | cc - seismic scenario | seismic scenario | 1.0724e-05
HFTD - Distribution | HFTD - Distribution - 1QU CoRE ¦ 3QU LoRE | Red Flag Warning - Catastrophic Fires | contact from object | animal contact | 0
HFTD - Distribution | HFTD - Distribution - 1QU CoRE ¦ 3QU LoRE | Red Flag Warning - Catastrophic Fires | contact from object | balloon contact | 0
HFTD - Distribution | HFTD - Distribution - 1QU CoRE ¦ 3QU LoRE | Red Flag Warning - Catastrophic Fires | contact from object | other contact from object | 0
HFTD - Distribution | HFTD - Distribution - 1QU CoRE ¦ 3QU LoRE | Red Flag Warning - Catastrophic Fires | contact from object | vehicle contact | 0
HFTD - Distribution | HFTD - Distribution - 1QU CoRE ¦ 3QU LoRE | Red Flag Warning - Catastrophic Fires | contamination | contamination | 0
HFTD - Distribution | HFTD - Distribution - 1QU CoRE ¦ 3QU LoRE | Red Flag Warning - Catastrophic Fires | equipment / facility failure | anchor / guy damage or failure | 0
HFTD - Distribution | HFTD - Distribution - 1QU CoRE ¦ 3QU LoRE | Red Flag Warning - Catastrophic Fires | equipment / facility failure | capacitor bank damage or failure | 0
HFTD - Distribution | HFTD - Distribution - 1QU CoRE ¦ 3QU LoRE | Red Flag Warning - Catastrophic Fires | equipment / facility failure | conductor damage or failure | 0.016875
HFTD - Distribution | HFTD - Distribution - 1QU CoRE ¦ 3QU LoRE | Red Flag Warning - Catastrophic Fires | equipment / facility failure | connection device damage or failure | 0.0073045
HFTD - Distribution | HFTD - Distribution - 1QU CoRE ¦ 3QU LoRE | Red Flag Warning - Catastrophic Fires | equipment / facility failure | crossarm damage or failure | 0.00060712
HFTD - Distribution | HFTD - Distribution - 1QU CoRE ¦ 3QU LoRE | Red Flag Warning - Catastrophic Fires | equipment / facility failure | fuse damage or failure | 0
HFTD - Distribution | HFTD - Distribution - 1QU CoRE ¦ 3QU LoRE | Red Flag Warning - Catastrophic Fires | equipment / facility failure | insulator and brushing damage or failure | 0
HFTD - Distribution | HFTD - Distribution - 1QU CoRE ¦ 3QU LoRE | Red Flag Warning - Catastrophic Fires | equipment / facility failure | lightning arrestor damage or failure | 0
HFTD - Distribution | HFTD - Distribution - 1QU CoRE ¦ 3QU LoRE | Red Flag Warning - Catastrophic Fires | equipment / facility failure | other equipment / facility failure | 0.0011455
HFTD - Distribution | HFTD - Distribution - 1QU CoRE ¦ 3QU LoRE | Red Flag Warning - Catastrophic Fires | equipment / facility failure | pole damage or failure | 0.00046234
HFTD - Distribution | HFTD - Distribution - 1QU CoRE ¦ 3QU LoRE | Red Flag Warning - Catastrophic Fires | equipment / facility failure | recloser damage or failure | 0
HFTD - Distribution | HFTD - Distribution - 1QU CoRE ¦ 3QU LoRE | Red Flag Warning - Catastrophic Fires | equipment / facility failure | sectionalizer damage or failure | 0
HFTD - Distribution | HFTD - Distribution - 1QU CoRE ¦ 3QU LoRE | Red Flag Warning - Catastrophic Fires | equipment / facility failure | switch damage or failure | 0
HFTD - Distribution | HFTD - Distribution - 1QU CoRE ¦ 3QU LoRE | Red Flag Warning - Catastrophic Fires | equipment / facility failure | transformer damage or failure | 0
HFTD - Distribution | HFTD - Distribution - 1QU CoRE ¦ 3QU LoRE | Red Flag Warning - Catastrophic Fires | equipment / facility failure | voltage regulator / booster damage or failure | 0
HFTD - Distribution | HFTD - Distribution - 1QU CoRE ¦ 3QU LoRE | Red Flag Warning - Catastrophic Fires | other | all other | 0
HFTD - Distribution | HFTD - Distribution - 1QU CoRE ¦ 3QU LoRE | Red Flag Warning - Catastrophic Fires | unknown | unknown | 0
HFTD - Distribution | HFTD - Distribution - 1QU CoRE ¦ 3QU LoRE | Red Flag Warning - Catastrophic Fires | utility work / operation | utility work / operation | 0
HFTD - Distribution | HFTD - Distribution - 1QU CoRE ¦ 3QU LoRE | Red Flag Warning - Catastrophic Fires | vandalism / theft | vandalism / theft | 0
HFTD - Distribution | HFTD - Distribution - 1QU CoRE ¦ 3QU LoRE | Red Flag Warning - Catastrophic Fires | vegetation contact | branch (not overhanging, 4-12ft) | 0.0016931
HFTD - Distribution | HFTD - Distribution - 1QU CoRE ¦ 3QU LoRE | Red Flag Warning - Catastrophic Fires | vegetation contact | branch (not overhanging, > 12ft) | 0.0025913
HFTD - Distribution | HFTD - Distribution - 1QU CoRE ¦ 3QU LoRE | Red Flag Warning - Catastrophic Fires | vegetation contact | branch (not overhanging, distance unknown) | 0.012525
HFTD - Distribution | HFTD - Distribution - 1QU CoRE ¦ 3QU LoRE | Red Flag Warning - Catastrophic Fires | vegetation contact | branch (not overhanging, within 4ft) | 0.00041648
HFTD - Distribution | HFTD - Distribution - 1QU CoRE ¦ 3QU LoRE | Red Flag Warning - Catastrophic Fires | vegetation contact | branch (overhanging) | 0.024573
HFTD - Distribution | HFTD - Distribution - 1QU CoRE ¦ 3QU LoRE | Red Flag Warning - Catastrophic Fires | vegetation contact | dead | 0.0095016
HFTD - Distribution | HFTD - Distribution - 1QU CoRE ¦ 3QU LoRE | Red Flag Warning - Catastrophic Fires | vegetation contact | fell into (moderate-severe defect) | 0.0078044
HFTD - Distribution | HFTD - Distribution - 1QU CoRE ¦ 3QU LoRE | Red Flag Warning - Catastrophic Fires | vegetation contact | fell into (no defect) | 0.03196
HFTD - Distribution | HFTD - Distribution - 1QU CoRE ¦ 3QU LoRE | Red Flag Warning - Catastrophic Fires | vegetation contact | fell into (slight defect) | 0.008412
HFTD - Distribution | HFTD - Distribution - 1QU CoRE ¦ 3QU LoRE | Red Flag Warning - Catastrophic Fires | vegetation contact | grow into | 0.00088547
HFTD - Distribution | HFTD - Distribution - 1QU CoRE ¦ 3QU LoRE | Red Flag Warning - Catastrophic Fires | vegetation contact | other/unknown | 0.043189
HFTD - Distribution | HFTD - Distribution - 1QU CoRE ¦ 3QU LoRE | Red Flag Warning - Catastrophic Fires | wire-to-wire contact | wire-to-wire contact / contamination | 0
HFTD - Distribution | HFTD - Distribution - 1QU CoRE ¦ 3QU LoRE | Red Flag Warning - Destructive Fires | contact from object | animal contact | 0
HFTD - Distribution | HFTD - Distribution - 1QU CoRE ¦ 3QU LoRE | Red Flag Warning - Destructive Fires | contact from object | balloon contact | 0
HFTD - Distribution | HFTD - Distribution - 1QU CoRE ¦ 3QU LoRE | Red Flag Warning - Destructive Fires | contact from object | other contact from object | 0
HFTD - Distribution | HFTD - Distribution - 1QU CoRE ¦ 3QU LoRE | Red Flag Warning - Destructive Fires | contact from object | vehicle contact | 0
HFTD - Distribution | HFTD - Distribution - 1QU CoRE ¦ 3QU LoRE | Red Flag Warning - Destructive Fires | contamination | contamination | 0
HFTD - Distribution | HFTD - Distribution - 1QU CoRE ¦ 3QU LoRE | Red Flag Warning - Destructive Fires | equipment / facility failure | anchor / guy damage or failure | 0
HFTD - Distribution | HFTD - Distribution - 1QU CoRE ¦ 3QU LoRE | Red Flag Warning - Destructive Fires | equipment / facility failure | capacitor bank damage or failure | 0
HFTD - Distribution | HFTD - Distribution - 1QU CoRE ¦ 3QU LoRE | Red Flag Warning - Destructive Fires | equipment / facility failure | conductor damage or failure | 0.003458
HFTD - Distribution | HFTD - Distribution - 1QU CoRE ¦ 3QU LoRE | Red Flag Warning - Destructive Fires | equipment / facility failure | connection device damage or failure | 0.0015126
HFTD - Distribution | HFTD - Distribution - 1QU CoRE ¦ 3QU LoRE | Red Flag Warning - Destructive Fires | equipment / facility failure | crossarm damage or failure | 0.00012266
HFTD - Distribution | HFTD - Distribution - 1QU CoRE ¦ 3QU LoRE | Red Flag Warning - Destructive Fires | equipment / facility failure | fuse damage or failure | 0
HFTD - Distribution | HFTD - Distribution - 1QU CoRE ¦ 3QU LoRE | Red Flag Warning - Destructive Fires | equipment / facility failure | insulator and brushing damage or failure | 0
HFTD - Distribution | HFTD - Distribution - 1QU CoRE ¦ 3QU LoRE | Red Flag Warning - Destructive Fires | equipment / facility failure | lightning arrestor damage or failure | 0
HFTD - Distribution | HFTD - Distribution - 1QU CoRE ¦ 3QU LoRE | Red Flag Warning - Destructive Fires | equipment / facility failure | other equipment / facility failure | 0.00024732
HFTD - Distribution | HFTD - Distribution - 1QU CoRE ¦ 3QU LoRE | Red Flag Warning - Destructive Fires | equipment / facility failure | pole damage or failure | 9.734e-05
HFTD - Distribution | HFTD - Distribution - 1QU CoRE ¦ 3QU LoRE | Red Flag Warning - Destructive Fires | equipment / facility failure | recloser damage or failure | 0
HFTD - Distribution | HFTD - Distribution - 1QU CoRE ¦ 3QU LoRE | Red Flag Warning - Destructive Fires | equipment / facility failure | sectionalizer damage or failure | 0
HFTD - Distribution | HFTD - Distribution - 1QU CoRE ¦ 3QU LoRE | Red Flag Warning - Destructive Fires | equipment / facility failure | switch damage or failure | 0
HFTD - Distribution | HFTD - Distribution - 1QU CoRE ¦ 3QU LoRE | Red Flag Warning - Destructive Fires | equipment / facility failure | transformer damage or failure | 0
HFTD - Distribution | HFTD - Distribution - 1QU CoRE ¦ 3QU LoRE | Red Flag Warning - Destructive Fires | equipment / facility failure | voltage regulator / booster damage or failure | 0
HFTD - Distribution | HFTD - Distribution - 1QU CoRE ¦ 3QU LoRE | Red Flag Warning - Destructive Fires | other | all other | 0
HFTD - Distribution | HFTD - Distribution - 1QU CoRE ¦ 3QU LoRE | Red Flag Warning - Destructive Fires | unknown | unknown | 0
HFTD - Distribution | HFTD - Distribution - 1QU CoRE ¦ 3QU LoRE | Red Flag Warning - Destructive Fires | utility work / operation | utility work / operation | 0
HFTD - Distribution | HFTD - Distribution - 1QU CoRE ¦ 3QU LoRE | Red Flag Warning - Destructive Fires | vandalism / theft | vandalism / theft | 0
HFTD - Distribution | HFTD - Distribution - 1QU CoRE ¦ 3QU LoRE | Red Flag Warning - Destructive Fires | vegetation contact | branch (not overhanging, 4-12ft) | 0.0001975
HFTD - Distribution | HFTD - Distribution - 1QU CoRE ¦ 3QU LoRE | Red Flag Warning - Destructive Fires | vegetation contact | branch (not overhanging, > 12ft) | 0.0003026
HFTD - Distribution | HFTD - Distribution - 1QU CoRE ¦ 3QU LoRE | Red Flag Warning - Destructive Fires | vegetation contact | branch (not overhanging, distance unknown) | 0.0014626
HFTD - Distribution | HFTD - Distribution - 1QU CoRE ¦ 3QU LoRE | Red Flag Warning - Destructive Fires | vegetation contact | branch (not overhanging, within 4ft) | 4.8536e-05
HFTD - Distribution | HFTD - Distribution - 1QU CoRE ¦ 3QU LoRE | Red Flag Warning - Destructive Fires | vegetation contact | branch (overhanging) | 0.0028637
HFTD - Distribution | HFTD - Distribution - 1QU CoRE ¦ 3QU LoRE | Red Flag Warning - Destructive Fires | vegetation contact | dead | 0.0011095
HFTD - Distribution | HFTD - Distribution - 1QU CoRE ¦ 3QU LoRE | Red Flag Warning - Destructive Fires | vegetation contact | fell into (moderate-severe defect) | 0.00091136
HFTD - Distribution | HFTD - Distribution - 1QU CoRE ¦ 3QU LoRE | Red Flag Warning - Destructive Fires | vegetation contact | fell into (no defect) | 0.0037321
HFTD - Distribution | HFTD - Distribution - 1QU CoRE ¦ 3QU LoRE | Red Flag Warning - Destructive Fires | vegetation contact | fell into (slight defect) | 0.0009823
HFTD - Distribution | HFTD - Distribution - 1QU CoRE ¦ 3QU LoRE | Red Flag Warning - Destructive Fires | vegetation contact | grow into | 0.0001034
HFTD - Distribution | HFTD - Distribution - 1QU CoRE ¦ 3QU LoRE | Red Flag Warning - Destructive Fires | vegetation contact | other/unknown | 0.0050434
HFTD - Distribution | HFTD - Distribution - 1QU CoRE ¦ 3QU LoRE | Red Flag Warning - Destructive Fires | wire-to-wire contact | wire-to-wire contact / contamination | 0
HFTD - Distribution | HFTD - Distribution - 1QU CoRE ¦ 3QU LoRE | Red Flag Warning - Large Fires | contact from object | animal contact | 0
HFTD - Distribution | HFTD - Distribution - 1QU CoRE ¦ 3QU LoRE | Red Flag Warning - Large Fires | contact from object | balloon contact | 0
HFTD - Distribution | HFTD - Distribution - 1QU CoRE ¦ 3QU LoRE | Red Flag Warning - Large Fires | contact from object | other contact from object | 0
HFTD - Distribution | HFTD - Distribution - 1QU CoRE ¦ 3QU LoRE | Red Flag Warning - Large Fires | contact from object | vehicle contact | 0
HFTD - Distribution | HFTD - Distribution - 1QU CoRE ¦ 3QU LoRE | Red Flag Warning - Large Fires | contamination | contamination | 0
HFTD - Distribution | HFTD - Distribution - 1QU CoRE ¦ 3QU LoRE | Red Flag Warning - Large Fires | equipment / facility failure | anchor / guy damage or failure | 0
HFTD - Distribution | HFTD - Distribution - 1QU CoRE ¦ 3QU LoRE | Red Flag Warning - Large Fires | equipment / facility failure | capacitor bank damage or failure | 0
HFTD - Distribution | HFTD - Distribution - 1QU CoRE ¦ 3QU LoRE | Red Flag Warning - Large Fires | equipment / facility failure | conductor damage or failure | 0.012061
HFTD - Distribution | HFTD - Distribution - 1QU CoRE ¦ 3QU LoRE | Red Flag Warning - Large Fires | equipment / facility failure | connection device damage or failure | 0.0050294
HFTD - Distribution | HFTD - Distribution - 1QU CoRE ¦ 3QU LoRE | Red Flag Warning - Large Fires | equipment / facility failure | crossarm damage or failure | 0.00042751
HFTD - Distribution | HFTD - Distribution - 1QU CoRE ¦ 3QU LoRE | Red Flag Warning - Large Fires | equipment / facility failure | fuse damage or failure | 0
HFTD - Distribution | HFTD - Distribution - 1QU CoRE ¦ 3QU LoRE | Red Flag Warning - Large Fires | equipment / facility failure | insulator and brushing damage or failure | 0
HFTD - Distribution | HFTD - Distribution - 1QU CoRE ¦ 3QU LoRE | Red Flag Warning - Large Fires | equipment / facility failure | lightning arrestor damage or failure | 0
HFTD - Distribution | HFTD - Distribution - 1QU CoRE ¦ 3QU LoRE | Red Flag Warning - Large Fires | equipment / facility failure | other equipment / facility failure | 0.00077958
HFTD - Distribution | HFTD - Distribution - 1QU CoRE ¦ 3QU LoRE | Red Flag Warning - Large Fires | equipment / facility failure | pole damage or failure | 0.00032407
HFTD - Distribution | HFTD - Distribution - 1QU CoRE ¦ 3QU LoRE | Red Flag Warning - Large Fires | equipment / facility failure | recloser damage or failure | 0
HFTD - Distribution | HFTD - Distribution - 1QU CoRE ¦ 3QU LoRE | Red Flag Warning - Large Fires | equipment / facility failure | sectionalizer damage or failure | 0
HFTD - Distribution | HFTD - Distribution - 1QU CoRE ¦ 3QU LoRE | Red Flag Warning - Large Fires | equipment / facility failure | switch damage or failure | 0
HFTD - Distribution | HFTD - Distribution - 1QU CoRE ¦ 3QU LoRE | Red Flag Warning - Large Fires | equipment / facility failure | transformer damage or failure | 0
HFTD - Distribution | HFTD - Distribution - 1QU CoRE ¦ 3QU LoRE | Red Flag Warning - Large Fires | equipment / facility failure | voltage regulator / booster damage or failure | 0
HFTD - Distribution | HFTD - Distribution - 1QU CoRE ¦ 3QU LoRE | Red Flag Warning - Large Fires | other | all other | 0
HFTD - Distribution | HFTD - Distribution - 1QU CoRE ¦ 3QU LoRE | Red Flag Warning - Large Fires | unknown | unknown | 0
HFTD - Distribution | HFTD - Distribution - 1QU CoRE ¦ 3QU LoRE | Red Flag Warning - Large Fires | utility work / operation | utility work / operation | 0
HFTD - Distribution | HFTD - Distribution - 1QU CoRE ¦ 3QU LoRE | Red Flag Warning - Large Fires | vandalism / theft | vandalism / theft | 0
HFTD - Distribution | HFTD - Distribution - 1QU CoRE ¦ 3QU LoRE | Red Flag Warning - Large Fires | vegetation contact | branch (not overhanging, 4-12ft) | 0.00082058
HFTD - Distribution | HFTD - Distribution - 1QU CoRE ¦ 3QU LoRE | Red Flag Warning - Large Fires | vegetation contact | branch (not overhanging, > 12ft) | 0.0012433
HFTD - Distribution | HFTD - Distribution - 1QU CoRE ¦ 3QU LoRE | Red Flag Warning - Large Fires | vegetation contact | branch (not overhanging, distance unknown) | 0.0060093
HFTD - Distribution | HFTD - Distribution - 1QU CoRE ¦ 3QU LoRE | Red Flag Warning - Large Fires | vegetation contact | branch (not overhanging, within 4ft) | 0.00020371
HFTD - Distribution | HFTD - Distribution - 1QU CoRE ¦ 3QU LoRE | Red Flag Warning - Large Fires | vegetation contact | branch (overhanging) | 0.012019
HFTD - Distribution | HFTD - Distribution - 1QU CoRE ¦ 3QU LoRE | Red Flag Warning - Large Fires | vegetation contact | dead | 0.0045588
HFTD - Distribution | HFTD - Distribution - 1QU CoRE ¦ 3QU LoRE | Red Flag Warning - Large Fires | vegetation contact | fell into (moderate-severe defect) | 0.0037445
HFTD - Distribution | HFTD - Distribution - 1QU CoRE ¦ 3QU LoRE | Red Flag Warning - Large Fires | vegetation contact | fell into (no defect) | 0.015334
HFTD - Distribution | HFTD - Distribution - 1QU CoRE ¦ 3QU LoRE | Red Flag Warning - Large Fires | vegetation contact | fell into (slight defect) | 0.004036
HFTD - Distribution | HFTD - Distribution - 1QU CoRE ¦ 3QU LoRE | Red Flag Warning - Large Fires | vegetation contact | grow into | 0.00042484
HFTD - Distribution | HFTD - Distribution - 1QU CoRE ¦ 3QU LoRE | Red Flag Warning - Large Fires | vegetation contact | other/unknown | 0.020722
HFTD - Distribution | HFTD - Distribution - 1QU CoRE ¦ 3QU LoRE | Red Flag Warning - Large Fires | wire-to-wire contact | wire-to-wire contact / contamination | 0
HFTD - Distribution | HFTD - Distribution - 1QU CoRE ¦ 3QU LoRE | Red Flag Warning - Small Fires | contact from object | animal contact | 0.0025103
HFTD - Distribution | HFTD - Distribution - 1QU CoRE ¦ 3QU LoRE | Red Flag Warning - Small Fires | contact from object | balloon contact | 5.7808e-05
HFTD - Distribution | HFTD - Distribution - 1QU CoRE ¦ 3QU LoRE | Red Flag Warning - Small Fires | contact from object | other contact from object | 0.0013559
HFTD - Distribution | HFTD - Distribution - 1QU CoRE ¦ 3QU LoRE | Red Flag Warning - Small Fires | contact from object | vehicle contact | 0.00039702
HFTD - Distribution | HFTD - Distribution - 1QU CoRE ¦ 3QU LoRE | Red Flag Warning - Small Fires | contamination | contamination | 4.0248e-06
HFTD - Distribution | HFTD - Distribution - 1QU CoRE ¦ 3QU LoRE | Red Flag Warning - Small Fires | equipment / facility failure | anchor / guy damage or failure | 0
HFTD - Distribution | HFTD - Distribution - 1QU CoRE ¦ 3QU LoRE | Red Flag Warning - Small Fires | equipment / facility failure | capacitor bank damage or failure | 0
HFTD - Distribution | HFTD - Distribution - 1QU CoRE ¦ 3QU LoRE | Red Flag Warning - Small Fires | equipment / facility failure | conductor damage or failure | 0.025284
HFTD - Distribution | HFTD - Distribution - 1QU CoRE ¦ 3QU LoRE | Red Flag Warning - Small Fires | equipment / facility failure | connection device damage or failure | 0.010064
HFTD - Distribution | HFTD - Distribution - 1QU CoRE ¦ 3QU LoRE | Red Flag Warning - Small Fires | equipment / facility failure | crossarm damage or failure | 0.0012485
HFTD - Distribution | HFTD - Distribution - 1QU CoRE ¦ 3QU LoRE | Red Flag Warning - Small Fires | equipment / facility failure | fuse damage or failure | 0
HFTD - Distribution | HFTD - Distribution - 1QU CoRE ¦ 3QU LoRE | Red Flag Warning - Small Fires | equipment / facility failure | insulator and brushing damage or failure | 0
HFTD - Distribution | HFTD - Distribution - 1QU CoRE ¦ 3QU LoRE | Red Flag Warning - Small Fires | equipment / facility failure | lightning arrestor damage or failure | 0
HFTD - Distribution | HFTD - Distribution - 1QU CoRE ¦ 3QU LoRE | Red Flag Warning - Small Fires | equipment / facility failure | other equipment / facility failure | 0.0015269
HFTD - Distribution | HFTD - Distribution - 1QU CoRE ¦ 3QU LoRE | Red Flag Warning - Small Fires | equipment / facility failure | pole damage or failure | 0.00061715
HFTD - Distribution | HFTD - Distribution - 1QU CoRE ¦ 3QU LoRE | Red Flag Warning - Small Fires | equipment / facility failure | recloser damage or failure | 0
HFTD - Distribution | HFTD - Distribution - 1QU CoRE ¦ 3QU LoRE | Red Flag Warning - Small Fires | equipment / facility failure | sectionalizer damage or failure | 0
HFTD - Distribution | HFTD - Distribution - 1QU CoRE ¦ 3QU LoRE | Red Flag Warning - Small Fires | equipment / facility failure | switch damage or failure | 0
HFTD - Distribution | HFTD - Distribution - 1QU CoRE ¦ 3QU LoRE | Red Flag Warning - Small Fires | equipment / facility failure | transformer damage or failure | 0
HFTD - Distribution | HFTD - Distribution - 1QU CoRE ¦ 3QU LoRE | Red Flag Warning - Small Fires | equipment / facility failure | voltage regulator / booster damage or failure | 0
HFTD - Distribution | HFTD - Distribution - 1QU CoRE ¦ 3QU LoRE | Red Flag Warning - Small Fires | other | all other | 0.0029045
HFTD - Distribution | HFTD - Distribution - 1QU CoRE ¦ 3QU LoRE | Red Flag Warning - Small Fires | unknown | unknown | 0.0062837
HFTD - Distribution | HFTD - Distribution - 1QU CoRE ¦ 3QU LoRE | Red Flag Warning - Small Fires | utility work / operation | utility work / operation | 0.00073009
HFTD - Distribution | HFTD - Distribution - 1QU CoRE ¦ 3QU LoRE | Red Flag Warning - Small Fires | vandalism / theft | vandalism / theft | 2.7668e-06
HFTD - Distribution | HFTD - Distribution - 1QU CoRE ¦ 3QU LoRE | Red Flag Warning - Small Fires | vegetation contact | branch (not overhanging, 4-12ft) | 0.0047802
HFTD - Distribution | HFTD - Distribution - 1QU CoRE ¦ 3QU LoRE | Red Flag Warning - Small Fires | vegetation contact | branch (not overhanging, > 12ft) | 0.0073907
HFTD - Distribution | HFTD - Distribution - 1QU CoRE ¦ 3QU LoRE | Red Flag Warning - Small Fires | vegetation contact | branch (not overhanging, distance unknown) | 0.035722
HFTD - Distribution | HFTD - Distribution - 1QU CoRE ¦ 3QU LoRE | Red Flag Warning - Small Fires | vegetation contact | branch (not overhanging, within 4ft) | 0.001165
HFTD - Distribution | HFTD - Distribution - 1QU CoRE ¦ 3QU LoRE | Red Flag Warning - Small Fires | vegetation contact | branch (overhanging) | 0.068733
HFTD - Distribution | HFTD - Distribution - 1QU CoRE ¦ 3QU LoRE | Red Flag Warning - Small Fires | vegetation contact | dead | 0.027099
HFTD - Distribution | HFTD - Distribution - 1QU CoRE ¦ 3QU LoRE | Red Flag Warning - Small Fires | vegetation contact | fell into (moderate-severe defect) | 0.022259
HFTD - Distribution | HFTD - Distribution - 1QU CoRE ¦ 3QU LoRE | Red Flag Warning - Small Fires | vegetation contact | fell into (no defect) | 0.091153
HFTD - Distribution | HFTD - Distribution - 1QU CoRE ¦ 3QU LoRE | Red Flag Warning - Small Fires | vegetation contact | fell into (slight defect) | 0.023992
HFTD - Distribution | HFTD - Distribution - 1QU CoRE ¦ 3QU LoRE | Red Flag Warning - Small Fires | vegetation contact | grow into | 0.0025254
HFTD - Distribution | HFTD - Distribution - 1QU CoRE ¦ 3QU LoRE | Red Flag Warning - Small Fires | vegetation contact | other/unknown | 0.12318
HFTD - Distribution | HFTD - Distribution - 1QU CoRE ¦ 3QU LoRE | Red Flag Warning - Small Fires | wire-to-wire contact | wire-to-wire contact / contamination | 0.011307
HFTD - Distribution | HFTD - Distribution - 1QU CoRE ¦ 4QU LoRE | Seismic - Non-Red Flag Warning - Catastrophic Fires | cc - seismic scenario | seismic scenario | 4.2149e-07
HFTD - Distribution | HFTD - Distribution - 1QU CoRE ¦ 4QU LoRE | Non-Red Flag Warning - Catastrophic Fires | contact from object | animal contact | 0.00080836
HFTD - Distribution | HFTD - Distribution - 1QU CoRE ¦ 4QU LoRE | Non-Red Flag Warning - Catastrophic Fires | contact from object | balloon contact | 8.8383e-06
HFTD - Distribution | HFTD - Distribution - 1QU CoRE ¦ 4QU LoRE | Non-Red Flag Warning - Catastrophic Fires | contact from object | other contact from object | 0.00028485
HFTD - Distribution | HFTD - Distribution - 1QU CoRE ¦ 4QU LoRE | Non-Red Flag Warning - Catastrophic Fires | contact from object | vehicle contact | 5.6118e-05
HFTD - Distribution | HFTD - Distribution - 1QU CoRE ¦ 4QU LoRE | Non-Red Flag Warning - Catastrophic Fires | contamination | contamination | 2.953e-06
HFTD - Distribution | HFTD - Distribution - 1QU CoRE ¦ 4QU LoRE | Non-Red Flag Warning - Catastrophic Fires | equipment / facility failure | anchor / guy damage or failure | 0
HFTD - Distribution | HFTD - Distribution - 1QU CoRE ¦ 4QU LoRE | Non-Red Flag Warning - Catastrophic Fires | equipment / facility failure | capacitor bank damage or failure | 0
HFTD - Distribution | HFTD - Distribution - 1QU CoRE ¦ 4QU LoRE | Non-Red Flag Warning - Catastrophic Fires | equipment / facility failure | conductor damage or failure | 4.1864e-05
HFTD - Distribution | HFTD - Distribution - 1QU CoRE ¦ 4QU LoRE | Non-Red Flag Warning - Catastrophic Fires | equipment / facility failure | connection device damage or failure | 2.3553e-05
HFTD - Distribution | HFTD - Distribution - 1QU CoRE ¦ 4QU LoRE | Non-Red Flag Warning - Catastrophic Fires | equipment / facility failure | crossarm damage or failure | 1.5735e-06
HFTD - Distribution | HFTD - Distribution - 1QU CoRE ¦ 4QU LoRE | Non-Red Flag Warning - Catastrophic Fires | equipment / facility failure | fuse damage or failure | 1.0824e-06
HFTD - Distribution | HFTD - Distribution - 1QU CoRE ¦ 4QU LoRE | Non-Red Flag Warning - Catastrophic Fires | equipment / facility failure | insulator and brushing damage or failure | 4.3829e-08
HFTD - Distribution | HFTD - Distribution - 1QU CoRE ¦ 4QU LoRE | Non-Red Flag Warning - Catastrophic Fires | equipment / facility failure | lightning arrestor damage or failure | 0
HFTD - Distribution | HFTD - Distribution - 1QU CoRE ¦ 4QU LoRE | Non-Red Flag Warning - Catastrophic Fires | equipment / facility failure | other equipment / facility failure | 7.1515e-06
HFTD - Distribution | HFTD - Distribution - 1QU CoRE ¦ 4QU LoRE | Non-Red Flag Warning - Catastrophic Fires | equipment / facility failure | pole damage or failure | 9.6894e-06
HFTD - Distribution | HFTD - Distribution - 1QU CoRE ¦ 4QU LoRE | Non-Red Flag Warning - Catastrophic Fires | equipment / facility failure | recloser damage or failure | 0
HFTD - Distribution | HFTD - Distribution - 1QU CoRE ¦ 4QU LoRE | Non-Red Flag Warning - Catastrophic Fires | equipment / facility failure | sectionalizer damage or failure | 0
HFTD - Distribution | HFTD - Distribution - 1QU CoRE ¦ 4QU LoRE | Non-Red Flag Warning - Catastrophic Fires | equipment / facility failure | switch damage or failure | 0
HFTD - Distribution | HFTD - Distribution - 1QU CoRE ¦ 4QU LoRE | Non-Red Flag Warning - Catastrophic Fires | equipment / facility failure | transformer damage or failure | 1.2451e-07
HFTD - Distribution | HFTD - Distribution - 1QU CoRE ¦ 4QU LoRE | Non-Red Flag Warning - Catastrophic Fires | equipment / facility failure | voltage regulator / booster damage or failure | 0
HFTD - Distribution | HFTD - Distribution - 1QU CoRE ¦ 4QU LoRE | Non-Red Flag Warning - Catastrophic Fires | other | all other | 0.00081333
HFTD - Distribution | HFTD - Distribution - 1QU CoRE ¦ 4QU LoRE | Non-Red Flag Warning - Catastrophic Fires | unknown | unknown | 0.0010442
HFTD - Distribution | HFTD - Distribution - 1QU CoRE ¦ 4QU LoRE | Non-Red Flag Warning - Catastrophic Fires | utility work / operation | utility work / operation | 0.00011629
HFTD - Distribution | HFTD - Distribution - 1QU CoRE ¦ 4QU LoRE | Non-Red Flag Warning - Catastrophic Fires | vandalism / theft | vandalism / theft | 4.8384e-06
HFTD - Distribution | HFTD - Distribution - 1QU CoRE ¦ 4QU LoRE | Non-Red Flag Warning - Catastrophic Fires | vegetation contact | branch (not overhanging, 4-12ft) | 1.139e-05
HFTD - Distribution | HFTD - Distribution - 1QU CoRE ¦ 4QU LoRE | Non-Red Flag Warning - Catastrophic Fires | vegetation contact | branch (not overhanging, > 12ft) | 2.9601e-05
HFTD - Distribution | HFTD - Distribution - 1QU CoRE ¦ 4QU LoRE | Non-Red Flag Warning - Catastrophic Fires | vegetation contact | branch (not overhanging, distance unknown) | 0.00010105
HFTD - Distribution | HFTD - Distribution - 1QU CoRE ¦ 4QU LoRE | Non-Red Flag Warning - Catastrophic Fires | vegetation contact | branch (not overhanging, within 4ft) | 4.4505e-06
HFTD - Distribution | HFTD - Distribution - 1QU CoRE ¦ 4QU LoRE | Non-Red Flag Warning - Catastrophic Fires | vegetation contact | branch (overhanging) | 0.00019805
HFTD - Distribution | HFTD - Distribution - 1QU CoRE ¦ 4QU LoRE | Non-Red Flag Warning - Catastrophic Fires | vegetation contact | dead | 0.00010751
HFTD - Distribution | HFTD - Distribution - 1QU CoRE ¦ 4QU LoRE | Non-Red Flag Warning - Catastrophic Fires | vegetation contact | fell into (moderate-severe defect) | 0.00012296
HFTD - Distribution | HFTD - Distribution - 1QU CoRE ¦ 4QU LoRE | Non-Red Flag Warning - Catastrophic Fires | vegetation contact | fell into (no defect) | 0.00072428
HFTD - Distribution | HFTD - Distribution - 1QU CoRE ¦ 4QU LoRE | Non-Red Flag Warning - Catastrophic Fires | vegetation contact | fell into (slight defect) | 0.00015201
HFTD - Distribution | HFTD - Distribution - 1QU CoRE ¦ 4QU LoRE | Non-Red Flag Warning - Catastrophic Fires | vegetation contact | grow into | 1.3157e-05
HFTD - Distribution | HFTD - Distribution - 1QU CoRE ¦ 4QU LoRE | Non-Red Flag Warning - Catastrophic Fires | vegetation contact | other/unknown | 0.00062391
HFTD - Distribution | HFTD - Distribution - 1QU CoRE ¦ 4QU LoRE | Non-Red Flag Warning - Catastrophic Fires | wire-to-wire contact | wire-to-wire contact / contamination | 0.0023474
HFTD - Distribution | HFTD - Distribution - 1QU CoRE ¦ 4QU LoRE | Non-Red Flag Warning - Destructive Fires | contact from object | animal contact | 0.00053627
HFTD - Distribution | HFTD - Distribution - 1QU CoRE ¦ 4QU LoRE | Non-Red Flag Warning - Destructive Fires | contact from object | balloon contact | 5.2994e-06
HFTD - Distribution | HFTD - Distribution - 1QU CoRE ¦ 4QU LoRE | Non-Red Flag Warning - Destructive Fires | contact from object | other contact from object | 0.00018151
HFTD - Distribution | HFTD - Distribution - 1QU CoRE ¦ 4QU LoRE | Non-Red Flag Warning - Destructive Fires | contact from object | vehicle contact | 3.5156e-05
HFTD - Distribution | HFTD - Distribution - 1QU CoRE ¦ 4QU LoRE | Non-Red Flag Warning - Destructive Fires | contamination | contamination | 1.7091e-06
HFTD - Distribution | HFTD - Distribution - 1QU CoRE ¦ 4QU LoRE | Non-Red Flag Warning - Destructive Fires | equipment / facility failure | anchor / guy damage or failure | 0
HFTD - Distribution | HFTD - Distribution - 1QU CoRE ¦ 4QU LoRE | Non-Red Flag Warning - Destructive Fires | equipment / facility failure | capacitor bank damage or failure | 0
HFTD - Distribution | HFTD - Distribution - 1QU CoRE ¦ 4QU LoRE | Non-Red Flag Warning - Destructive Fires | equipment / facility failure | conductor damage or failure | 0.00015273
HFTD - Distribution | HFTD - Distribution - 1QU CoRE ¦ 4QU LoRE | Non-Red Flag Warning - Destructive Fires | equipment / facility failure | connection device damage or failure | 8.6793e-05
HFTD - Distribution | HFTD - Distribution - 1QU CoRE ¦ 4QU LoRE | Non-Red Flag Warning - Destructive Fires | equipment / facility failure | crossarm damage or failure | 5.4395e-06
HFTD - Distribution | HFTD - Distribution - 1QU CoRE ¦ 4QU LoRE | Non-Red Flag Warning - Destructive Fires | equipment / facility failure | fuse damage or failure | 3.4777e-06
HFTD - Distribution | HFTD - Distribution - 1QU CoRE ¦ 4QU LoRE | Non-Red Flag Warning - Destructive Fires | equipment / facility failure | insulator and brushing damage or failure | 1.4083e-07
HFTD - Distribution | HFTD - Distribution - 1QU CoRE ¦ 4QU LoRE | Non-Red Flag Warning - Destructive Fires | equipment / facility failure | lightning arrestor damage or failure | 0
HFTD - Distribution | HFTD - Distribution - 1QU CoRE ¦ 4QU LoRE | Non-Red Flag Warning - Destructive Fires | equipment / facility failure | other equipment / facility failure | 2.5998e-05
HFTD - Distribution | HFTD - Distribution - 1QU CoRE ¦ 4QU LoRE | Non-Red Flag Warning - Destructive Fires | equipment / facility failure | pole damage or failure | 3.5863e-05
HFTD - Distribution | HFTD - Distribution - 1QU CoRE ¦ 4QU LoRE | Non-Red Flag Warning - Destructive Fires | equipment / facility failure | recloser damage or failure | 0
HFTD - Distribution | HFTD - Distribution - 1QU CoRE ¦ 4QU LoRE | Non-Red Flag Warning - Destructive Fires | equipment / facility failure | sectionalizer damage or failure | 0
HFTD - Distribution | HFTD - Distribution - 1QU CoRE ¦ 4QU LoRE | Non-Red Flag Warning - Destructive Fires | equipment / facility failure | switch damage or failure | 0
HFTD - Distribution | HFTD - Distribution - 1QU CoRE ¦ 4QU LoRE | Non-Red Flag Warning - Destructive Fires | equipment / facility failure | transformer damage or failure | 4.0005e-07
HFTD - Distribution | HFTD - Distribution - 1QU CoRE ¦ 4QU LoRE | Non-Red Flag Warning - Destructive Fires | equipment / facility failure | voltage regulator / booster damage or failure | 0
HFTD - Distribution | HFTD - Distribution - 1QU CoRE ¦ 4QU LoRE | Non-Red Flag Warning - Destructive Fires | other | all other | 0.0005158
HFTD - Distribution | HFTD - Distribution - 1QU CoRE ¦ 4QU LoRE | Non-Red Flag Warning - Destructive Fires | unknown | unknown | 0.00069647
HFTD - Distribution | HFTD - Distribution - 1QU CoRE ¦ 4QU LoRE | Non-Red Flag Warning - Destructive Fires | utility work / operation | utility work / operation | 7.491e-05
HFTD - Distribution | HFTD - Distribution - 1QU CoRE ¦ 4QU LoRE | Non-Red Flag Warning - Destructive Fires | vandalism / theft | vandalism / theft | 3.3043e-06
HFTD - Distribution | HFTD - Distribution - 1QU CoRE ¦ 4QU LoRE | Non-Red Flag Warning - Destructive Fires | vegetation contact | branch (not overhanging, 4-12ft) | 2.599e-05
HFTD - Distribution | HFTD - Distribution - 1QU CoRE ¦ 4QU LoRE | Non-Red Flag Warning - Destructive Fires | vegetation contact | branch (not overhanging, > 12ft) | 6.7528e-05
HFTD - Distribution | HFTD - Distribution - 1QU CoRE ¦ 4QU LoRE | Non-Red Flag Warning - Destructive Fires | vegetation contact | branch (not overhanging, distance unknown) | 0.00023052
HFTD - Distribution | HFTD - Distribution - 1QU CoRE ¦ 4QU LoRE | Non-Red Flag Warning - Destructive Fires | vegetation contact | branch (not overhanging, within 4ft) | 1.0157e-05
HFTD - Distribution | HFTD - Distribution - 1QU CoRE ¦ 4QU LoRE | Non-Red Flag Warning - Destructive Fires | vegetation contact | branch (overhanging) | 0.000452
HFTD - Distribution | HFTD - Distribution - 1QU CoRE ¦ 4QU LoRE | Non-Red Flag Warning - Destructive Fires | vegetation contact | dead | 0.00024525
HFTD - Distribution | HFTD - Distribution - 1QU CoRE ¦ 4QU LoRE | Non-Red Flag Warning - Destructive Fires | vegetation contact | fell into (moderate-severe defect) | 0.00028051
HFTD - Distribution | HFTD - Distribution - 1QU CoRE ¦ 4QU LoRE | Non-Red Flag Warning - Destructive Fires | vegetation contact | fell into (no defect) | 0.0016523
HFTD - Distribution | HFTD - Distribution - 1QU CoRE ¦ 4QU LoRE | Non-Red Flag Warning - Destructive Fires | vegetation contact | fell into (slight defect) | 0.00034678
HFTD - Distribution | HFTD - Distribution - 1QU CoRE ¦ 4QU LoRE | Non-Red Flag Warning - Destructive Fires | vegetation contact | grow into | 3.0016e-05
HFTD - Distribution | HFTD - Distribution - 1QU CoRE ¦ 4QU LoRE | Non-Red Flag Warning - Destructive Fires | vegetation contact | other/unknown | 0.0014233
HFTD - Distribution | HFTD - Distribution - 1QU CoRE ¦ 4QU LoRE | Non-Red Flag Warning - Destructive Fires | wire-to-wire contact | wire-to-wire contact / contamination | 0.0015137
HFTD - Distribution | HFTD - Distribution - 1QU CoRE ¦ 4QU LoRE | Non-Red Flag Warning - Large Fires | contact from object | animal contact | 0.0027738
HFTD - Distribution | HFTD - Distribution - 1QU CoRE ¦ 4QU LoRE | Non-Red Flag Warning - Large Fires | contact from object | balloon contact | 3.1739e-05
HFTD - Distribution | HFTD - Distribution - 1QU CoRE ¦ 4QU LoRE | Non-Red Flag Warning - Large Fires | contact from object | other contact from object | 0.00096056
HFTD - Distribution | HFTD - Distribution - 1QU CoRE ¦ 4QU LoRE | Non-Red Flag Warning - Large Fires | contact from object | vehicle contact | 0.00018859
HFTD - Distribution | HFTD - Distribution - 1QU CoRE ¦ 4QU LoRE | Non-Red Flag Warning - Large Fires | contamination | contamination | 1.1081e-05
HFTD - Distribution | HFTD - Distribution - 1QU CoRE ¦ 4QU LoRE | Non-Red Flag Warning - Large Fires | equipment / facility failure | anchor / guy damage or failure | 0
HFTD - Distribution | HFTD - Distribution - 1QU CoRE ¦ 4QU LoRE | Non-Red Flag Warning - Large Fires | equipment / facility failure | capacitor bank damage or failure | 0
HFTD - Distribution | HFTD - Distribution - 1QU CoRE ¦ 4QU LoRE | Non-Red Flag Warning - Large Fires | equipment / facility failure | conductor damage or failure | 0.0010415
HFTD - Distribution | HFTD - Distribution - 1QU CoRE ¦ 4QU LoRE | Non-Red Flag Warning - Large Fires | equipment / facility failure | connection device damage or failure | 0.00055098
HFTD - Distribution | HFTD - Distribution - 1QU CoRE ¦ 4QU LoRE | Non-Red Flag Warning - Large Fires | equipment / facility failure | crossarm damage or failure | 4.0957e-05
HFTD - Distribution | HFTD - Distribution - 1QU CoRE ¦ 4QU LoRE | Non-Red Flag Warning - Large Fires | equipment / facility failure | fuse damage or failure | 3.018e-05
HFTD - Distribution | HFTD - Distribution - 1QU CoRE ¦ 4QU LoRE | Non-Red Flag Warning - Large Fires | equipment / facility failure | insulator and brushing damage or failure | 1.2221e-06
HFTD - Distribution | HFTD - Distribution - 1QU CoRE ¦ 4QU LoRE | Non-Red Flag Warning - Large Fires | equipment / facility failure | lightning arrestor damage or failure | 0
HFTD - Distribution | HFTD - Distribution - 1QU CoRE ¦ 4QU LoRE | Non-Red Flag Warning - Large Fires | equipment / facility failure | other equipment / facility failure | 0.00016127
HFTD - Distribution | HFTD - Distribution - 1QU CoRE ¦ 4QU LoRE | Non-Red Flag Warning - Large Fires | equipment / facility failure | pole damage or failure | 0.00012923
HFTD - Distribution | HFTD - Distribution - 1QU CoRE ¦ 4QU LoRE | Non-Red Flag Warning - Large Fires | equipment / facility failure | recloser damage or failure | 0
HFTD - Distribution | HFTD - Distribution - 1QU CoRE ¦ 4QU LoRE | Non-Red Flag Warning - Large Fires | equipment / facility failure | sectionalizer damage or failure | 0
HFTD - Distribution | HFTD - Distribution - 1QU CoRE ¦ 4QU LoRE | Non-Red Flag Warning - Large Fires | equipment / facility failure | switch damage or failure | 0
HFTD - Distribution | HFTD - Distribution - 1QU CoRE ¦ 4QU LoRE | Non-Red Flag Warning - Large Fires | equipment / facility failure | transformer damage or failure | 3.4717e-06
HFTD - Distribution | HFTD - Distribution - 1QU CoRE ¦ 4QU LoRE | Non-Red Flag Warning - Large Fires | equipment / facility failure | voltage regulator / booster damage or failure | 0
HFTD - Distribution | HFTD - Distribution - 1QU CoRE ¦ 4QU LoRE | Non-Red Flag Warning - Large Fires | other | all other | 0.0026751
HFTD - Distribution | HFTD - Distribution - 1QU CoRE ¦ 4QU LoRE | Non-Red Flag Warning - Large Fires | unknown | unknown | 0.0033305
HFTD - Distribution | HFTD - Distribution - 1QU CoRE ¦ 4QU LoRE | Non-Red Flag Warning - Large Fires | utility work / operation | utility work / operation | 0.0004355
HFTD - Distribution | HFTD - Distribution - 1QU CoRE ¦ 4QU LoRE | Non-Red Flag Warning - Large Fires | vandalism / theft | vandalism / theft | 1.8123e-05
HFTD - Distribution | HFTD - Distribution - 1QU CoRE ¦ 4QU LoRE | Non-Red Flag Warning - Large Fires | vegetation contact | branch (not overhanging, 4-12ft) | 0.00017662
HFTD - Distribution | HFTD - Distribution - 1QU CoRE ¦ 4QU LoRE | Non-Red Flag Warning - Large Fires | vegetation contact | branch (not overhanging, > 12ft) | 0.00045241
HFTD - Distribution | HFTD - Distribution - 1QU CoRE ¦ 4QU LoRE | Non-Red Flag Warning - Large Fires | vegetation contact | branch (not overhanging, distance unknown) | 0.0015444
HFTD - Distribution | HFTD - Distribution - 1QU CoRE ¦ 4QU LoRE | Non-Red Flag Warning - Large Fires | vegetation contact | branch (not overhanging, within 4ft) | 7.0112e-05
HFTD - Distribution | HFTD - Distribution - 1QU CoRE ¦ 4QU LoRE | Non-Red Flag Warning - Large Fires | vegetation contact | branch (overhanging) | 0.00312
HFTD - Distribution | HFTD - Distribution - 1QU CoRE ¦ 4QU LoRE | Non-Red Flag Warning - Large Fires | vegetation contact | dead | 0.0016431
HFTD - Distribution | HFTD - Distribution - 1QU CoRE ¦ 4QU LoRE | Non-Red Flag Warning - Large Fires | vegetation contact | fell into (moderate-severe defect) | 0.0018793
HFTD - Distribution | HFTD - Distribution - 1QU CoRE ¦ 4QU LoRE | Non-Red Flag Warning - Large Fires | vegetation contact | fell into (no defect) | 0.01107
HFTD - Distribution | HFTD - Distribution - 1QU CoRE ¦ 4QU LoRE | Non-Red Flag Warning - Large Fires | vegetation contact | fell into (slight defect) | 0.0023233
HFTD - Distribution | HFTD - Distribution - 1QU CoRE ¦ 4QU LoRE | Non-Red Flag Warning - Large Fires | vegetation contact | grow into | 0.00020109
HFTD - Distribution | HFTD - Distribution - 1QU CoRE ¦ 4QU LoRE | Non-Red Flag Warning - Large Fires | vegetation contact | other/unknown | 0.0095356
HFTD - Distribution | HFTD - Distribution - 1QU CoRE ¦ 4QU LoRE | Non-Red Flag Warning - Large Fires | wire-to-wire contact | wire-to-wire contact / contamination | 0.0072392
HFTD - Distribution | HFTD - Distribution - 1QU CoRE ¦ 4QU LoRE | Non-Red Flag Warning - Small Fires | contact from object | animal contact | 0.11454
HFTD - Distribution | HFTD - Distribution - 1QU CoRE ¦ 4QU LoRE | Non-Red Flag Warning - Small Fires | contact from object | balloon contact | 0.0016305
HFTD - Distribution | HFTD - Distribution - 1QU CoRE ¦ 4QU LoRE | Non-Red Flag Warning - Small Fires | contact from object | other contact from object | 0.038247
HFTD - Distribution | HFTD - Distribution - 1QU CoRE ¦ 4QU LoRE | Non-Red Flag Warning - Small Fires | contact from object | vehicle contact | 0.0083708
HFTD - Distribution | HFTD - Distribution - 1QU CoRE ¦ 4QU LoRE | Non-Red Flag Warning - Small Fires | contamination | contamination | 0.00071169
HFTD - Distribution | HFTD - Distribution - 1QU CoRE ¦ 4QU LoRE | Non-Red Flag Warning - Small Fires | equipment / facility failure | anchor / guy damage or failure | 0
HFTD - Distribution | HFTD - Distribution - 1QU CoRE ¦ 4QU LoRE | Non-Red Flag Warning - Small Fires | equipment / facility failure | capacitor bank damage or failure | 0
HFTD - Distribution | HFTD - Distribution - 1QU CoRE ¦ 4QU LoRE | Non-Red Flag Warning - Small Fires | equipment / facility failure | conductor damage or failure | 0.12862
HFTD - Distribution | HFTD - Distribution - 1QU CoRE ¦ 4QU LoRE | Non-Red Flag Warning - Small Fires | equipment / facility failure | connection device damage or failure | 0.069836
HFTD - Distribution | HFTD - Distribution - 1QU CoRE ¦ 4QU LoRE | Non-Red Flag Warning - Small Fires | equipment / facility failure | crossarm damage or failure | 0.0061669
HFTD - Distribution | HFTD - Distribution - 1QU CoRE ¦ 4QU LoRE | Non-Red Flag Warning - Small Fires | equipment / facility failure | fuse damage or failure | 0.0059069
HFTD - Distribution | HFTD - Distribution - 1QU CoRE ¦ 4QU LoRE | Non-Red Flag Warning - Small Fires | equipment / facility failure | insulator and brushing damage or failure | 0.0002392
HFTD - Distribution | HFTD - Distribution - 1QU CoRE ¦ 4QU LoRE | Non-Red Flag Warning - Small Fires | equipment / facility failure | lightning arrestor damage or failure | 0
HFTD - Distribution | HFTD - Distribution - 1QU CoRE ¦ 4QU LoRE | Non-Red Flag Warning - Small Fires | equipment / facility failure | other equipment / facility failure | 0.023572
HFTD - Distribution | HFTD - Distribution - 1QU CoRE ¦ 4QU LoRE | Non-Red Flag Warning - Small Fires | equipment / facility failure | pole damage or failure | 0.017156
HFTD - Distribution | HFTD - Distribution - 1QU CoRE ¦ 4QU LoRE | Non-Red Flag Warning - Small Fires | equipment / facility failure | recloser damage or failure | 0
HFTD - Distribution | HFTD - Distribution - 1QU CoRE ¦ 4QU LoRE | Non-Red Flag Warning - Small Fires | equipment / facility failure | sectionalizer damage or failure | 0
HFTD - Distribution | HFTD - Distribution - 1QU CoRE ¦ 4QU LoRE | Non-Red Flag Warning - Small Fires | equipment / facility failure | switch damage or failure | 0
HFTD - Distribution | HFTD - Distribution - 1QU CoRE ¦ 4QU LoRE | Non-Red Flag Warning - Small Fires | equipment / facility failure | transformer damage or failure | 0.00067948
HFTD - Distribution | HFTD - Distribution - 1QU CoRE ¦ 4QU LoRE | Non-Red Flag Warning - Small Fires | equipment / facility failure | voltage regulator / booster damage or failure | 0
HFTD - Distribution | HFTD - Distribution - 1QU CoRE ¦ 4QU LoRE | Non-Red Flag Warning - Small Fires | other | all other | 0.11231
HFTD - Distribution | HFTD - Distribution - 1QU CoRE ¦ 4QU LoRE | Non-Red Flag Warning - Small Fires | unknown | unknown | 0.14165
HFTD - Distribution | HFTD - Distribution - 1QU CoRE ¦ 4QU LoRE | Non-Red Flag Warning - Small Fires | utility work / operation | utility work / operation | 0.017893
HFTD - Distribution | HFTD - Distribution - 1QU CoRE ¦ 4QU LoRE | Non-Red Flag Warning - Small Fires | vandalism / theft | vandalism / theft | 0.00076865
HFTD - Distribution | HFTD - Distribution - 1QU CoRE ¦ 4QU LoRE | Non-Red Flag Warning - Small Fires | vegetation contact | branch (not overhanging, 4-12ft) | 0.012059
HFTD - Distribution | HFTD - Distribution - 1QU CoRE ¦ 4QU LoRE | Non-Red Flag Warning - Small Fires | vegetation contact | branch (not overhanging, > 12ft) | 0.030889
HFTD - Distribution | HFTD - Distribution - 1QU CoRE ¦ 4QU LoRE | Non-Red Flag Warning - Small Fires | vegetation contact | branch (not overhanging, distance unknown) | 0.10544
HFTD - Distribution | HFTD - Distribution - 1QU CoRE ¦ 4QU LoRE | Non-Red Flag Warning - Small Fires | vegetation contact | branch (not overhanging, within 4ft) | 0.0047865
HFTD - Distribution | HFTD - Distribution - 1QU CoRE ¦ 4QU LoRE | Non-Red Flag Warning - Small Fires | vegetation contact | branch (overhanging) | 0.213
HFTD - Distribution | HFTD - Distribution - 1QU CoRE ¦ 4QU LoRE | Non-Red Flag Warning - Small Fires | vegetation contact | dead | 0.11218
HFTD - Distribution | HFTD - Distribution - 1QU CoRE ¦ 4QU LoRE | Non-Red Flag Warning - Small Fires | vegetation contact | fell into (moderate-severe defect) | 0.12831
HFTD - Distribution | HFTD - Distribution - 1QU CoRE ¦ 4QU LoRE | Non-Red Flag Warning - Small Fires | vegetation contact | fell into (no defect) | 0.75579
HFTD - Distribution | HFTD - Distribution - 1QU CoRE ¦ 4QU LoRE | Non-Red Flag Warning - Small Fires | vegetation contact | fell into (slight defect) | 0.15862
HFTD - Distribution | HFTD - Distribution - 1QU CoRE ¦ 4QU LoRE | Non-Red Flag Warning - Small Fires | vegetation contact | grow into | 0.01373
HFTD - Distribution | HFTD - Distribution - 1QU CoRE ¦ 4QU LoRE | Non-Red Flag Warning - Small Fires | vegetation contact | other/unknown | 0.65105
HFTD - Distribution | HFTD - Distribution - 1QU CoRE ¦ 4QU LoRE | Non-Red Flag Warning - Small Fires | wire-to-wire contact | wire-to-wire contact / contamination | 0.29932
HFTD - Distribution | HFTD - Distribution - 1QU CoRE ¦ 4QU LoRE | Seismic - Red Flag Warning - Catastrophic Fires | cc - seismic scenario | seismic scenario | 1.816e-05
HFTD - Distribution | HFTD - Distribution - 1QU CoRE ¦ 4QU LoRE | Red Flag Warning - Catastrophic Fires | contact from object | animal contact | 0
HFTD - Distribution | HFTD - Distribution - 1QU CoRE ¦ 4QU LoRE | Red Flag Warning - Catastrophic Fires | contact from object | balloon contact | 0
HFTD - Distribution | HFTD - Distribution - 1QU CoRE ¦ 4QU LoRE | Red Flag Warning - Catastrophic Fires | contact from object | other contact from object | 0
HFTD - Distribution | HFTD - Distribution - 1QU CoRE ¦ 4QU LoRE | Red Flag Warning - Catastrophic Fires | contact from object | vehicle contact | 0
HFTD - Distribution | HFTD - Distribution - 1QU CoRE ¦ 4QU LoRE | Red Flag Warning - Catastrophic Fires | contamination | contamination | 0
HFTD - Distribution | HFTD - Distribution - 1QU CoRE ¦ 4QU LoRE | Red Flag Warning - Catastrophic Fires | equipment / facility failure | anchor / guy damage or failure | 0
HFTD - Distribution | HFTD - Distribution - 1QU CoRE ¦ 4QU LoRE | Red Flag Warning - Catastrophic Fires | equipment / facility failure | capacitor bank damage or failure | 0
HFTD - Distribution | HFTD - Distribution - 1QU CoRE ¦ 4QU LoRE | Red Flag Warning - Catastrophic Fires | equipment / facility failure | conductor damage or failure | 0.019387
HFTD - Distribution | HFTD - Distribution - 1QU CoRE ¦ 4QU LoRE | Red Flag Warning - Catastrophic Fires | equipment / facility failure | connection device damage or failure | 0.0074934
HFTD - Distribution | HFTD - Distribution - 1QU CoRE ¦ 4QU LoRE | Red Flag Warning - Catastrophic Fires | equipment / facility failure | crossarm damage or failure | 0.00066586
HFTD - Distribution | HFTD - Distribution - 1QU CoRE ¦ 4QU LoRE | Red Flag Warning - Catastrophic Fires | equipment / facility failure | fuse damage or failure | 0.00073393
HFTD - Distribution | HFTD - Distribution - 1QU CoRE ¦ 4QU LoRE | Red Flag Warning - Catastrophic Fires | equipment / facility failure | insulator and brushing damage or failure | 3.93e-05
HFTD - Distribution | HFTD - Distribution - 1QU CoRE ¦ 4QU LoRE | Red Flag Warning - Catastrophic Fires | equipment / facility failure | lightning arrestor damage or failure | 0
HFTD - Distribution | HFTD - Distribution - 1QU CoRE ¦ 4QU LoRE | Red Flag Warning - Catastrophic Fires | equipment / facility failure | other equipment / facility failure | 0.0010352
HFTD - Distribution | HFTD - Distribution - 1QU CoRE ¦ 4QU LoRE | Red Flag Warning - Catastrophic Fires | equipment / facility failure | pole damage or failure | 0.0018028
HFTD - Distribution | HFTD - Distribution - 1QU CoRE ¦ 4QU LoRE | Red Flag Warning - Catastrophic Fires | equipment / facility failure | recloser damage or failure | 0
HFTD - Distribution | HFTD - Distribution - 1QU CoRE ¦ 4QU LoRE | Red Flag Warning - Catastrophic Fires | equipment / facility failure | sectionalizer damage or failure | 0
HFTD - Distribution | HFTD - Distribution - 1QU CoRE ¦ 4QU LoRE | Red Flag Warning - Catastrophic Fires | equipment / facility failure | switch damage or failure | 0
HFTD - Distribution | HFTD - Distribution - 1QU CoRE ¦ 4QU LoRE | Red Flag Warning - Catastrophic Fires | equipment / facility failure | transformer damage or failure | 1.1317e-05
HFTD - Distribution | HFTD - Distribution - 1QU CoRE ¦ 4QU LoRE | Red Flag Warning - Catastrophic Fires | equipment / facility failure | voltage regulator / booster damage or failure | 0
HFTD - Distribution | HFTD - Distribution - 1QU CoRE ¦ 4QU LoRE | Red Flag Warning - Catastrophic Fires | other | all other | 0
HFTD - Distribution | HFTD - Distribution - 1QU CoRE ¦ 4QU LoRE | Red Flag Warning - Catastrophic Fires | unknown | unknown | 0
HFTD - Distribution | HFTD - Distribution - 1QU CoRE ¦ 4QU LoRE | Red Flag Warning - Catastrophic Fires | utility work / operation | utility work / operation | 0
HFTD - Distribution | HFTD - Distribution - 1QU CoRE ¦ 4QU LoRE | Red Flag Warning - Catastrophic Fires | vandalism / theft | vandalism / theft | 0
HFTD - Distribution | HFTD - Distribution - 1QU CoRE ¦ 4QU LoRE | Red Flag Warning - Catastrophic Fires | vegetation contact | branch (not overhanging, 4-12ft) | 0.0018208
HFTD - Distribution | HFTD - Distribution - 1QU CoRE ¦ 4QU LoRE | Red Flag Warning - Catastrophic Fires | vegetation contact | branch (not overhanging, > 12ft) | 0.0030662
HFTD - Distribution | HFTD - Distribution - 1QU CoRE ¦ 4QU LoRE | Red Flag Warning - Catastrophic Fires | vegetation contact | branch (not overhanging, distance unknown) | 0.01482
HFTD - Distribution | HFTD - Distribution - 1QU CoRE ¦ 4QU LoRE | Red Flag Warning - Catastrophic Fires | vegetation contact | branch (not overhanging, within 4ft) | 0.00040682
HFTD - Distribution | HFTD - Distribution - 1QU CoRE ¦ 4QU LoRE | Red Flag Warning - Catastrophic Fires | vegetation contact | branch (overhanging) | 0.024002
HFTD - Distribution | HFTD - Distribution - 1QU CoRE ¦ 4QU LoRE | Red Flag Warning - Catastrophic Fires | vegetation contact | dead | 0.011243
HFTD - Distribution | HFTD - Distribution - 1QU CoRE ¦ 4QU LoRE | Red Flag Warning - Catastrophic Fires | vegetation contact | fell into (moderate-severe defect) | 0.0092345
HFTD - Distribution | HFTD - Distribution - 1QU CoRE ¦ 4QU LoRE | Red Flag Warning - Catastrophic Fires | vegetation contact | fell into (no defect) | 0.037816
HFTD - Distribution | HFTD - Distribution - 1QU CoRE ¦ 4QU LoRE | Red Flag Warning - Catastrophic Fires | vegetation contact | fell into (slight defect) | 0.0099534
HFTD - Distribution | HFTD - Distribution - 1QU CoRE ¦ 4QU LoRE | Red Flag Warning - Catastrophic Fires | vegetation contact | grow into | 0.0010477
HFTD - Distribution | HFTD - Distribution - 1QU CoRE ¦ 4QU LoRE | Red Flag Warning - Catastrophic Fires | vegetation contact | other/unknown | 0.051103
HFTD - Distribution | HFTD - Distribution - 1QU CoRE ¦ 4QU LoRE | Red Flag Warning - Catastrophic Fires | wire-to-wire contact | wire-to-wire contact / contamination | 0
HFTD - Distribution | HFTD - Distribution - 1QU CoRE ¦ 4QU LoRE | Red Flag Warning - Destructive Fires | contact from object | animal contact | 0
HFTD - Distribution | HFTD - Distribution - 1QU CoRE ¦ 4QU LoRE | Red Flag Warning - Destructive Fires | contact from object | balloon contact | 0
HFTD - Distribution | HFTD - Distribution - 1QU CoRE ¦ 4QU LoRE | Red Flag Warning - Destructive Fires | contact from object | other contact from object | 0
HFTD - Distribution | HFTD - Distribution - 1QU CoRE ¦ 4QU LoRE | Red Flag Warning - Destructive Fires | contact from object | vehicle contact | 0
HFTD - Distribution | HFTD - Distribution - 1QU CoRE ¦ 4QU LoRE | Red Flag Warning - Destructive Fires | contamination | contamination | 0
HFTD - Distribution | HFTD - Distribution - 1QU CoRE ¦ 4QU LoRE | Red Flag Warning - Destructive Fires | equipment / facility failure | anchor / guy damage or failure | 0
HFTD - Distribution | HFTD - Distribution - 1QU CoRE ¦ 4QU LoRE | Red Flag Warning - Destructive Fires | equipment / facility failure | capacitor bank damage or failure | 0
HFTD - Distribution | HFTD - Distribution - 1QU CoRE ¦ 4QU LoRE | Red Flag Warning - Destructive Fires | equipment / facility failure | conductor damage or failure | 0.0035953
HFTD - Distribution | HFTD - Distribution - 1QU CoRE ¦ 4QU LoRE | Red Flag Warning - Destructive Fires | equipment / facility failure | connection device damage or failure | 0.0014037
HFTD - Distribution | HFTD - Distribution - 1QU CoRE ¦ 4QU LoRE | Red Flag Warning - Destructive Fires | equipment / facility failure | crossarm damage or failure | 0.00011702
HFTD - Distribution | HFTD - Distribution - 1QU CoRE ¦ 4QU LoRE | Red Flag Warning - Destructive Fires | equipment / facility failure | fuse damage or failure | 0.00011988
HFTD - Distribution | HFTD - Distribution - 1QU CoRE ¦ 4QU LoRE | Red Flag Warning - Destructive Fires | equipment / facility failure | insulator and brushing damage or failure | 6.4191e-06
HFTD - Distribution | HFTD - Distribution - 1QU CoRE ¦ 4QU LoRE | Red Flag Warning - Destructive Fires | equipment / facility failure | lightning arrestor damage or failure | 0
HFTD - Distribution | HFTD - Distribution - 1QU CoRE ¦ 4QU LoRE | Red Flag Warning - Destructive Fires | equipment / facility failure | other equipment / facility failure | 0.00019131
HFTD - Distribution | HFTD - Distribution - 1QU CoRE ¦ 4QU LoRE | Red Flag Warning - Destructive Fires | equipment / facility failure | pole damage or failure | 0.0003392
HFTD - Distribution | HFTD - Distribution - 1QU CoRE ¦ 4QU LoRE | Red Flag Warning - Destructive Fires | equipment / facility failure | recloser damage or failure | 0
HFTD - Distribution | HFTD - Distribution - 1QU CoRE ¦ 4QU LoRE | Red Flag Warning - Destructive Fires | equipment / facility failure | sectionalizer damage or failure | 0
HFTD - Distribution | HFTD - Distribution - 1QU CoRE ¦ 4QU LoRE | Red Flag Warning - Destructive Fires | equipment / facility failure | switch damage or failure | 0
HFTD - Distribution | HFTD - Distribution - 1QU CoRE ¦ 4QU LoRE | Red Flag Warning - Destructive Fires | equipment / facility failure | transformer damage or failure | 1.8485e-06
HFTD - Distribution | HFTD - Distribution - 1QU CoRE ¦ 4QU LoRE | Red Flag Warning - Destructive Fires | equipment / facility failure | voltage regulator / booster damage or failure | 0
HFTD - Distribution | HFTD - Distribution - 1QU CoRE ¦ 4QU LoRE | Red Flag Warning - Destructive Fires | other | all other | 0
HFTD - Distribution | HFTD - Distribution - 1QU CoRE ¦ 4QU LoRE | Red Flag Warning - Destructive Fires | unknown | unknown | 0
HFTD - Distribution | HFTD - Distribution - 1QU CoRE ¦ 4QU LoRE | Red Flag Warning - Destructive Fires | utility work / operation | utility work / operation | 0
HFTD - Distribution | HFTD - Distribution - 1QU CoRE ¦ 4QU LoRE | Red Flag Warning - Destructive Fires | vandalism / theft | vandalism / theft | 0
HFTD - Distribution | HFTD - Distribution - 1QU CoRE ¦ 4QU LoRE | Red Flag Warning - Destructive Fires | vegetation contact | branch (not overhanging, 4-12ft) | 0.0002112
HFTD - Distribution | HFTD - Distribution - 1QU CoRE ¦ 4QU LoRE | Red Flag Warning - Destructive Fires | vegetation contact | branch (not overhanging, > 12ft) | 0.00035558
HFTD - Distribution | HFTD - Distribution - 1QU CoRE ¦ 4QU LoRE | Red Flag Warning - Destructive Fires | vegetation contact | branch (not overhanging, distance unknown) | 0.0017186
HFTD - Distribution | HFTD - Distribution - 1QU CoRE ¦ 4QU LoRE | Red Flag Warning - Destructive Fires | vegetation contact | branch (not overhanging, within 4ft) | 4.7199e-05
HFTD - Distribution | HFTD - Distribution - 1QU CoRE ¦ 4QU LoRE | Red Flag Warning - Destructive Fires | vegetation contact | branch (overhanging) | 0.0027847
HFTD - Distribution | HFTD - Distribution - 1QU CoRE ¦ 4QU LoRE | Red Flag Warning - Destructive Fires | vegetation contact | dead | 0.0013038
HFTD - Distribution | HFTD - Distribution - 1QU CoRE ¦ 4QU LoRE | Red Flag Warning - Destructive Fires | vegetation contact | fell into (moderate-severe defect) | 0.0010709
HFTD - Distribution | HFTD - Distribution - 1QU CoRE ¦ 4QU LoRE | Red Flag Warning - Destructive Fires | vegetation contact | fell into (no defect) | 0.0043855
HFTD - Distribution | HFTD - Distribution - 1QU CoRE ¦ 4QU LoRE | Red Flag Warning - Destructive Fires | vegetation contact | fell into (slight defect) | 0.0011543
HFTD - Distribution | HFTD - Distribution - 1QU CoRE ¦ 4QU LoRE | Red Flag Warning - Destructive Fires | vegetation contact | grow into | 0.0001215
HFTD - Distribution | HFTD - Distribution - 1QU CoRE ¦ 4QU LoRE | Red Flag Warning - Destructive Fires | vegetation contact | other/unknown | 0.0059264
HFTD - Distribution | HFTD - Distribution - 1QU CoRE ¦ 4QU LoRE | Red Flag Warning - Destructive Fires | wire-to-wire contact | wire-to-wire contact / contamination | 0
HFTD - Distribution | HFTD - Distribution - 1QU CoRE ¦ 4QU LoRE | Red Flag Warning - Large Fires | contact from object | animal contact | 0
HFTD - Distribution | HFTD - Distribution - 1QU CoRE ¦ 4QU LoRE | Red Flag Warning - Large Fires | contact from object | balloon contact | 0
HFTD - Distribution | HFTD - Distribution - 1QU CoRE ¦ 4QU LoRE | Red Flag Warning - Large Fires | contact from object | other contact from object | 0
HFTD - Distribution | HFTD - Distribution - 1QU CoRE ¦ 4QU LoRE | Red Flag Warning - Large Fires | contact from object | vehicle contact | 0
HFTD - Distribution | HFTD - Distribution - 1QU CoRE ¦ 4QU LoRE | Red Flag Warning - Large Fires | contamination | contamination | 0
HFTD - Distribution | HFTD - Distribution - 1QU CoRE ¦ 4QU LoRE | Red Flag Warning - Large Fires | equipment / facility failure | anchor / guy damage or failure | 0
HFTD - Distribution | HFTD - Distribution - 1QU CoRE ¦ 4QU LoRE | Red Flag Warning - Large Fires | equipment / facility failure | capacitor bank damage or failure | 0
HFTD - Distribution | HFTD - Distribution - 1QU CoRE ¦ 4QU LoRE | Red Flag Warning - Large Fires | equipment / facility failure | conductor damage or failure | 0.013247
HFTD - Distribution | HFTD - Distribution - 1QU CoRE ¦ 4QU LoRE | Red Flag Warning - Large Fires | equipment / facility failure | connection device damage or failure | 0.0048147
HFTD - Distribution | HFTD - Distribution - 1QU CoRE ¦ 4QU LoRE | Red Flag Warning - Large Fires | equipment / facility failure | crossarm damage or failure | 0.00047603
HFTD - Distribution | HFTD - Distribution - 1QU CoRE ¦ 4QU LoRE | Red Flag Warning - Large Fires | equipment / facility failure | fuse damage or failure | 0.00056209
HFTD - Distribution | HFTD - Distribution - 1QU CoRE ¦ 4QU LoRE | Red Flag Warning - Large Fires | equipment / facility failure | insulator and brushing damage or failure | 3.0098e-05
HFTD - Distribution | HFTD - Distribution - 1QU CoRE ¦ 4QU LoRE | Red Flag Warning - Large Fires | equipment / facility failure | lightning arrestor damage or failure | 0
HFTD - Distribution | HFTD - Distribution - 1QU CoRE ¦ 4QU LoRE | Red Flag Warning - Large Fires | equipment / facility failure | other equipment / facility failure | 0.00064118
HFTD - Distribution | HFTD - Distribution - 1QU CoRE ¦ 4QU LoRE | Red Flag Warning - Large Fires | equipment / facility failure | pole damage or failure | 0.00066039
HFTD - Distribution | HFTD - Distribution - 1QU CoRE ¦ 4QU LoRE | Red Flag Warning - Large Fires | equipment / facility failure | recloser damage or failure | 0
HFTD - Distribution | HFTD - Distribution - 1QU CoRE ¦ 4QU LoRE | Red Flag Warning - Large Fires | equipment / facility failure | sectionalizer damage or failure | 0
HFTD - Distribution | HFTD - Distribution - 1QU CoRE ¦ 4QU LoRE | Red Flag Warning - Large Fires | equipment / facility failure | switch damage or failure | 0
HFTD - Distribution | HFTD - Distribution - 1QU CoRE ¦ 4QU LoRE | Red Flag Warning - Large Fires | equipment / facility failure | transformer damage or failure | 8.6672e-06
HFTD - Distribution | HFTD - Distribution - 1QU CoRE ¦ 4QU LoRE | Red Flag Warning - Large Fires | equipment / facility failure | voltage regulator / booster damage or failure | 0
HFTD - Distribution | HFTD - Distribution - 1QU CoRE ¦ 4QU LoRE | Red Flag Warning - Large Fires | other | all other | 0
HFTD - Distribution | HFTD - Distribution - 1QU CoRE ¦ 4QU LoRE | Red Flag Warning - Large Fires | unknown | unknown | 0
HFTD - Distribution | HFTD - Distribution - 1QU CoRE ¦ 4QU LoRE | Red Flag Warning - Large Fires | utility work / operation | utility work / operation | 0
HFTD - Distribution | HFTD - Distribution - 1QU CoRE ¦ 4QU LoRE | Red Flag Warning - Large Fires | vandalism / theft | vandalism / theft | 0
HFTD - Distribution | HFTD - Distribution - 1QU CoRE ¦ 4QU LoRE | Red Flag Warning - Large Fires | vegetation contact | branch (not overhanging, 4-12ft) | 0.00077549
HFTD - Distribution | HFTD - Distribution - 1QU CoRE ¦ 4QU LoRE | Red Flag Warning - Large Fires | vegetation contact | branch (not overhanging, > 12ft) | 0.0012871
HFTD - Distribution | HFTD - Distribution - 1QU CoRE ¦ 4QU LoRE | Red Flag Warning - Large Fires | vegetation contact | branch (not overhanging, distance unknown) | 0.0062211
HFTD - Distribution | HFTD - Distribution - 1QU CoRE ¦ 4QU LoRE | Red Flag Warning - Large Fires | vegetation contact | branch (not overhanging, within 4ft) | 0.00017602
HFTD - Distribution | HFTD - Distribution - 1QU CoRE ¦ 4QU LoRE | Red Flag Warning - Large Fires | vegetation contact | branch (overhanging) | 0.010385
HFTD - Distribution | HFTD - Distribution - 1QU CoRE ¦ 4QU LoRE | Red Flag Warning - Large Fires | vegetation contact | dead | 0.0047195
HFTD - Distribution | HFTD - Distribution - 1QU CoRE ¦ 4QU LoRE | Red Flag Warning - Large Fires | vegetation contact | fell into (moderate-severe defect) | 0.0038765
HFTD - Distribution | HFTD - Distribution - 1QU CoRE ¦ 4QU LoRE | Red Flag Warning - Large Fires | vegetation contact | fell into (no defect) | 0.015875
HFTD - Distribution | HFTD - Distribution - 1QU CoRE ¦ 4QU LoRE | Red Flag Warning - Large Fires | vegetation contact | fell into (slight defect) | 0.0041782
HFTD - Distribution | HFTD - Distribution - 1QU CoRE ¦ 4QU LoRE | Red Flag Warning - Large Fires | vegetation contact | grow into | 0.00043981
HFTD - Distribution | HFTD - Distribution - 1QU CoRE ¦ 4QU LoRE | Red Flag Warning - Large Fires | vegetation contact | other/unknown | 0.021452
HFTD - Distribution | HFTD - Distribution - 1QU CoRE ¦ 4QU LoRE | Red Flag Warning - Large Fires | wire-to-wire contact | wire-to-wire contact / contamination | 0
HFTD - Distribution | HFTD - Distribution - 1QU CoRE ¦ 4QU LoRE | Red Flag Warning - Small Fires | contact from object | animal contact | 0.0021572
HFTD - Distribution | HFTD - Distribution - 1QU CoRE ¦ 4QU LoRE | Red Flag Warning - Small Fires | contact from object | balloon contact | 5.3951e-05
HFTD - Distribution | HFTD - Distribution - 1QU CoRE ¦ 4QU LoRE | Red Flag Warning - Small Fires | contact from object | other contact from object | 0.0013052
HFTD - Distribution | HFTD - Distribution - 1QU CoRE ¦ 4QU LoRE | Red Flag Warning - Small Fires | contact from object | vehicle contact | 0.0003396
HFTD - Distribution | HFTD - Distribution - 1QU CoRE ¦ 4QU LoRE | Red Flag Warning - Small Fires | contamination | contamination | 7.5771e-06
HFTD - Distribution | HFTD - Distribution - 1QU CoRE ¦ 4QU LoRE | Red Flag Warning - Small Fires | equipment / facility failure | anchor / guy damage or failure | 0
HFTD - Distribution | HFTD - Distribution - 1QU CoRE ¦ 4QU LoRE | Red Flag Warning - Small Fires | equipment / facility failure | capacitor bank damage or failure | 0
HFTD - Distribution | HFTD - Distribution - 1QU CoRE ¦ 4QU LoRE | Red Flag Warning - Small Fires | equipment / facility failure | conductor damage or failure | 0.0255
HFTD - Distribution | HFTD - Distribution - 1QU CoRE ¦ 4QU LoRE | Red Flag Warning - Small Fires | equipment / facility failure | connection device damage or failure | 0.009512
HFTD - Distribution | HFTD - Distribution - 1QU CoRE ¦ 4QU LoRE | Red Flag Warning - Small Fires | equipment / facility failure | crossarm damage or failure | 0.0011172
HFTD - Distribution | HFTD - Distribution - 1QU CoRE ¦ 4QU LoRE | Red Flag Warning - Small Fires | equipment / facility failure | fuse damage or failure | 0.0017147
HFTD - Distribution | HFTD - Distribution - 1QU CoRE ¦ 4QU LoRE | Red Flag Warning - Small Fires | equipment / facility failure | insulator and brushing damage or failure | 9.1818e-05
HFTD - Distribution | HFTD - Distribution - 1QU CoRE ¦ 4QU LoRE | Red Flag Warning - Small Fires | equipment / facility failure | lightning arrestor damage or failure | 0
HFTD - Distribution | HFTD - Distribution - 1QU CoRE ¦ 4QU LoRE | Red Flag Warning - Small Fires | equipment / facility failure | other equipment / facility failure | 0.0014607
HFTD - Distribution | HFTD - Distribution - 1QU CoRE ¦ 4QU LoRE | Red Flag Warning - Small Fires | equipment / facility failure | pole damage or failure | 0.0013665
HFTD - Distribution | HFTD - Distribution - 1QU CoRE ¦ 4QU LoRE | Red Flag Warning - Small Fires | equipment / facility failure | recloser damage or failure | 0
HFTD - Distribution | HFTD - Distribution - 1QU CoRE ¦ 4QU LoRE | Red Flag Warning - Small Fires | equipment / facility failure | sectionalizer damage or failure | 0
HFTD - Distribution | HFTD - Distribution - 1QU CoRE ¦ 4QU LoRE | Red Flag Warning - Small Fires | equipment / facility failure | switch damage or failure | 0
HFTD - Distribution | HFTD - Distribution - 1QU CoRE ¦ 4QU LoRE | Red Flag Warning - Small Fires | equipment / facility failure | transformer damage or failure | 2.6441e-05
HFTD - Distribution | HFTD - Distribution - 1QU CoRE ¦ 4QU LoRE | Red Flag Warning - Small Fires | equipment / facility failure | voltage regulator / booster damage or failure | 0
HFTD - Distribution | HFTD - Distribution - 1QU CoRE ¦ 4QU LoRE | Red Flag Warning - Small Fires | other | all other | 0.0033222
HFTD - Distribution | HFTD - Distribution - 1QU CoRE ¦ 4QU LoRE | Red Flag Warning - Small Fires | unknown | unknown | 0.0059656
HFTD - Distribution | HFTD - Distribution - 1QU CoRE ¦ 4QU LoRE | Red Flag Warning - Small Fires | utility work / operation | utility work / operation | 0.0004745
HFTD - Distribution | HFTD - Distribution - 1QU CoRE ¦ 4QU LoRE | Red Flag Warning - Small Fires | vandalism / theft | vandalism / theft | 1.2811e-05
HFTD - Distribution | HFTD - Distribution - 1QU CoRE ¦ 4QU LoRE | Red Flag Warning - Small Fires | vegetation contact | branch (not overhanging, 4-12ft) | 0.004756
HFTD - Distribution | HFTD - Distribution - 1QU CoRE ¦ 4QU LoRE | Red Flag Warning - Small Fires | vegetation contact | branch (not overhanging, > 12ft) | 0.0078941
HFTD - Distribution | HFTD - Distribution - 1QU CoRE ¦ 4QU LoRE | Red Flag Warning - Small Fires | vegetation contact | branch (not overhanging, distance unknown) | 0.038155
HFTD - Distribution | HFTD - Distribution - 1QU CoRE ¦ 4QU LoRE | Red Flag Warning - Small Fires | vegetation contact | branch (not overhanging, within 4ft) | 0.0010795
HFTD - Distribution | HFTD - Distribution - 1QU CoRE ¦ 4QU LoRE | Red Flag Warning - Small Fires | vegetation contact | branch (overhanging) | 0.06369
HFTD - Distribution | HFTD - Distribution - 1QU CoRE ¦ 4QU LoRE | Red Flag Warning - Small Fires | vegetation contact | dead | 0.028945
HFTD - Distribution | HFTD - Distribution - 1QU CoRE ¦ 4QU LoRE | Red Flag Warning - Small Fires | vegetation contact | fell into (moderate-severe defect) | 0.023775
HFTD - Distribution | HFTD - Distribution - 1QU CoRE ¦ 4QU LoRE | Red Flag Warning - Small Fires | vegetation contact | fell into (no defect) | 0.097361
HFTD - Distribution | HFTD - Distribution - 1QU CoRE ¦ 4QU LoRE | Red Flag Warning - Small Fires | vegetation contact | fell into (slight defect) | 0.025626
HFTD - Distribution | HFTD - Distribution - 1QU CoRE ¦ 4QU LoRE | Red Flag Warning - Small Fires | vegetation contact | grow into | 0.0026974
HFTD - Distribution | HFTD - Distribution - 1QU CoRE ¦ 4QU LoRE | Red Flag Warning - Small Fires | vegetation contact | other/unknown | 0.13157
HFTD - Distribution | HFTD - Distribution - 1QU CoRE ¦ 4QU LoRE | Red Flag Warning - Small Fires | wire-to-wire contact | wire-to-wire contact / contamination | 0.0099044
HFTD - Distribution | HFTD - Distribution - 1QU CoRE ¦ 5QU LoRE | Seismic - Non-Red Flag Warning - Catastrophic Fires | cc - seismic scenario | seismic scenario | 2.7731e-07
HFTD - Distribution | HFTD - Distribution - 1QU CoRE ¦ 5QU LoRE | Non-Red Flag Warning - Catastrophic Fires | contact from object | animal contact | 0.00049621
HFTD - Distribution | HFTD - Distribution - 1QU CoRE ¦ 5QU LoRE | Non-Red Flag Warning - Catastrophic Fires | contact from object | balloon contact | 2.266e-05
HFTD - Distribution | HFTD - Distribution - 1QU CoRE ¦ 5QU LoRE | Non-Red Flag Warning - Catastrophic Fires | contact from object | other contact from object | 0.00020542
HFTD - Distribution | HFTD - Distribution - 1QU CoRE ¦ 5QU LoRE | Non-Red Flag Warning - Catastrophic Fires | contact from object | vehicle contact | 3.0008e-05
HFTD - Distribution | HFTD - Distribution - 1QU CoRE ¦ 5QU LoRE | Non-Red Flag Warning - Catastrophic Fires | contamination | contamination | 0
HFTD - Distribution | HFTD - Distribution - 1QU CoRE ¦ 5QU LoRE | Non-Red Flag Warning - Catastrophic Fires | equipment / facility failure | anchor / guy damage or failure | 0
HFTD - Distribution | HFTD - Distribution - 1QU CoRE ¦ 5QU LoRE | Non-Red Flag Warning - Catastrophic Fires | equipment / facility failure | capacitor bank damage or failure | 0
HFTD - Distribution | HFTD - Distribution - 1QU CoRE ¦ 5QU LoRE | Non-Red Flag Warning - Catastrophic Fires | equipment / facility failure | conductor damage or failure | 2.4543e-05
HFTD - Distribution | HFTD - Distribution - 1QU CoRE ¦ 5QU LoRE | Non-Red Flag Warning - Catastrophic Fires | equipment / facility failure | connection device damage or failure | 1.3882e-05
HFTD - Distribution | HFTD - Distribution - 1QU CoRE ¦ 5QU LoRE | Non-Red Flag Warning - Catastrophic Fires | equipment / facility failure | crossarm damage or failure | 1.2587e-06
HFTD - Distribution | HFTD - Distribution - 1QU CoRE ¦ 5QU LoRE | Non-Red Flag Warning - Catastrophic Fires | equipment / facility failure | fuse damage or failure | 0
HFTD - Distribution | HFTD - Distribution - 1QU CoRE ¦ 5QU LoRE | Non-Red Flag Warning - Catastrophic Fires | equipment / facility failure | insulator and brushing damage or failure | 0
HFTD - Distribution | HFTD - Distribution - 1QU CoRE ¦ 5QU LoRE | Non-Red Flag Warning - Catastrophic Fires | equipment / facility failure | lightning arrestor damage or failure | 0
HFTD - Distribution | HFTD - Distribution - 1QU CoRE ¦ 5QU LoRE | Non-Red Flag Warning - Catastrophic Fires | equipment / facility failure | other equipment / facility failure | 3.931e-06
HFTD - Distribution | HFTD - Distribution - 1QU CoRE ¦ 5QU LoRE | Non-Red Flag Warning - Catastrophic Fires | equipment / facility failure | pole damage or failure | 1.8689e-06
HFTD - Distribution | HFTD - Distribution - 1QU CoRE ¦ 5QU LoRE | Non-Red Flag Warning - Catastrophic Fires | equipment / facility failure | recloser damage or failure | 0
HFTD - Distribution | HFTD - Distribution - 1QU CoRE ¦ 5QU LoRE | Non-Red Flag Warning - Catastrophic Fires | equipment / facility failure | sectionalizer damage or failure | 0
HFTD - Distribution | HFTD - Distribution - 1QU CoRE ¦ 5QU LoRE | Non-Red Flag Warning - Catastrophic Fires | equipment / facility failure | switch damage or failure | 0
HFTD - Distribution | HFTD - Distribution - 1QU CoRE ¦ 5QU LoRE | Non-Red Flag Warning - Catastrophic Fires | equipment / facility failure | transformer damage or failure | 0
HFTD - Distribution | HFTD - Distribution - 1QU CoRE ¦ 5QU LoRE | Non-Red Flag Warning - Catastrophic Fires | equipment / facility failure | voltage regulator / booster damage or failure | 0
HFTD - Distribution | HFTD - Distribution - 1QU CoRE ¦ 5QU LoRE | Non-Red Flag Warning - Catastrophic Fires | other | all other | 0.00047091
HFTD - Distribution | HFTD - Distribution - 1QU CoRE ¦ 5QU LoRE | Non-Red Flag Warning - Catastrophic Fires | unknown | unknown | 0.00093539
HFTD - Distribution | HFTD - Distribution - 1QU CoRE ¦ 5QU LoRE | Non-Red Flag Warning - Catastrophic Fires | utility work / operation | utility work / operation | 6.0252e-05
HFTD - Distribution | HFTD - Distribution - 1QU CoRE ¦ 5QU LoRE | Non-Red Flag Warning - Catastrophic Fires | vandalism / theft | vandalism / theft | 1.2455e-07
HFTD - Distribution | HFTD - Distribution - 1QU CoRE ¦ 5QU LoRE | Non-Red Flag Warning - Catastrophic Fires | vegetation contact | branch (not overhanging, 4-12ft) | 9.3407e-06
HFTD - Distribution | HFTD - Distribution - 1QU CoRE ¦ 5QU LoRE | Non-Red Flag Warning - Catastrophic Fires | vegetation contact | branch (not overhanging, > 12ft) | 2.4579e-05
HFTD - Distribution | HFTD - Distribution - 1QU CoRE ¦ 5QU LoRE | Non-Red Flag Warning - Catastrophic Fires | vegetation contact | branch (not overhanging, distance unknown) | 8.3904e-05
HFTD - Distribution | HFTD - Distribution - 1QU CoRE ¦ 5QU LoRE | Non-Red Flag Warning - Catastrophic Fires | vegetation contact | branch (not overhanging, within 4ft) | 3.5989e-06
HFTD - Distribution | HFTD - Distribution - 1QU CoRE ¦ 5QU LoRE | Non-Red Flag Warning - Catastrophic Fires | vegetation contact | branch (overhanging) | 0.00016015
HFTD - Distribution | HFTD - Distribution - 1QU CoRE ¦ 5QU LoRE | Non-Red Flag Warning - Catastrophic Fires | vegetation contact | dead | 8.9267e-05
HFTD - Distribution | HFTD - Distribution - 1QU CoRE ¦ 5QU LoRE | Non-Red Flag Warning - Catastrophic Fires | vegetation contact | fell into (moderate-severe defect) | 0.0001021
HFTD - Distribution | HFTD - Distribution - 1QU CoRE ¦ 5QU LoRE | Non-Red Flag Warning - Catastrophic Fires | vegetation contact | fell into (no defect) | 0.00060141
HFTD - Distribution | HFTD - Distribution - 1QU CoRE ¦ 5QU LoRE | Non-Red Flag Warning - Catastrophic Fires | vegetation contact | fell into (slight defect) | 0.00012622
HFTD - Distribution | HFTD - Distribution - 1QU CoRE ¦ 5QU LoRE | Non-Red Flag Warning - Catastrophic Fires | vegetation contact | grow into | 1.0925e-05
HFTD - Distribution | HFTD - Distribution - 1QU CoRE ¦ 5QU LoRE | Non-Red Flag Warning - Catastrophic Fires | vegetation contact | other/unknown | 0.00051806
HFTD - Distribution | HFTD - Distribution - 1QU CoRE ¦ 5QU LoRE | Non-Red Flag Warning - Catastrophic Fires | wire-to-wire contact | wire-to-wire contact / contamination | 0.0015049
HFTD - Distribution | HFTD - Distribution - 1QU CoRE ¦ 5QU LoRE | Non-Red Flag Warning - Destructive Fires | contact from object | animal contact | 0.00030203
HFTD - Distribution | HFTD - Distribution - 1QU CoRE ¦ 5QU LoRE | Non-Red Flag Warning - Destructive Fires | contact from object | balloon contact | 1.374e-05
HFTD - Distribution | HFTD - Distribution - 1QU CoRE ¦ 5QU LoRE | Non-Red Flag Warning - Destructive Fires | contact from object | other contact from object | 0.00012448
HFTD - Distribution | HFTD - Distribution - 1QU CoRE ¦ 5QU LoRE | Non-Red Flag Warning - Destructive Fires | contact from object | vehicle contact | 1.7913e-05
HFTD - Distribution | HFTD - Distribution - 1QU CoRE ¦ 5QU LoRE | Non-Red Flag Warning - Destructive Fires | contamination | contamination | 0
HFTD - Distribution | HFTD - Distribution - 1QU CoRE ¦ 5QU LoRE | Non-Red Flag Warning - Destructive Fires | equipment / facility failure | anchor / guy damage or failure | 0
HFTD - Distribution | HFTD - Distribution - 1QU CoRE ¦ 5QU LoRE | Non-Red Flag Warning - Destructive Fires | equipment / facility failure | capacitor bank damage or failure | 0
HFTD - Distribution | HFTD - Distribution - 1QU CoRE ¦ 5QU LoRE | Non-Red Flag Warning - Destructive Fires | equipment / facility failure | conductor damage or failure | 8.1171e-05
HFTD - Distribution | HFTD - Distribution - 1QU CoRE ¦ 5QU LoRE | Non-Red Flag Warning - Destructive Fires | equipment / facility failure | connection device damage or failure | 4.7661e-05
HFTD - Distribution | HFTD - Distribution - 1QU CoRE ¦ 5QU LoRE | Non-Red Flag Warning - Destructive Fires | equipment / facility failure | crossarm damage or failure | 4.2339e-06
HFTD - Distribution | HFTD - Distribution - 1QU CoRE ¦ 5QU LoRE | Non-Red Flag Warning - Destructive Fires | equipment / facility failure | fuse damage or failure | 0
HFTD - Distribution | HFTD - Distribution - 1QU CoRE ¦ 5QU LoRE | Non-Red Flag Warning - Destructive Fires | equipment / facility failure | insulator and brushing damage or failure | 0
HFTD - Distribution | HFTD - Distribution - 1QU CoRE ¦ 5QU LoRE | Non-Red Flag Warning - Destructive Fires | equipment / facility failure | lightning arrestor damage or failure | 0
HFTD - Distribution | HFTD - Distribution - 1QU CoRE ¦ 5QU LoRE | Non-Red Flag Warning - Destructive Fires | equipment / facility failure | other equipment / facility failure | 1.3719e-05
HFTD - Distribution | HFTD - Distribution - 1QU CoRE ¦ 5QU LoRE | Non-Red Flag Warning - Destructive Fires | equipment / facility failure | pole damage or failure | 6.2463e-06
HFTD - Distribution | HFTD - Distribution - 1QU CoRE ¦ 5QU LoRE | Non-Red Flag Warning - Destructive Fires | equipment / facility failure | recloser damage or failure | 0
HFTD - Distribution | HFTD - Distribution - 1QU CoRE ¦ 5QU LoRE | Non-Red Flag Warning - Destructive Fires | equipment / facility failure | sectionalizer damage or failure | 0
HFTD - Distribution | HFTD - Distribution - 1QU CoRE ¦ 5QU LoRE | Non-Red Flag Warning - Destructive Fires | equipment / facility failure | switch damage or failure | 0
HFTD - Distribution | HFTD - Distribution - 1QU CoRE ¦ 5QU LoRE | Non-Red Flag Warning - Destructive Fires | equipment / facility failure | transformer damage or failure | 0
HFTD - Distribution | HFTD - Distribution - 1QU CoRE ¦ 5QU LoRE | Non-Red Flag Warning - Destructive Fires | equipment / facility failure | voltage regulator / booster damage or failure | 0
HFTD - Distribution | HFTD - Distribution - 1QU CoRE ¦ 5QU LoRE | Non-Red Flag Warning - Destructive Fires | other | all other | 0.00029365
HFTD - Distribution | HFTD - Distribution - 1QU CoRE ¦ 5QU LoRE | Non-Red Flag Warning - Destructive Fires | unknown | unknown | 0.0005776
HFTD - Distribution | HFTD - Distribution - 1QU CoRE ¦ 5QU LoRE | Non-Red Flag Warning - Destructive Fires | utility work / operation | utility work / operation | 3.6202e-05
HFTD - Distribution | HFTD - Distribution - 1QU CoRE ¦ 5QU LoRE | Non-Red Flag Warning - Destructive Fires | vandalism / theft | vandalism / theft | 7.8374e-08
HFTD - Distribution | HFTD - Distribution - 1QU CoRE ¦ 5QU LoRE | Non-Red Flag Warning - Destructive Fires | vegetation contact | branch (not overhanging, 4-12ft) | 2.1064e-05
HFTD - Distribution | HFTD - Distribution - 1QU CoRE ¦ 5QU LoRE | Non-Red Flag Warning - Destructive Fires | vegetation contact | branch (not overhanging, > 12ft) | 5.5432e-05
HFTD - Distribution | HFTD - Distribution - 1QU CoRE ¦ 5QU LoRE | Non-Red Flag Warning - Destructive Fires | vegetation contact | branch (not overhanging, distance unknown) | 0.00018923
HFTD - Distribution | HFTD - Distribution - 1QU CoRE ¦ 5QU LoRE | Non-Red Flag Warning - Destructive Fires | vegetation contact | branch (not overhanging, within 4ft) | 8.1147e-06
HFTD - Distribution | HFTD - Distribution - 1QU CoRE ¦ 5QU LoRE | Non-Red Flag Warning - Destructive Fires | vegetation contact | branch (overhanging) | 0.00036111
HFTD - Distribution | HFTD - Distribution - 1QU CoRE ¦ 5QU LoRE | Non-Red Flag Warning - Destructive Fires | vegetation contact | dead | 0.00020132
HFTD - Distribution | HFTD - Distribution - 1QU CoRE ¦ 5QU LoRE | Non-Red Flag Warning - Destructive Fires | vegetation contact | fell into (moderate-severe defect) | 0.00023026
HFTD - Distribution | HFTD - Distribution - 1QU CoRE ¦ 5QU LoRE | Non-Red Flag Warning - Destructive Fires | vegetation contact | fell into (no defect) | 0.0013563
HFTD - Distribution | HFTD - Distribution - 1QU CoRE ¦ 5QU LoRE | Non-Red Flag Warning - Destructive Fires | vegetation contact | fell into (slight defect) | 0.00028466
HFTD - Distribution | HFTD - Distribution - 1QU CoRE ¦ 5QU LoRE | Non-Red Flag Warning - Destructive Fires | vegetation contact | grow into | 2.4639e-05
HFTD - Distribution | HFTD - Distribution - 1QU CoRE ¦ 5QU LoRE | Non-Red Flag Warning - Destructive Fires | vegetation contact | other/unknown | 0.0011684
HFTD - Distribution | HFTD - Distribution - 1QU CoRE ¦ 5QU LoRE | Non-Red Flag Warning - Destructive Fires | wire-to-wire contact | wire-to-wire contact / contamination | 0.00092842
HFTD - Distribution | HFTD - Distribution - 1QU CoRE ¦ 5QU LoRE | Non-Red Flag Warning - Large Fires | contact from object | animal contact | 0.0017693
HFTD - Distribution | HFTD - Distribution - 1QU CoRE ¦ 5QU LoRE | Non-Red Flag Warning - Large Fires | contact from object | balloon contact | 8.141e-05
HFTD - Distribution | HFTD - Distribution - 1QU CoRE ¦ 5QU LoRE | Non-Red Flag Warning - Large Fires | contact from object | other contact from object | 0.00070604
HFTD - Distribution | HFTD - Distribution - 1QU CoRE ¦ 5QU LoRE | Non-Red Flag Warning - Large Fires | contact from object | vehicle contact | 0.00010979
HFTD - Distribution | HFTD - Distribution - 1QU CoRE ¦ 5QU LoRE | Non-Red Flag Warning - Large Fires | contamination | contamination | 0
HFTD - Distribution | HFTD - Distribution - 1QU CoRE ¦ 5QU LoRE | Non-Red Flag Warning - Large Fires | equipment / facility failure | anchor / guy damage or failure | 0
HFTD - Distribution | HFTD - Distribution - 1QU CoRE ¦ 5QU LoRE | Non-Red Flag Warning - Large Fires | equipment / facility failure | capacitor bank damage or failure | 0
HFTD - Distribution | HFTD - Distribution - 1QU CoRE ¦ 5QU LoRE | Non-Red Flag Warning - Large Fires | equipment / facility failure | conductor damage or failure | 0.00059227
HFTD - Distribution | HFTD - Distribution - 1QU CoRE ¦ 5QU LoRE | Non-Red Flag Warning - Large Fires | equipment / facility failure | connection device damage or failure | 0.00032592
HFTD - Distribution | HFTD - Distribution - 1QU CoRE ¦ 5QU LoRE | Non-Red Flag Warning - Large Fires | equipment / facility failure | crossarm damage or failure | 3.2368e-05
HFTD - Distribution | HFTD - Distribution - 1QU CoRE ¦ 5QU LoRE | Non-Red Flag Warning - Large Fires | equipment / facility failure | fuse damage or failure | 0
HFTD - Distribution | HFTD - Distribution - 1QU CoRE ¦ 5QU LoRE | Non-Red Flag Warning - Large Fires | equipment / facility failure | insulator and brushing damage or failure | 0
HFTD - Distribution | HFTD - Distribution - 1QU CoRE ¦ 5QU LoRE | Non-Red Flag Warning - Large Fires | equipment / facility failure | lightning arrestor damage or failure | 0
HFTD - Distribution | HFTD - Distribution - 1QU CoRE ¦ 5QU LoRE | Non-Red Flag Warning - Large Fires | equipment / facility failure | other equipment / facility failure | 0.00010512
HFTD - Distribution | HFTD - Distribution - 1QU CoRE ¦ 5QU LoRE | Non-Red Flag Warning - Large Fires | equipment / facility failure | pole damage or failure | 4.6707e-05
HFTD - Distribution | HFTD - Distribution - 1QU CoRE ¦ 5QU LoRE | Non-Red Flag Warning - Large Fires | equipment / facility failure | recloser damage or failure | 0
HFTD - Distribution | HFTD - Distribution - 1QU CoRE ¦ 5QU LoRE | Non-Red Flag Warning - Large Fires | equipment / facility failure | sectionalizer damage or failure | 0
HFTD - Distribution | HFTD - Distribution - 1QU CoRE ¦ 5QU LoRE | Non-Red Flag Warning - Large Fires | equipment / facility failure | switch damage or failure | 0
HFTD - Distribution | HFTD - Distribution - 1QU CoRE ¦ 5QU LoRE | Non-Red Flag Warning - Large Fires | equipment / facility failure | transformer damage or failure | 0
HFTD - Distribution | HFTD - Distribution - 1QU CoRE ¦ 5QU LoRE | Non-Red Flag Warning - Large Fires | equipment / facility failure | voltage regulator / booster damage or failure | 0
HFTD - Distribution | HFTD - Distribution - 1QU CoRE ¦ 5QU LoRE | Non-Red Flag Warning - Large Fires | other | all other | 0.0017793
HFTD - Distribution | HFTD - Distribution - 1QU CoRE ¦ 5QU LoRE | Non-Red Flag Warning - Large Fires | unknown | unknown | 0.0032595
HFTD - Distribution | HFTD - Distribution - 1QU CoRE ¦ 5QU LoRE | Non-Red Flag Warning - Large Fires | utility work / operation | utility work / operation | 0.00020695
HFTD - Distribution | HFTD - Distribution - 1QU CoRE ¦ 5QU LoRE | Non-Red Flag Warning - Large Fires | vandalism / theft | vandalism / theft | 3.6039e-07
HFTD - Distribution | HFTD - Distribution - 1QU CoRE ¦ 5QU LoRE | Non-Red Flag Warning - Large Fires | vegetation contact | branch (not overhanging, 4-12ft) | 0.00014847
HFTD - Distribution | HFTD - Distribution - 1QU CoRE ¦ 5QU LoRE | Non-Red Flag Warning - Large Fires | vegetation contact | branch (not overhanging, > 12ft) | 0.00040338
HFTD - Distribution | HFTD - Distribution - 1QU CoRE ¦ 5QU LoRE | Non-Red Flag Warning - Large Fires | vegetation contact | branch (not overhanging, distance unknown) | 0.001377
HFTD - Distribution | HFTD - Distribution - 1QU CoRE ¦ 5QU LoRE | Non-Red Flag Warning - Large Fires | vegetation contact | branch (not overhanging, within 4ft) | 5.5086e-05
HFTD - Distribution | HFTD - Distribution - 1QU CoRE ¦ 5QU LoRE | Non-Red Flag Warning - Large Fires | vegetation contact | branch (overhanging) | 0.0024513
HFTD - Distribution | HFTD - Distribution - 1QU CoRE ¦ 5QU LoRE | Non-Red Flag Warning - Large Fires | vegetation contact | dead | 0.001465
HFTD - Distribution | HFTD - Distribution - 1QU CoRE ¦ 5QU LoRE | Non-Red Flag Warning - Large Fires | vegetation contact | fell into (moderate-severe defect) | 0.0016756
HFTD - Distribution | HFTD - Distribution - 1QU CoRE ¦ 5QU LoRE | Non-Red Flag Warning - Large Fires | vegetation contact | fell into (no defect) | 0.0098699
HFTD - Distribution | HFTD - Distribution - 1QU CoRE ¦ 5QU LoRE | Non-Red Flag Warning - Large Fires | vegetation contact | fell into (slight defect) | 0.0020714
HFTD - Distribution | HFTD - Distribution - 1QU CoRE ¦ 5QU LoRE | Non-Red Flag Warning - Large Fires | vegetation contact | grow into | 0.0001793
HFTD - Distribution | HFTD - Distribution - 1QU CoRE ¦ 5QU LoRE | Non-Red Flag Warning - Large Fires | vegetation contact | other/unknown | 0.0085021
HFTD - Distribution | HFTD - Distribution - 1QU CoRE ¦ 5QU LoRE | Non-Red Flag Warning - Large Fires | wire-to-wire contact | wire-to-wire contact / contamination | 0.0052715
HFTD - Distribution | HFTD - Distribution - 1QU CoRE ¦ 5QU LoRE | Non-Red Flag Warning - Small Fires | contact from object | animal contact | 0.074706
HFTD - Distribution | HFTD - Distribution - 1QU CoRE ¦ 5QU LoRE | Non-Red Flag Warning - Small Fires | contact from object | balloon contact | 0.0034511
HFTD - Distribution | HFTD - Distribution - 1QU CoRE ¦ 5QU LoRE | Non-Red Flag Warning - Small Fires | contact from object | other contact from object | 0.027272
HFTD - Distribution | HFTD - Distribution - 1QU CoRE ¦ 5QU LoRE | Non-Red Flag Warning - Small Fires | contact from object | vehicle contact | 0.0043482
HFTD - Distribution | HFTD - Distribution - 1QU CoRE ¦ 5QU LoRE | Non-Red Flag Warning - Small Fires | contamination | contamination | 0
HFTD - Distribution | HFTD - Distribution - 1QU CoRE ¦ 5QU LoRE | Non-Red Flag Warning - Small Fires | equipment / facility failure | anchor / guy damage or failure | 0
HFTD - Distribution | HFTD - Distribution - 1QU CoRE ¦ 5QU LoRE | Non-Red Flag Warning - Small Fires | equipment / facility failure | capacitor bank damage or failure | 0
HFTD - Distribution | HFTD - Distribution - 1QU CoRE ¦ 5QU LoRE | Non-Red Flag Warning - Small Fires | equipment / facility failure | conductor damage or failure | 0.081521
HFTD - Distribution | HFTD - Distribution - 1QU CoRE ¦ 5QU LoRE | Non-Red Flag Warning - Small Fires | equipment / facility failure | connection device damage or failure | 0.043301
HFTD - Distribution | HFTD - Distribution - 1QU CoRE ¦ 5QU LoRE | Non-Red Flag Warning - Small Fires | equipment / facility failure | crossarm damage or failure | 0.0044385
HFTD - Distribution | HFTD - Distribution - 1QU CoRE ¦ 5QU LoRE | Non-Red Flag Warning - Small Fires | equipment / facility failure | fuse damage or failure | 0
HFTD - Distribution | HFTD - Distribution - 1QU CoRE ¦ 5QU LoRE | Non-Red Flag Warning - Small Fires | equipment / facility failure | insulator and brushing damage or failure | 0
HFTD - Distribution | HFTD - Distribution - 1QU CoRE ¦ 5QU LoRE | Non-Red Flag Warning - Small Fires | equipment / facility failure | lightning arrestor damage or failure | 0
HFTD - Distribution | HFTD - Distribution - 1QU CoRE ¦ 5QU LoRE | Non-Red Flag Warning - Small Fires | equipment / facility failure | other equipment / facility failure | 0.013743
HFTD - Distribution | HFTD - Distribution - 1QU CoRE ¦ 5QU LoRE | Non-Red Flag Warning - Small Fires | equipment / facility failure | pole damage or failure | 0.0080951
HFTD - Distribution | HFTD - Distribution - 1QU CoRE ¦ 5QU LoRE | Non-Red Flag Warning - Small Fires | equipment / facility failure | recloser damage or failure | 0
HFTD - Distribution | HFTD - Distribution - 1QU CoRE ¦ 5QU LoRE | Non-Red Flag Warning - Small Fires | equipment / facility failure | sectionalizer damage or failure | 0
HFTD - Distribution | HFTD - Distribution - 1QU CoRE ¦ 5QU LoRE | Non-Red Flag Warning - Small Fires | equipment / facility failure | switch damage or failure | 0
HFTD - Distribution | HFTD - Distribution - 1QU CoRE ¦ 5QU LoRE | Non-Red Flag Warning - Small Fires | equipment / facility failure | transformer damage or failure | 0
HFTD - Distribution | HFTD - Distribution - 1QU CoRE ¦ 5QU LoRE | Non-Red Flag Warning - Small Fires | equipment / facility failure | voltage regulator / booster damage or failure | 0
HFTD - Distribution | HFTD - Distribution - 1QU CoRE ¦ 5QU LoRE | Non-Red Flag Warning - Small Fires | other | all other | 0.075158
HFTD - Distribution | HFTD - Distribution - 1QU CoRE ¦ 5QU LoRE | Non-Red Flag Warning - Small Fires | unknown | unknown | 0.1377
HFTD - Distribution | HFTD - Distribution - 1QU CoRE ¦ 5QU LoRE | Non-Red Flag Warning - Small Fires | utility work / operation | utility work / operation | 0.011421
HFTD - Distribution | HFTD - Distribution - 1QU CoRE ¦ 5QU LoRE | Non-Red Flag Warning - Small Fires | vandalism / theft | vandalism / theft | 2.1936e-05
HFTD - Distribution | HFTD - Distribution - 1QU CoRE ¦ 5QU LoRE | Non-Red Flag Warning - Small Fires | vegetation contact | branch (not overhanging, 4-12ft) | 0.0085344
HFTD - Distribution | HFTD - Distribution - 1QU CoRE ¦ 5QU LoRE | Non-Red Flag Warning - Small Fires | vegetation contact | branch (not overhanging, > 12ft) | 0.022972
HFTD - Distribution | HFTD - Distribution - 1QU CoRE ¦ 5QU LoRE | Non-Red Flag Warning - Small Fires | vegetation contact | branch (not overhanging, distance unknown) | 0.078417
HFTD - Distribution | HFTD - Distribution - 1QU CoRE ¦ 5QU LoRE | Non-Red Flag Warning - Small Fires | vegetation contact | branch (not overhanging, within 4ft) | 0.0032025
HFTD - Distribution | HFTD - Distribution - 1QU CoRE ¦ 5QU LoRE | Non-Red Flag Warning - Small Fires | vegetation contact | branch (overhanging) | 0.14251
HFTD - Distribution | HFTD - Distribution - 1QU CoRE ¦ 5QU LoRE | Non-Red Flag Warning - Small Fires | vegetation contact | dead | 0.083429
HFTD - Distribution | HFTD - Distribution - 1QU CoRE ¦ 5QU LoRE | Non-Red Flag Warning - Small Fires | vegetation contact | fell into (moderate-severe defect) | 0.095424
HFTD - Distribution | HFTD - Distribution - 1QU CoRE ¦ 5QU LoRE | Non-Red Flag Warning - Small Fires | vegetation contact | fell into (no defect) | 0.56207
HFTD - Distribution | HFTD - Distribution - 1QU CoRE ¦ 5QU LoRE | Non-Red Flag Warning - Small Fires | vegetation contact | fell into (slight defect) | 0.11797
HFTD - Distribution | HFTD - Distribution - 1QU CoRE ¦ 5QU LoRE | Non-Red Flag Warning - Small Fires | vegetation contact | grow into | 0.010211
HFTD - Distribution | HFTD - Distribution - 1QU CoRE ¦ 5QU LoRE | Non-Red Flag Warning - Small Fires | vegetation contact | other/unknown | 0.48418
HFTD - Distribution | HFTD - Distribution - 1QU CoRE ¦ 5QU LoRE | Non-Red Flag Warning - Small Fires | wire-to-wire contact | wire-to-wire contact / contamination | 0.2097
HFTD - Distribution | HFTD - Distribution - 1QU CoRE ¦ 5QU LoRE | Seismic - Red Flag Warning - Catastrophic Fires | cc - seismic scenario | seismic scenario | 1.1948e-05
HFTD - Distribution | HFTD - Distribution - 1QU CoRE ¦ 5QU LoRE | Red Flag Warning - Catastrophic Fires | contact from object | animal contact | 0
HFTD - Distribution | HFTD - Distribution - 1QU CoRE ¦ 5QU LoRE | Red Flag Warning - Catastrophic Fires | contact from object | balloon contact | 0
HFTD - Distribution | HFTD - Distribution - 1QU CoRE ¦ 5QU LoRE | Red Flag Warning - Catastrophic Fires | contact from object | other contact from object | 0
HFTD - Distribution | HFTD - Distribution - 1QU CoRE ¦ 5QU LoRE | Red Flag Warning - Catastrophic Fires | contact from object | vehicle contact | 0
HFTD - Distribution | HFTD - Distribution - 1QU CoRE ¦ 5QU LoRE | Red Flag Warning - Catastrophic Fires | contamination | contamination | 0
HFTD - Distribution | HFTD - Distribution - 1QU CoRE ¦ 5QU LoRE | Red Flag Warning - Catastrophic Fires | equipment / facility failure | anchor / guy damage or failure | 0
HFTD - Distribution | HFTD - Distribution - 1QU CoRE ¦ 5QU LoRE | Red Flag Warning - Catastrophic Fires | equipment / facility failure | capacitor bank damage or failure | 0
HFTD - Distribution | HFTD - Distribution - 1QU CoRE ¦ 5QU LoRE | Red Flag Warning - Catastrophic Fires | equipment / facility failure | conductor damage or failure | 0.011365
HFTD - Distribution | HFTD - Distribution - 1QU CoRE ¦ 5QU LoRE | Red Flag Warning - Catastrophic Fires | equipment / facility failure | connection device damage or failure | 0.0044167
HFTD - Distribution | HFTD - Distribution - 1QU CoRE ¦ 5QU LoRE | Red Flag Warning - Catastrophic Fires | equipment / facility failure | crossarm damage or failure | 0.00053266
HFTD - Distribution | HFTD - Distribution - 1QU CoRE ¦ 5QU LoRE | Red Flag Warning - Catastrophic Fires | equipment / facility failure | fuse damage or failure | 0
HFTD - Distribution | HFTD - Distribution - 1QU CoRE ¦ 5QU LoRE | Red Flag Warning - Catastrophic Fires | equipment / facility failure | insulator and brushing damage or failure | 0
HFTD - Distribution | HFTD - Distribution - 1QU CoRE ¦ 5QU LoRE | Red Flag Warning - Catastrophic Fires | equipment / facility failure | lightning arrestor damage or failure | 0
HFTD - Distribution | HFTD - Distribution - 1QU CoRE ¦ 5QU LoRE | Red Flag Warning - Catastrophic Fires | equipment / facility failure | other equipment / facility failure | 0.00056902
HFTD - Distribution | HFTD - Distribution - 1QU CoRE ¦ 5QU LoRE | Red Flag Warning - Catastrophic Fires | equipment / facility failure | pole damage or failure | 0.00034772
HFTD - Distribution | HFTD - Distribution - 1QU CoRE ¦ 5QU LoRE | Red Flag Warning - Catastrophic Fires | equipment / facility failure | recloser damage or failure | 0
HFTD - Distribution | HFTD - Distribution - 1QU CoRE ¦ 5QU LoRE | Red Flag Warning - Catastrophic Fires | equipment / facility failure | sectionalizer damage or failure | 0
HFTD - Distribution | HFTD - Distribution - 1QU CoRE ¦ 5QU LoRE | Red Flag Warning - Catastrophic Fires | equipment / facility failure | switch damage or failure | 0
HFTD - Distribution | HFTD - Distribution - 1QU CoRE ¦ 5QU LoRE | Red Flag Warning - Catastrophic Fires | equipment / facility failure | transformer damage or failure | 0
HFTD - Distribution | HFTD - Distribution - 1QU CoRE ¦ 5QU LoRE | Red Flag Warning - Catastrophic Fires | equipment / facility failure | voltage regulator / booster damage or failure | 0
HFTD - Distribution | HFTD - Distribution - 1QU CoRE ¦ 5QU LoRE | Red Flag Warning - Catastrophic Fires | other | all other | 0
HFTD - Distribution | HFTD - Distribution - 1QU CoRE ¦ 5QU LoRE | Red Flag Warning - Catastrophic Fires | unknown | unknown | 0
HFTD - Distribution | HFTD - Distribution - 1QU CoRE ¦ 5QU LoRE | Red Flag Warning - Catastrophic Fires | utility work / operation | utility work / operation | 0
HFTD - Distribution | HFTD - Distribution - 1QU CoRE ¦ 5QU LoRE | Red Flag Warning - Catastrophic Fires | vandalism / theft | vandalism / theft | 0
HFTD - Distribution | HFTD - Distribution - 1QU CoRE ¦ 5QU LoRE | Red Flag Warning - Catastrophic Fires | vegetation contact | branch (not overhanging, 4-12ft) | 0.0014932
HFTD - Distribution | HFTD - Distribution - 1QU CoRE ¦ 5QU LoRE | Red Flag Warning - Catastrophic Fires | vegetation contact | branch (not overhanging, > 12ft) | 0.002546
HFTD - Distribution | HFTD - Distribution - 1QU CoRE ¦ 5QU LoRE | Red Flag Warning - Catastrophic Fires | vegetation contact | branch (not overhanging, distance unknown) | 0.012306
HFTD - Distribution | HFTD - Distribution - 1QU CoRE ¦ 5QU LoRE | Red Flag Warning - Catastrophic Fires | vegetation contact | branch (not overhanging, within 4ft) | 0.00032897
HFTD - Distribution | HFTD - Distribution - 1QU CoRE ¦ 5QU LoRE | Red Flag Warning - Catastrophic Fires | vegetation contact | branch (overhanging) | 0.019409
HFTD - Distribution | HFTD - Distribution - 1QU CoRE ¦ 5QU LoRE | Red Flag Warning - Catastrophic Fires | vegetation contact | dead | 0.0093353
HFTD - Distribution | HFTD - Distribution - 1QU CoRE ¦ 5QU LoRE | Red Flag Warning - Catastrophic Fires | vegetation contact | fell into (moderate-severe defect) | 0.0076679
HFTD - Distribution | HFTD - Distribution - 1QU CoRE ¦ 5QU LoRE | Red Flag Warning - Catastrophic Fires | vegetation contact | fell into (no defect) | 0.031401
HFTD - Distribution | HFTD - Distribution - 1QU CoRE ¦ 5QU LoRE | Red Flag Warning - Catastrophic Fires | vegetation contact | fell into (slight defect) | 0.0082647
HFTD - Distribution | HFTD - Distribution - 1QU CoRE ¦ 5QU LoRE | Red Flag Warning - Catastrophic Fires | vegetation contact | grow into | 0.00086997
HFTD - Distribution | HFTD - Distribution - 1QU CoRE ¦ 5QU LoRE | Red Flag Warning - Catastrophic Fires | vegetation contact | other/unknown | 0.042433
HFTD - Distribution | HFTD - Distribution - 1QU CoRE ¦ 5QU LoRE | Red Flag Warning - Catastrophic Fires | wire-to-wire contact | wire-to-wire contact / contamination | 0
HFTD - Distribution | HFTD - Distribution - 1QU CoRE ¦ 5QU LoRE | Red Flag Warning - Destructive Fires | contact from object | animal contact | 0
HFTD - Distribution | HFTD - Distribution - 1QU CoRE ¦ 5QU LoRE | Red Flag Warning - Destructive Fires | contact from object | balloon contact | 0
HFTD - Distribution | HFTD - Distribution - 1QU CoRE ¦ 5QU LoRE | Red Flag Warning - Destructive Fires | contact from object | other contact from object | 0
HFTD - Distribution | HFTD - Distribution - 1QU CoRE ¦ 5QU LoRE | Red Flag Warning - Destructive Fires | contact from object | vehicle contact | 0
HFTD - Distribution | HFTD - Distribution - 1QU CoRE ¦ 5QU LoRE | Red Flag Warning - Destructive Fires | contamination | contamination | 0
HFTD - Distribution | HFTD - Distribution - 1QU CoRE ¦ 5QU LoRE | Red Flag Warning - Destructive Fires | equipment / facility failure | anchor / guy damage or failure | 0
HFTD - Distribution | HFTD - Distribution - 1QU CoRE ¦ 5QU LoRE | Red Flag Warning - Destructive Fires | equipment / facility failure | capacitor bank damage or failure | 0
HFTD - Distribution | HFTD - Distribution - 1QU CoRE ¦ 5QU LoRE | Red Flag Warning - Destructive Fires | equipment / facility failure | conductor damage or failure | 0.0019108
HFTD - Distribution | HFTD - Distribution - 1QU CoRE ¦ 5QU LoRE | Red Flag Warning - Destructive Fires | equipment / facility failure | connection device damage or failure | 0.00077084
HFTD - Distribution | HFTD - Distribution - 1QU CoRE ¦ 5QU LoRE | Red Flag Warning - Destructive Fires | equipment / facility failure | crossarm damage or failure | 9.108e-05
HFTD - Distribution | HFTD - Distribution - 1QU CoRE ¦ 5QU LoRE | Red Flag Warning - Destructive Fires | equipment / facility failure | fuse damage or failure | 0
HFTD - Distribution | HFTD - Distribution - 1QU CoRE ¦ 5QU LoRE | Red Flag Warning - Destructive Fires | equipment / facility failure | insulator and brushing damage or failure | 0
HFTD - Distribution | HFTD - Distribution - 1QU CoRE ¦ 5QU LoRE | Red Flag Warning - Destructive Fires | equipment / facility failure | lightning arrestor damage or failure | 0
HFTD - Distribution | HFTD - Distribution - 1QU CoRE ¦ 5QU LoRE | Red Flag Warning - Destructive Fires | equipment / facility failure | other equipment / facility failure | 0.00010095
HFTD - Distribution | HFTD - Distribution - 1QU CoRE ¦ 5QU LoRE | Red Flag Warning - Destructive Fires | equipment / facility failure | pole damage or failure | 5.9079e-05
HFTD - Distribution | HFTD - Distribution - 1QU CoRE ¦ 5QU LoRE | Red Flag Warning - Destructive Fires | equipment / facility failure | recloser damage or failure | 0
HFTD - Distribution | HFTD - Distribution - 1QU CoRE ¦ 5QU LoRE | Red Flag Warning - Destructive Fires | equipment / facility failure | sectionalizer damage or failure | 0
HFTD - Distribution | HFTD - Distribution - 1QU CoRE ¦ 5QU LoRE | Red Flag Warning - Destructive Fires | equipment / facility failure | switch damage or failure | 0
HFTD - Distribution | HFTD - Distribution - 1QU CoRE ¦ 5QU LoRE | Red Flag Warning - Destructive Fires | equipment / facility failure | transformer damage or failure | 0
HFTD - Distribution | HFTD - Distribution - 1QU CoRE ¦ 5QU LoRE | Red Flag Warning - Destructive Fires | equipment / facility failure | voltage regulator / booster damage or failure | 0
HFTD - Distribution | HFTD - Distribution - 1QU CoRE ¦ 5QU LoRE | Red Flag Warning - Destructive Fires | other | all other | 0
HFTD - Distribution | HFTD - Distribution - 1QU CoRE ¦ 5QU LoRE | Red Flag Warning - Destructive Fires | unknown | unknown | 0
HFTD - Distribution | HFTD - Distribution - 1QU CoRE ¦ 5QU LoRE | Red Flag Warning - Destructive Fires | utility work / operation | utility work / operation | 0
HFTD - Distribution | HFTD - Distribution - 1QU CoRE ¦ 5QU LoRE | Red Flag Warning - Destructive Fires | vandalism / theft | vandalism / theft | 0
HFTD - Distribution | HFTD - Distribution - 1QU CoRE ¦ 5QU LoRE | Red Flag Warning - Destructive Fires | vegetation contact | branch (not overhanging, 4-12ft) | 0.00017117
HFTD - Distribution | HFTD - Distribution - 1QU CoRE ¦ 5QU LoRE | Red Flag Warning - Destructive Fires | vegetation contact | branch (not overhanging, > 12ft) | 0.00029189
HFTD - Distribution | HFTD - Distribution - 1QU CoRE ¦ 5QU LoRE | Red Flag Warning - Destructive Fires | vegetation contact | branch (not overhanging, distance unknown) | 0.0014108
HFTD - Distribution | HFTD - Distribution - 1QU CoRE ¦ 5QU LoRE | Red Flag Warning - Destructive Fires | vegetation contact | branch (not overhanging, within 4ft) | 3.7707e-05
HFTD - Distribution | HFTD - Distribution - 1QU CoRE ¦ 5QU LoRE | Red Flag Warning - Destructive Fires | vegetation contact | branch (overhanging) | 0.0022247
HFTD - Distribution | HFTD - Distribution - 1QU CoRE ¦ 5QU LoRE | Red Flag Warning - Destructive Fires | vegetation contact | dead | 0.0010703
HFTD - Distribution | HFTD - Distribution - 1QU CoRE ¦ 5QU LoRE | Red Flag Warning - Destructive Fires | vegetation contact | fell into (moderate-severe defect) | 0.00087909
HFTD - Distribution | HFTD - Distribution - 1QU CoRE ¦ 5QU LoRE | Red Flag Warning - Destructive Fires | vegetation contact | fell into (no defect) | 0.0035999
HFTD - Distribution | HFTD - Distribution - 1QU CoRE ¦ 5QU LoRE | Red Flag Warning - Destructive Fires | vegetation contact | fell into (slight defect) | 0.00094752
HFTD - Distribution | HFTD - Distribution - 1QU CoRE ¦ 5QU LoRE | Red Flag Warning - Destructive Fires | vegetation contact | grow into | 9.9739e-05
HFTD - Distribution | HFTD - Distribution - 1QU CoRE ¦ 5QU LoRE | Red Flag Warning - Destructive Fires | vegetation contact | other/unknown | 0.0048648
HFTD - Distribution | HFTD - Distribution - 1QU CoRE ¦ 5QU LoRE | Red Flag Warning - Destructive Fires | wire-to-wire contact | wire-to-wire contact / contamination | 0
HFTD - Distribution | HFTD - Distribution - 1QU CoRE ¦ 5QU LoRE | Red Flag Warning - Large Fires | contact from object | animal contact | 0
HFTD - Distribution | HFTD - Distribution - 1QU CoRE ¦ 5QU LoRE | Red Flag Warning - Large Fires | contact from object | balloon contact | 0
HFTD - Distribution | HFTD - Distribution - 1QU CoRE ¦ 5QU LoRE | Red Flag Warning - Large Fires | contact from object | other contact from object | 0
HFTD - Distribution | HFTD - Distribution - 1QU CoRE ¦ 5QU LoRE | Red Flag Warning - Large Fires | contact from object | vehicle contact | 0
HFTD - Distribution | HFTD - Distribution - 1QU CoRE ¦ 5QU LoRE | Red Flag Warning - Large Fires | contamination | contamination | 0
HFTD - Distribution | HFTD - Distribution - 1QU CoRE ¦ 5QU LoRE | Red Flag Warning - Large Fires | equipment / facility failure | anchor / guy damage or failure | 0
HFTD - Distribution | HFTD - Distribution - 1QU CoRE ¦ 5QU LoRE | Red Flag Warning - Large Fires | equipment / facility failure | capacitor bank damage or failure | 0
HFTD - Distribution | HFTD - Distribution - 1QU CoRE ¦ 5QU LoRE | Red Flag Warning - Large Fires | equipment / facility failure | conductor damage or failure | 0.0075331
HFTD - Distribution | HFTD - Distribution - 1QU CoRE ¦ 5QU LoRE | Red Flag Warning - Large Fires | equipment / facility failure | connection device damage or failure | 0.002848
HFTD - Distribution | HFTD - Distribution - 1QU CoRE ¦ 5QU LoRE | Red Flag Warning - Large Fires | equipment / facility failure | crossarm damage or failure | 0.00037621
HFTD - Distribution | HFTD - Distribution - 1QU CoRE ¦ 5QU LoRE | Red Flag Warning - Large Fires | equipment / facility failure | fuse damage or failure | 0
HFTD - Distribution | HFTD - Distribution - 1QU CoRE ¦ 5QU LoRE | Red Flag Warning - Large Fires | equipment / facility failure | insulator and brushing damage or failure | 0
HFTD - Distribution | HFTD - Distribution - 1QU CoRE ¦ 5QU LoRE | Red Flag Warning - Large Fires | equipment / facility failure | lightning arrestor damage or failure | 0
HFTD - Distribution | HFTD - Distribution - 1QU CoRE ¦ 5QU LoRE | Red Flag Warning - Large Fires | equipment / facility failure | other equipment / facility failure | 0.00041791
HFTD - Distribution | HFTD - Distribution - 1QU CoRE ¦ 5QU LoRE | Red Flag Warning - Large Fires | equipment / facility failure | pole damage or failure | 0.00023868
HFTD - Distribution | HFTD - Distribution - 1QU CoRE ¦ 5QU LoRE | Red Flag Warning - Large Fires | equipment / facility failure | recloser damage or failure | 0
HFTD - Distribution | HFTD - Distribution - 1QU CoRE ¦ 5QU LoRE | Red Flag Warning - Large Fires | equipment / facility failure | sectionalizer damage or failure | 0
HFTD - Distribution | HFTD - Distribution - 1QU CoRE ¦ 5QU LoRE | Red Flag Warning - Large Fires | equipment / facility failure | switch damage or failure | 0
HFTD - Distribution | HFTD - Distribution - 1QU CoRE ¦ 5QU LoRE | Red Flag Warning - Large Fires | equipment / facility failure | transformer damage or failure | 0
HFTD - Distribution | HFTD - Distribution - 1QU CoRE ¦ 5QU LoRE | Red Flag Warning - Large Fires | equipment / facility failure | voltage regulator / booster damage or failure | 0
HFTD - Distribution | HFTD - Distribution - 1QU CoRE ¦ 5QU LoRE | Red Flag Warning - Large Fires | other | all other | 0
HFTD - Distribution | HFTD - Distribution - 1QU CoRE ¦ 5QU LoRE | Red Flag Warning - Large Fires | unknown | unknown | 0
HFTD - Distribution | HFTD - Distribution - 1QU CoRE ¦ 5QU LoRE | Red Flag Warning - Large Fires | utility work / operation | utility work / operation | 0
HFTD - Distribution | HFTD - Distribution - 1QU CoRE ¦ 5QU LoRE | Red Flag Warning - Large Fires | vandalism / theft | vandalism / theft | 0
HFTD - Distribution | HFTD - Distribution - 1QU CoRE ¦ 5QU LoRE | Red Flag Warning - Large Fires | vegetation contact | branch (not overhanging, 4-12ft) | 0.00065187
HFTD - Distribution | HFTD - Distribution - 1QU CoRE ¦ 5QU LoRE | Red Flag Warning - Large Fires | vegetation contact | branch (not overhanging, > 12ft) | 0.0011476
HFTD - Distribution | HFTD - Distribution - 1QU CoRE ¦ 5QU LoRE | Red Flag Warning - Large Fires | vegetation contact | branch (not overhanging, distance unknown) | 0.0055468
HFTD - Distribution | HFTD - Distribution - 1QU CoRE ¦ 5QU LoRE | Red Flag Warning - Large Fires | vegetation contact | branch (not overhanging, within 4ft) | 0.0001383
HFTD - Distribution | HFTD - Distribution - 1QU CoRE ¦ 5QU LoRE | Red Flag Warning - Large Fires | vegetation contact | branch (overhanging) | 0.0081596
HFTD - Distribution | HFTD - Distribution - 1QU CoRE ¦ 5QU LoRE | Red Flag Warning - Large Fires | vegetation contact | dead | 0.0042079
HFTD - Distribution | HFTD - Distribution - 1QU CoRE ¦ 5QU LoRE | Red Flag Warning - Large Fires | vegetation contact | fell into (moderate-severe defect) | 0.0034563
HFTD - Distribution | HFTD - Distribution - 1QU CoRE ¦ 5QU LoRE | Red Flag Warning - Large Fires | vegetation contact | fell into (no defect) | 0.014154
HFTD - Distribution | HFTD - Distribution - 1QU CoRE ¦ 5QU LoRE | Red Flag Warning - Large Fires | vegetation contact | fell into (slight defect) | 0.0037254
HFTD - Distribution | HFTD - Distribution - 1QU CoRE ¦ 5QU LoRE | Red Flag Warning - Large Fires | vegetation contact | grow into | 0.00039214
HFTD - Distribution | HFTD - Distribution - 1QU CoRE ¦ 5QU LoRE | Red Flag Warning - Large Fires | vegetation contact | other/unknown | 0.019127
HFTD - Distribution | HFTD - Distribution - 1QU CoRE ¦ 5QU LoRE | Red Flag Warning - Large Fires | wire-to-wire contact | wire-to-wire contact / contamination | 0
HFTD - Distribution | HFTD - Distribution - 1QU CoRE ¦ 5QU LoRE | Red Flag Warning - Small Fires | contact from object | animal contact | 0.001407
HFTD - Distribution | HFTD - Distribution - 1QU CoRE ¦ 5QU LoRE | Red Flag Warning - Small Fires | contact from object | balloon contact | 0.0001142
HFTD - Distribution | HFTD - Distribution - 1QU CoRE ¦ 5QU LoRE | Red Flag Warning - Small Fires | contact from object | other contact from object | 0.00093069
HFTD - Distribution | HFTD - Distribution - 1QU CoRE ¦ 5QU LoRE | Red Flag Warning - Small Fires | contact from object | vehicle contact | 0.00017641
HFTD - Distribution | HFTD - Distribution - 1QU CoRE ¦ 5QU LoRE | Red Flag Warning - Small Fires | contamination | contamination | 0
HFTD - Distribution | HFTD - Distribution - 1QU CoRE ¦ 5QU LoRE | Red Flag Warning - Small Fires | equipment / facility failure | anchor / guy damage or failure | 0
HFTD - Distribution | HFTD - Distribution - 1QU CoRE ¦ 5QU LoRE | Red Flag Warning - Small Fires | equipment / facility failure | capacitor bank damage or failure | 0
HFTD - Distribution | HFTD - Distribution - 1QU CoRE ¦ 5QU LoRE | Red Flag Warning - Small Fires | equipment / facility failure | conductor damage or failure | 0.016161
HFTD - Distribution | HFTD - Distribution - 1QU CoRE ¦ 5QU LoRE | Red Flag Warning - Small Fires | equipment / facility failure | connection device damage or failure | 0.0058978
HFTD - Distribution | HFTD - Distribution - 1QU CoRE ¦ 5QU LoRE | Red Flag Warning - Small Fires | equipment / facility failure | crossarm damage or failure | 0.00080409
HFTD - Distribution | HFTD - Distribution - 1QU CoRE ¦ 5QU LoRE | Red Flag Warning - Small Fires | equipment / facility failure | fuse damage or failure | 0
HFTD - Distribution | HFTD - Distribution - 1QU CoRE ¦ 5QU LoRE | Red Flag Warning - Small Fires | equipment / facility failure | insulator and brushing damage or failure | 0
HFTD - Distribution | HFTD - Distribution - 1QU CoRE ¦ 5QU LoRE | Red Flag Warning - Small Fires | equipment / facility failure | lightning arrestor damage or failure | 0
HFTD - Distribution | HFTD - Distribution - 1QU CoRE ¦ 5QU LoRE | Red Flag Warning - Small Fires | equipment / facility failure | other equipment / facility failure | 0.00085162
HFTD - Distribution | HFTD - Distribution - 1QU CoRE ¦ 5QU LoRE | Red Flag Warning - Small Fires | equipment / facility failure | pole damage or failure | 0.0006448
HFTD - Distribution | HFTD - Distribution - 1QU CoRE ¦ 5QU LoRE | Red Flag Warning - Small Fires | equipment / facility failure | recloser damage or failure | 0
HFTD - Distribution | HFTD - Distribution - 1QU CoRE ¦ 5QU LoRE | Red Flag Warning - Small Fires | equipment / facility failure | sectionalizer damage or failure | 0
HFTD - Distribution | HFTD - Distribution - 1QU CoRE ¦ 5QU LoRE | Red Flag Warning - Small Fires | equipment / facility failure | switch damage or failure | 0
HFTD - Distribution | HFTD - Distribution - 1QU CoRE ¦ 5QU LoRE | Red Flag Warning - Small Fires | equipment / facility failure | transformer damage or failure | 0
HFTD - Distribution | HFTD - Distribution - 1QU CoRE ¦ 5QU LoRE | Red Flag Warning - Small Fires | equipment / facility failure | voltage regulator / booster damage or failure | 0
HFTD - Distribution | HFTD - Distribution - 1QU CoRE ¦ 5QU LoRE | Red Flag Warning - Small Fires | other | all other | 0.0022232
HFTD - Distribution | HFTD - Distribution - 1QU CoRE ¦ 5QU LoRE | Red Flag Warning - Small Fires | unknown | unknown | 0.0057992
HFTD - Distribution | HFTD - Distribution - 1QU CoRE ¦ 5QU LoRE | Red Flag Warning - Small Fires | utility work / operation | utility work / operation | 0.00030287
HFTD - Distribution | HFTD - Distribution - 1QU CoRE ¦ 5QU LoRE | Red Flag Warning - Small Fires | vandalism / theft | vandalism / theft | 3.6559e-07
HFTD - Distribution | HFTD - Distribution - 1QU CoRE ¦ 5QU LoRE | Red Flag Warning - Small Fires | vegetation contact | branch (not overhanging, 4-12ft) | 0.0033661
HFTD - Distribution | HFTD - Distribution - 1QU CoRE ¦ 5QU LoRE | Red Flag Warning - Small Fires | vegetation contact | branch (not overhanging, > 12ft) | 0.0058708
HFTD - Distribution | HFTD - Distribution - 1QU CoRE ¦ 5QU LoRE | Red Flag Warning - Small Fires | vegetation contact | branch (not overhanging, distance unknown) | 0.028376
HFTD - Distribution | HFTD - Distribution - 1QU CoRE ¦ 5QU LoRE | Red Flag Warning - Small Fires | vegetation contact | branch (not overhanging, within 4ft) | 0.00072226
HFTD - Distribution | HFTD - Distribution - 1QU CoRE ¦ 5QU LoRE | Red Flag Warning - Small Fires | vegetation contact | branch (overhanging) | 0.042613
HFTD - Distribution | HFTD - Distribution - 1QU CoRE ¦ 5QU LoRE | Red Flag Warning - Small Fires | vegetation contact | dead | 0.021526
HFTD - Distribution | HFTD - Distribution - 1QU CoRE ¦ 5QU LoRE | Red Flag Warning - Small Fires | vegetation contact | fell into (moderate-severe defect) | 0.017681
HFTD - Distribution | HFTD - Distribution - 1QU CoRE ¦ 5QU LoRE | Red Flag Warning - Small Fires | vegetation contact | fell into (no defect) | 0.072407
HFTD - Distribution | HFTD - Distribution - 1QU CoRE ¦ 5QU LoRE | Red Flag Warning - Small Fires | vegetation contact | fell into (slight defect) | 0.019058
HFTD - Distribution | HFTD - Distribution - 1QU CoRE ¦ 5QU LoRE | Red Flag Warning - Small Fires | vegetation contact | grow into | 0.0020061
HFTD - Distribution | HFTD - Distribution - 1QU CoRE ¦ 5QU LoRE | Red Flag Warning - Small Fires | vegetation contact | other/unknown | 0.097847
HFTD - Distribution | HFTD - Distribution - 1QU CoRE ¦ 5QU LoRE | Red Flag Warning - Small Fires | wire-to-wire contact | wire-to-wire contact / contamination | 0.0069387
HFTD - Distribution | HFTD - Distribution - 2QU CoRE ¦ 1QU LoRE | Seismic - Non-Red Flag Warning - Catastrophic Fires | cc - seismic scenario | seismic scenario | 1.9277e-07
HFTD - Distribution | HFTD - Distribution - 2QU CoRE ¦ 1QU LoRE | Non-Red Flag Warning - Catastrophic Fires | contact from object | animal contact | 0.0022963
HFTD - Distribution | HFTD - Distribution - 2QU CoRE ¦ 1QU LoRE | Non-Red Flag Warning - Catastrophic Fires | contact from object | balloon contact | 0.00036968
HFTD - Distribution | HFTD - Distribution - 2QU CoRE ¦ 1QU LoRE | Non-Red Flag Warning - Catastrophic Fires | contact from object | other contact from object | 0.00065526
HFTD - Distribution | HFTD - Distribution - 2QU CoRE ¦ 1QU LoRE | Non-Red Flag Warning - Catastrophic Fires | contact from object | vehicle contact | 0.0042382
HFTD - Distribution | HFTD - Distribution - 2QU CoRE ¦ 1QU LoRE | Non-Red Flag Warning - Catastrophic Fires | contamination | contamination | 0.000277
HFTD - Distribution | HFTD - Distribution - 2QU CoRE ¦ 1QU LoRE | Non-Red Flag Warning - Catastrophic Fires | equipment / facility failure | anchor / guy damage or failure | 5.233e-06
HFTD - Distribution | HFTD - Distribution - 2QU CoRE ¦ 1QU LoRE | Non-Red Flag Warning - Catastrophic Fires | equipment / facility failure | capacitor bank damage or failure | 3.8198e-05
HFTD - Distribution | HFTD - Distribution - 2QU CoRE ¦ 1QU LoRE | Non-Red Flag Warning - Catastrophic Fires | equipment / facility failure | conductor damage or failure | 3.3409e-05
HFTD - Distribution | HFTD - Distribution - 2QU CoRE ¦ 1QU LoRE | Non-Red Flag Warning - Catastrophic Fires | equipment / facility failure | connection device damage or failure | 7.4708e-06
HFTD - Distribution | HFTD - Distribution - 2QU CoRE ¦ 1QU LoRE | Non-Red Flag Warning - Catastrophic Fires | equipment / facility failure | crossarm damage or failure | 2.9692e-05
HFTD - Distribution | HFTD - Distribution - 2QU CoRE ¦ 1QU LoRE | Non-Red Flag Warning - Catastrophic Fires | equipment / facility failure | fuse damage or failure | 1.122e-05
HFTD - Distribution | HFTD - Distribution - 2QU CoRE ¦ 1QU LoRE | Non-Red Flag Warning - Catastrophic Fires | equipment / facility failure | insulator and brushing damage or failure | 1.5958e-05
HFTD - Distribution | HFTD - Distribution - 2QU CoRE ¦ 1QU LoRE | Non-Red Flag Warning - Catastrophic Fires | equipment / facility failure | lightning arrestor damage or failure | 8.0947e-07
HFTD - Distribution | HFTD - Distribution - 2QU CoRE ¦ 1QU LoRE | Non-Red Flag Warning - Catastrophic Fires | equipment / facility failure | other equipment / facility failure | 0.00012989
HFTD - Distribution | HFTD - Distribution - 2QU CoRE ¦ 1QU LoRE | Non-Red Flag Warning - Catastrophic Fires | equipment / facility failure | pole damage or failure | 4.3978e-05
HFTD - Distribution | HFTD - Distribution - 2QU CoRE ¦ 1QU LoRE | Non-Red Flag Warning - Catastrophic Fires | equipment / facility failure | recloser damage or failure | 0
HFTD - Distribution | HFTD - Distribution - 2QU CoRE ¦ 1QU LoRE | Non-Red Flag Warning - Catastrophic Fires | equipment / facility failure | sectionalizer damage or failure | 0
HFTD - Distribution | HFTD - Distribution - 2QU CoRE ¦ 1QU LoRE | Non-Red Flag Warning - Catastrophic Fires | equipment / facility failure | switch damage or failure | 0
HFTD - Distribution | HFTD - Distribution - 2QU CoRE ¦ 1QU LoRE | Non-Red Flag Warning - Catastrophic Fires | equipment / facility failure | transformer damage or failure | 3.95e-05
HFTD - Distribution | HFTD - Distribution - 2QU CoRE ¦ 1QU LoRE | Non-Red Flag Warning - Catastrophic Fires | equipment / facility failure | voltage regulator / booster damage or failure | 1.1484e-05
HFTD - Distribution | HFTD - Distribution - 2QU CoRE ¦ 1QU LoRE | Non-Red Flag Warning - Catastrophic Fires | other | all other | 0.0010652
HFTD - Distribution | HFTD - Distribution - 2QU CoRE ¦ 1QU LoRE | Non-Red Flag Warning - Catastrophic Fires | unknown | unknown | 0.00089398
HFTD - Distribution | HFTD - Distribution - 2QU CoRE ¦ 1QU LoRE | Non-Red Flag Warning - Catastrophic Fires | utility work / operation | utility work / operation | 0.00011844
HFTD - Distribution | HFTD - Distribution - 2QU CoRE ¦ 1QU LoRE | Non-Red Flag Warning - Catastrophic Fires | vandalism / theft | vandalism / theft | 0.00046998
HFTD - Distribution | HFTD - Distribution - 2QU CoRE ¦ 1QU LoRE | Non-Red Flag Warning - Catastrophic Fires | vegetation contact | branch (not overhanging, 4-12ft) | 3.5973e-06
HFTD - Distribution | HFTD - Distribution - 2QU CoRE ¦ 1QU LoRE | Non-Red Flag Warning - Catastrophic Fires | vegetation contact | branch (not overhanging, > 12ft) | 8.885e-06
HFTD - Distribution | HFTD - Distribution - 2QU CoRE ¦ 1QU LoRE | Non-Red Flag Warning - Catastrophic Fires | vegetation contact | branch (not overhanging, distance unknown) | 3.033e-05
HFTD - Distribution | HFTD - Distribution - 2QU CoRE ¦ 1QU LoRE | Non-Red Flag Warning - Catastrophic Fires | vegetation contact | branch (not overhanging, within 4ft) | 1.4829e-06
HFTD - Distribution | HFTD - Distribution - 2QU CoRE ¦ 1QU LoRE | Non-Red Flag Warning - Catastrophic Fires | vegetation contact | branch (overhanging) | 6.5989e-05
HFTD - Distribution | HFTD - Distribution - 2QU CoRE ¦ 1QU LoRE | Non-Red Flag Warning - Catastrophic Fires | vegetation contact | dead | 3.2269e-05
HFTD - Distribution | HFTD - Distribution - 2QU CoRE ¦ 1QU LoRE | Non-Red Flag Warning - Catastrophic Fires | vegetation contact | fell into (moderate-severe defect) | 3.6908e-05
HFTD - Distribution | HFTD - Distribution - 2QU CoRE ¦ 1QU LoRE | Non-Red Flag Warning - Catastrophic Fires | vegetation contact | fell into (no defect) | 0.0002174
HFTD - Distribution | HFTD - Distribution - 2QU CoRE ¦ 1QU LoRE | Non-Red Flag Warning - Catastrophic Fires | vegetation contact | fell into (slight defect) | 4.5627e-05
HFTD - Distribution | HFTD - Distribution - 2QU CoRE ¦ 1QU LoRE | Non-Red Flag Warning - Catastrophic Fires | vegetation contact | grow into | 3.9493e-06
HFTD - Distribution | HFTD - Distribution - 2QU CoRE ¦ 1QU LoRE | Non-Red Flag Warning - Catastrophic Fires | vegetation contact | other/unknown | 0.00018727
HFTD - Distribution | HFTD - Distribution - 2QU CoRE ¦ 1QU LoRE | Non-Red Flag Warning - Catastrophic Fires | wire-to-wire contact | wire-to-wire contact / contamination | 0.0014051
HFTD - Distribution | HFTD - Distribution - 2QU CoRE ¦ 1QU LoRE | Non-Red Flag Warning - Destructive Fires | contact from object | animal contact | 0.0014631
HFTD - Distribution | HFTD - Distribution - 2QU CoRE ¦ 1QU LoRE | Non-Red Flag Warning - Destructive Fires | contact from object | balloon contact | 0.00021814
HFTD - Distribution | HFTD - Distribution - 2QU CoRE ¦ 1QU LoRE | Non-Red Flag Warning - Destructive Fires | contact from object | other contact from object | 0.00041304
HFTD - Distribution | HFTD - Distribution - 2QU CoRE ¦ 1QU LoRE | Non-Red Flag Warning - Destructive Fires | contact from object | vehicle contact | 0.00247
HFTD - Distribution | HFTD - Distribution - 2QU CoRE ¦ 1QU LoRE | Non-Red Flag Warning - Destructive Fires | contamination | contamination | 0.00016239
HFTD - Distribution | HFTD - Distribution - 2QU CoRE ¦ 1QU LoRE | Non-Red Flag Warning - Destructive Fires | equipment / facility failure | anchor / guy damage or failure | 1.7459e-05
HFTD - Distribution | HFTD - Distribution - 2QU CoRE ¦ 1QU LoRE | Non-Red Flag Warning - Destructive Fires | equipment / facility failure | capacitor bank damage or failure | 0.00012381
HFTD - Distribution | HFTD - Distribution - 2QU CoRE ¦ 1QU LoRE | Non-Red Flag Warning - Destructive Fires | equipment / facility failure | conductor damage or failure | 0.00014606
HFTD - Distribution | HFTD - Distribution - 2QU CoRE ¦ 1QU LoRE | Non-Red Flag Warning - Destructive Fires | equipment / facility failure | connection device damage or failure | 3.8424e-05
HFTD - Distribution | HFTD - Distribution - 2QU CoRE ¦ 1QU LoRE | Non-Red Flag Warning - Destructive Fires | equipment / facility failure | crossarm damage or failure | 9.7478e-05
HFTD - Distribution | HFTD - Distribution - 2QU CoRE ¦ 1QU LoRE | Non-Red Flag Warning - Destructive Fires | equipment / facility failure | fuse damage or failure | 3.6484e-05
HFTD - Distribution | HFTD - Distribution - 2QU CoRE ¦ 1QU LoRE | Non-Red Flag Warning - Destructive Fires | equipment / facility failure | insulator and brushing damage or failure | 5.2634e-05
HFTD - Distribution | HFTD - Distribution - 2QU CoRE ¦ 1QU LoRE | Non-Red Flag Warning - Destructive Fires | equipment / facility failure | lightning arrestor damage or failure | 2.6652e-06
HFTD - Distribution | HFTD - Distribution - 2QU CoRE ¦ 1QU LoRE | Non-Red Flag Warning - Destructive Fires | equipment / facility failure | other equipment / facility failure | 0.00043295
HFTD - Distribution | HFTD - Distribution - 2QU CoRE ¦ 1QU LoRE | Non-Red Flag Warning - Destructive Fires | equipment / facility failure | pole damage or failure | 0.00014653
HFTD - Distribution | HFTD - Distribution - 2QU CoRE ¦ 1QU LoRE | Non-Red Flag Warning - Destructive Fires | equipment / facility failure | recloser damage or failure | 0
HFTD - Distribution | HFTD - Distribution - 2QU CoRE ¦ 1QU LoRE | Non-Red Flag Warning - Destructive Fires | equipment / facility failure | sectionalizer damage or failure | 0
HFTD - Distribution | HFTD - Distribution - 2QU CoRE ¦ 1QU LoRE | Non-Red Flag Warning - Destructive Fires | equipment / facility failure | switch damage or failure | 0
HFTD - Distribution | HFTD - Distribution - 2QU CoRE ¦ 1QU LoRE | Non-Red Flag Warning - Destructive Fires | equipment / facility failure | transformer damage or failure | 0.00012809
HFTD - Distribution | HFTD - Distribution - 2QU CoRE ¦ 1QU LoRE | Non-Red Flag Warning - Destructive Fires | equipment / facility failure | voltage regulator / booster damage or failure | 3.6806e-05
HFTD - Distribution | HFTD - Distribution - 2QU CoRE ¦ 1QU LoRE | Non-Red Flag Warning - Destructive Fires | other | all other | 0.00079156
HFTD - Distribution | HFTD - Distribution - 2QU CoRE ¦ 1QU LoRE | Non-Red Flag Warning - Destructive Fires | unknown | unknown | 0.00065776
HFTD - Distribution | HFTD - Distribution - 2QU CoRE ¦ 1QU LoRE | Non-Red Flag Warning - Destructive Fires | utility work / operation | utility work / operation | 9.1511e-05
HFTD - Distribution | HFTD - Distribution - 2QU CoRE ¦ 1QU LoRE | Non-Red Flag Warning - Destructive Fires | vandalism / theft | vandalism / theft | 0.0002726
HFTD - Distribution | HFTD - Distribution - 2QU CoRE ¦ 1QU LoRE | Non-Red Flag Warning - Destructive Fires | vegetation contact | branch (not overhanging, 4-12ft) | 8.8426e-06
HFTD - Distribution | HFTD - Distribution - 2QU CoRE ¦ 1QU LoRE | Non-Red Flag Warning - Destructive Fires | vegetation contact | branch (not overhanging, > 12ft) | 2.1819e-05
HFTD - Distribution | HFTD - Distribution - 2QU CoRE ¦ 1QU LoRE | Non-Red Flag Warning - Destructive Fires | vegetation contact | branch (not overhanging, distance unknown) | 7.4483e-05
HFTD - Distribution | HFTD - Distribution - 2QU CoRE ¦ 1QU LoRE | Non-Red Flag Warning - Destructive Fires | vegetation contact | branch (not overhanging, within 4ft) | 3.6486e-06
HFTD - Distribution | HFTD - Distribution - 2QU CoRE ¦ 1QU LoRE | Non-Red Flag Warning - Destructive Fires | vegetation contact | branch (overhanging) | 0.00016236
HFTD - Distribution | HFTD - Distribution - 2QU CoRE ¦ 1QU LoRE | Non-Red Flag Warning - Destructive Fires | vegetation contact | dead | 7.9244e-05
HFTD - Distribution | HFTD - Distribution - 2QU CoRE ¦ 1QU LoRE | Non-Red Flag Warning - Destructive Fires | vegetation contact | fell into (moderate-severe defect) | 9.0637e-05
HFTD - Distribution | HFTD - Distribution - 2QU CoRE ¦ 1QU LoRE | Non-Red Flag Warning - Destructive Fires | vegetation contact | fell into (no defect) | 0.00053388
HFTD - Distribution | HFTD - Distribution - 2QU CoRE ¦ 1QU LoRE | Non-Red Flag Warning - Destructive Fires | vegetation contact | fell into (slight defect) | 0.00011205
HFTD - Distribution | HFTD - Distribution - 2QU CoRE ¦ 1QU LoRE | Non-Red Flag Warning - Destructive Fires | vegetation contact | grow into | 9.6985e-06
HFTD - Distribution | HFTD - Distribution - 2QU CoRE ¦ 1QU LoRE | Non-Red Flag Warning - Destructive Fires | vegetation contact | other/unknown | 0.00045989
HFTD - Distribution | HFTD - Distribution - 2QU CoRE ¦ 1QU LoRE | Non-Red Flag Warning - Destructive Fires | wire-to-wire contact | wire-to-wire contact / contamination | 0.0011967
HFTD - Distribution | HFTD - Distribution - 2QU CoRE ¦ 1QU LoRE | Non-Red Flag Warning - Large Fires | contact from object | animal contact | 0.0094975
HFTD - Distribution | HFTD - Distribution - 2QU CoRE ¦ 1QU LoRE | Non-Red Flag Warning - Large Fires | contact from object | balloon contact | 0.0014983
HFTD - Distribution | HFTD - Distribution - 2QU CoRE ¦ 1QU LoRE | Non-Red Flag Warning - Large Fires | contact from object | other contact from object | 0.00327
HFTD - Distribution | HFTD - Distribution - 2QU CoRE ¦ 1QU LoRE | Non-Red Flag Warning - Large Fires | contact from object | vehicle contact | 0.018273
HFTD - Distribution | HFTD - Distribution - 2QU CoRE ¦ 1QU LoRE | Non-Red Flag Warning - Large Fires | contamination | contamination | 0.0012375
HFTD - Distribution | HFTD - Distribution - 2QU CoRE ¦ 1QU LoRE | Non-Red Flag Warning - Large Fires | equipment / facility failure | anchor / guy damage or failure | 0.00017635
HFTD - Distribution | HFTD - Distribution - 2QU CoRE ¦ 1QU LoRE | Non-Red Flag Warning - Large Fires | equipment / facility failure | capacitor bank damage or failure | 0.00074549
HFTD - Distribution | HFTD - Distribution - 2QU CoRE ¦ 1QU LoRE | Non-Red Flag Warning - Large Fires | equipment / facility failure | conductor damage or failure | 0.0011373
HFTD - Distribution | HFTD - Distribution - 2QU CoRE ¦ 1QU LoRE | Non-Red Flag Warning - Large Fires | equipment / facility failure | connection device damage or failure | 0.000267
HFTD - Distribution | HFTD - Distribution - 2QU CoRE ¦ 1QU LoRE | Non-Red Flag Warning - Large Fires | equipment / facility failure | crossarm damage or failure | 0.00074766
HFTD - Distribution | HFTD - Distribution - 2QU CoRE ¦ 1QU LoRE | Non-Red Flag Warning - Large Fires | equipment / facility failure | fuse damage or failure | 0.0003786
HFTD - Distribution | HFTD - Distribution - 2QU CoRE ¦ 1QU LoRE | Non-Red Flag Warning - Large Fires | equipment / facility failure | insulator and brushing damage or failure | 0.00050973
HFTD - Distribution | HFTD - Distribution - 2QU CoRE ¦ 1QU LoRE | Non-Red Flag Warning - Large Fires | equipment / facility failure | lightning arrestor damage or failure | 2.0266e-05
HFTD - Distribution | HFTD - Distribution - 2QU CoRE ¦ 1QU LoRE | Non-Red Flag Warning - Large Fires | equipment / facility failure | other equipment / facility failure | 0.0045755
HFTD - Distribution | HFTD - Distribution - 2QU CoRE ¦ 1QU LoRE | Non-Red Flag Warning - Large Fires | equipment / facility failure | pole damage or failure | 0.0012048
HFTD - Distribution | HFTD - Distribution - 2QU CoRE ¦ 1QU LoRE | Non-Red Flag Warning - Large Fires | equipment / facility failure | recloser damage or failure | 0
HFTD - Distribution | HFTD - Distribution - 2QU CoRE ¦ 1QU LoRE | Non-Red Flag Warning - Large Fires | equipment / facility failure | sectionalizer damage or failure | 0
HFTD - Distribution | HFTD - Distribution - 2QU CoRE ¦ 1QU LoRE | Non-Red Flag Warning - Large Fires | equipment / facility failure | switch damage or failure | 0
HFTD - Distribution | HFTD - Distribution - 2QU CoRE ¦ 1QU LoRE | Non-Red Flag Warning - Large Fires | equipment / facility failure | transformer damage or failure | 0.0018343
HFTD - Distribution | HFTD - Distribution - 2QU CoRE ¦ 1QU LoRE | Non-Red Flag Warning - Large Fires | equipment / facility failure | voltage regulator / booster damage or failure | 0.00038675
HFTD - Distribution | HFTD - Distribution - 2QU CoRE ¦ 1QU LoRE | Non-Red Flag Warning - Large Fires | other | all other | 0.0048618
HFTD - Distribution | HFTD - Distribution - 2QU CoRE ¦ 1QU LoRE | Non-Red Flag Warning - Large Fires | unknown | unknown | 0.0038365
HFTD - Distribution | HFTD - Distribution - 2QU CoRE ¦ 1QU LoRE | Non-Red Flag Warning - Large Fires | utility work / operation | utility work / operation | 0.00044577
HFTD - Distribution | HFTD - Distribution - 2QU CoRE ¦ 1QU LoRE | Non-Red Flag Warning - Large Fires | vandalism / theft | vandalism / theft | 0.0024716
HFTD - Distribution | HFTD - Distribution - 2QU CoRE ¦ 1QU LoRE | Non-Red Flag Warning - Large Fires | vegetation contact | branch (not overhanging, 4-12ft) | 7.9245e-05
HFTD - Distribution | HFTD - Distribution - 2QU CoRE ¦ 1QU LoRE | Non-Red Flag Warning - Large Fires | vegetation contact | branch (not overhanging, > 12ft) | 0.0002
HFTD - Distribution | HFTD - Distribution - 2QU CoRE ¦ 1QU LoRE | Non-Red Flag Warning - Large Fires | vegetation contact | branch (not overhanging, distance unknown) | 0.00068271
HFTD - Distribution | HFTD - Distribution - 2QU CoRE ¦ 1QU LoRE | Non-Red Flag Warning - Large Fires | vegetation contact | branch (not overhanging, within 4ft) | 3.1954e-05
HFTD - Distribution | HFTD - Distribution - 2QU CoRE ¦ 1QU LoRE | Non-Red Flag Warning - Large Fires | vegetation contact | branch (overhanging) | 0.001422
HFTD - Distribution | HFTD - Distribution - 2QU CoRE ¦ 1QU LoRE | Non-Red Flag Warning - Large Fires | vegetation contact | dead | 0.00072635
HFTD - Distribution | HFTD - Distribution - 2QU CoRE ¦ 1QU LoRE | Non-Red Flag Warning - Large Fires | vegetation contact | fell into (moderate-severe defect) | 0.00083078
HFTD - Distribution | HFTD - Distribution - 2QU CoRE ¦ 1QU LoRE | Non-Red Flag Warning - Large Fires | vegetation contact | fell into (no defect) | 0.0048935
HFTD - Distribution | HFTD - Distribution - 2QU CoRE ¦ 1QU LoRE | Non-Red Flag Warning - Large Fires | vegetation contact | fell into (slight defect) | 0.001027
HFTD - Distribution | HFTD - Distribution - 2QU CoRE ¦ 1QU LoRE | Non-Red Flag Warning - Large Fires | vegetation contact | grow into | 8.8896e-05
HFTD - Distribution | HFTD - Distribution - 2QU CoRE ¦ 1QU LoRE | Non-Red Flag Warning - Large Fires | vegetation contact | other/unknown | 0.0042154
HFTD - Distribution | HFTD - Distribution - 2QU CoRE ¦ 1QU LoRE | Non-Red Flag Warning - Large Fires | wire-to-wire contact | wire-to-wire contact / contamination | 0.0063048
HFTD - Distribution | HFTD - Distribution - 2QU CoRE ¦ 1QU LoRE | Non-Red Flag Warning - Small Fires | contact from object | animal contact | 0.77575
HFTD - Distribution | HFTD - Distribution - 2QU CoRE ¦ 1QU LoRE | Non-Red Flag Warning - Small Fires | contact from object | balloon contact | 0.15384
HFTD - Distribution | HFTD - Distribution - 2QU CoRE ¦ 1QU LoRE | Non-Red Flag Warning - Small Fires | contact from object | other contact from object | 0.24585
HFTD - Distribution | HFTD - Distribution - 2QU CoRE ¦ 1QU LoRE | Non-Red Flag Warning - Small Fires | contact from object | vehicle contact | 1.1331
HFTD - Distribution | HFTD - Distribution - 2QU CoRE ¦ 1QU LoRE | Non-Red Flag Warning - Small Fires | contamination | contamination | 0.09466
HFTD - Distribution | HFTD - Distribution - 2QU CoRE ¦ 1QU LoRE | Non-Red Flag Warning - Small Fires | equipment / facility failure | anchor / guy damage or failure | 0.054452
HFTD - Distribution | HFTD - Distribution - 2QU CoRE ¦ 1QU LoRE | Non-Red Flag Warning - Small Fires | equipment / facility failure | capacitor bank damage or failure | 0.33632
HFTD - Distribution | HFTD - Distribution - 2QU CoRE ¦ 1QU LoRE | Non-Red Flag Warning - Small Fires | equipment / facility failure | conductor damage or failure | 0.31736
HFTD - Distribution | HFTD - Distribution - 2QU CoRE ¦ 1QU LoRE | Non-Red Flag Warning - Small Fires | equipment / facility failure | connection device damage or failure | 0.077352
HFTD - Distribution | HFTD - Distribution - 2QU CoRE ¦ 1QU LoRE | Non-Red Flag Warning - Small Fires | equipment / facility failure | crossarm damage or failure | 0.26043
HFTD - Distribution | HFTD - Distribution - 2QU CoRE ¦ 1QU LoRE | Non-Red Flag Warning - Small Fires | equipment / facility failure | fuse damage or failure | 0.10514
HFTD - Distribution | HFTD - Distribution - 2QU CoRE ¦ 1QU LoRE | Non-Red Flag Warning - Small Fires | equipment / facility failure | insulator and brushing damage or failure | 0.16226
HFTD - Distribution | HFTD - Distribution - 2QU CoRE ¦ 1QU LoRE | Non-Red Flag Warning - Small Fires | equipment / facility failure | lightning arrestor damage or failure | 0.011191
HFTD - Distribution | HFTD - Distribution - 2QU CoRE ¦ 1QU LoRE | Non-Red Flag Warning - Small Fires | equipment / facility failure | other equipment / facility failure | 1.0173
HFTD - Distribution | HFTD - Distribution - 2QU CoRE ¦ 1QU LoRE | Non-Red Flag Warning - Small Fires | equipment / facility failure | pole damage or failure | 0.3654
HFTD - Distribution | HFTD - Distribution - 2QU CoRE ¦ 1QU LoRE | Non-Red Flag Warning - Small Fires | equipment / facility failure | recloser damage or failure | 0
HFTD - Distribution | HFTD - Distribution - 2QU CoRE ¦ 1QU LoRE | Non-Red Flag Warning - Small Fires | equipment / facility failure | sectionalizer damage or failure | 0
HFTD - Distribution | HFTD - Distribution - 2QU CoRE ¦ 1QU LoRE | Non-Red Flag Warning - Small Fires | equipment / facility failure | switch damage or failure | 0
HFTD - Distribution | HFTD - Distribution - 2QU CoRE ¦ 1QU LoRE | Non-Red Flag Warning - Small Fires | equipment / facility failure | transformer damage or failure | 0.32252
HFTD - Distribution | HFTD - Distribution - 2QU CoRE ¦ 1QU LoRE | Non-Red Flag Warning - Small Fires | equipment / facility failure | voltage regulator / booster damage or failure | 0.076713
HFTD - Distribution | HFTD - Distribution - 2QU CoRE ¦ 1QU LoRE | Non-Red Flag Warning - Small Fires | other | all other | 0.29601
HFTD - Distribution | HFTD - Distribution - 2QU CoRE ¦ 1QU LoRE | Non-Red Flag Warning - Small Fires | unknown | unknown | 0.30072
HFTD - Distribution | HFTD - Distribution - 2QU CoRE ¦ 1QU LoRE | Non-Red Flag Warning - Small Fires | utility work / operation | utility work / operation | 0.043683
HFTD - Distribution | HFTD - Distribution - 2QU CoRE ¦ 1QU LoRE | Non-Red Flag Warning - Small Fires | vandalism / theft | vandalism / theft | 0.12927
HFTD - Distribution | HFTD - Distribution - 2QU CoRE ¦ 1QU LoRE | Non-Red Flag Warning - Small Fires | vegetation contact | branch (not overhanging, 4-12ft) | 0.011706
HFTD - Distribution | HFTD - Distribution - 2QU CoRE ¦ 1QU LoRE | Non-Red Flag Warning - Small Fires | vegetation contact | branch (not overhanging, > 12ft) | 0.028437
HFTD - Distribution | HFTD - Distribution - 2QU CoRE ¦ 1QU LoRE | Non-Red Flag Warning - Small Fires | vegetation contact | branch (not overhanging, distance unknown) | 0.097073
HFTD - Distribution | HFTD - Distribution - 2QU CoRE ¦ 1QU LoRE | Non-Red Flag Warning - Small Fires | vegetation contact | branch (not overhanging, within 4ft) | 0.004905
HFTD - Distribution | HFTD - Distribution - 2QU CoRE ¦ 1QU LoRE | Non-Red Flag Warning - Small Fires | vegetation contact | branch (overhanging) | 0.21827
HFTD - Distribution | HFTD - Distribution - 2QU CoRE ¦ 1QU LoRE | Non-Red Flag Warning - Small Fires | vegetation contact | dead | 0.10328
HFTD - Distribution | HFTD - Distribution - 2QU CoRE ¦ 1QU LoRE | Non-Red Flag Warning - Small Fires | vegetation contact | fell into (moderate-severe defect) | 0.11813
HFTD - Distribution | HFTD - Distribution - 2QU CoRE ¦ 1QU LoRE | Non-Red Flag Warning - Small Fires | vegetation contact | fell into (no defect) | 0.6958
HFTD - Distribution | HFTD - Distribution - 2QU CoRE ¦ 1QU LoRE | Non-Red Flag Warning - Small Fires | vegetation contact | fell into (slight defect) | 0.14603
HFTD - Distribution | HFTD - Distribution - 2QU CoRE ¦ 1QU LoRE | Non-Red Flag Warning - Small Fires | vegetation contact | grow into | 0.01264
HFTD - Distribution | HFTD - Distribution - 2QU CoRE ¦ 1QU LoRE | Non-Red Flag Warning - Small Fires | vegetation contact | other/unknown | 0.59937
HFTD - Distribution | HFTD - Distribution - 2QU CoRE ¦ 1QU LoRE | Non-Red Flag Warning - Small Fires | wire-to-wire contact | wire-to-wire contact / contamination | 0.46514
HFTD - Distribution | HFTD - Distribution - 2QU CoRE ¦ 1QU LoRE | Seismic - Red Flag Warning - Catastrophic Fires | cc - seismic scenario | seismic scenario | 8.3054e-06
HFTD - Distribution | HFTD - Distribution - 2QU CoRE ¦ 1QU LoRE | Red Flag Warning - Catastrophic Fires | contact from object | animal contact | 0
HFTD - Distribution | HFTD - Distribution - 2QU CoRE ¦ 1QU LoRE | Red Flag Warning - Catastrophic Fires | contact from object | balloon contact | 0
HFTD - Distribution | HFTD - Distribution - 2QU CoRE ¦ 1QU LoRE | Red Flag Warning - Catastrophic Fires | contact from object | other contact from object | 0
HFTD - Distribution | HFTD - Distribution - 2QU CoRE ¦ 1QU LoRE | Red Flag Warning - Catastrophic Fires | contact from object | vehicle contact | 0
HFTD - Distribution | HFTD - Distribution - 2QU CoRE ¦ 1QU LoRE | Red Flag Warning - Catastrophic Fires | contamination | contamination | 0
HFTD - Distribution | HFTD - Distribution - 2QU CoRE ¦ 1QU LoRE | Red Flag Warning - Catastrophic Fires | equipment / facility failure | anchor / guy damage or failure | 0.0032448
HFTD - Distribution | HFTD - Distribution - 2QU CoRE ¦ 1QU LoRE | Red Flag Warning - Catastrophic Fires | equipment / facility failure | capacitor bank damage or failure | 0.0043887
HFTD - Distribution | HFTD - Distribution - 2QU CoRE ¦ 1QU LoRE | Red Flag Warning - Catastrophic Fires | equipment / facility failure | conductor damage or failure | 0.015471
HFTD - Distribution | HFTD - Distribution - 2QU CoRE ¦ 1QU LoRE | Red Flag Warning - Catastrophic Fires | equipment / facility failure | connection device damage or failure | 0.0023769
HFTD - Distribution | HFTD - Distribution - 2QU CoRE ¦ 1QU LoRE | Red Flag Warning - Catastrophic Fires | equipment / facility failure | crossarm damage or failure | 0.012565
HFTD - Distribution | HFTD - Distribution - 2QU CoRE ¦ 1QU LoRE | Red Flag Warning - Catastrophic Fires | equipment / facility failure | fuse damage or failure | 0.0076078
HFTD - Distribution | HFTD - Distribution - 2QU CoRE ¦ 1QU LoRE | Red Flag Warning - Catastrophic Fires | equipment / facility failure | insulator and brushing damage or failure | 0.014309
HFTD - Distribution | HFTD - Distribution - 2QU CoRE ¦ 1QU LoRE | Red Flag Warning - Catastrophic Fires | equipment / facility failure | lightning arrestor damage or failure | 0.00050912
HFTD - Distribution | HFTD - Distribution - 2QU CoRE ¦ 1QU LoRE | Red Flag Warning - Catastrophic Fires | equipment / facility failure | other equipment / facility failure | 0.018802
HFTD - Distribution | HFTD - Distribution - 2QU CoRE ¦ 1QU LoRE | Red Flag Warning - Catastrophic Fires | equipment / facility failure | pole damage or failure | 0.0081825
HFTD - Distribution | HFTD - Distribution - 2QU CoRE ¦ 1QU LoRE | Red Flag Warning - Catastrophic Fires | equipment / facility failure | recloser damage or failure | 0
HFTD - Distribution | HFTD - Distribution - 2QU CoRE ¦ 1QU LoRE | Red Flag Warning - Catastrophic Fires | equipment / facility failure | sectionalizer damage or failure | 0
HFTD - Distribution | HFTD - Distribution - 2QU CoRE ¦ 1QU LoRE | Red Flag Warning - Catastrophic Fires | equipment / facility failure | switch damage or failure | 0
HFTD - Distribution | HFTD - Distribution - 2QU CoRE ¦ 1QU LoRE | Red Flag Warning - Catastrophic Fires | equipment / facility failure | transformer damage or failure | 0.0035904
HFTD - Distribution | HFTD - Distribution - 2QU CoRE ¦ 1QU LoRE | Red Flag Warning - Catastrophic Fires | equipment / facility failure | voltage regulator / booster damage or failure | 0.00041794
HFTD - Distribution | HFTD - Distribution - 2QU CoRE ¦ 1QU LoRE | Red Flag Warning - Catastrophic Fires | other | all other | 0
HFTD - Distribution | HFTD - Distribution - 2QU CoRE ¦ 1QU LoRE | Red Flag Warning - Catastrophic Fires | unknown | unknown | 0
HFTD - Distribution | HFTD - Distribution - 2QU CoRE ¦ 1QU LoRE | Red Flag Warning - Catastrophic Fires | utility work / operation | utility work / operation | 0
HFTD - Distribution | HFTD - Distribution - 2QU CoRE ¦ 1QU LoRE | Red Flag Warning - Catastrophic Fires | vandalism / theft | vandalism / theft | 0
HFTD - Distribution | HFTD - Distribution - 2QU CoRE ¦ 1QU LoRE | Red Flag Warning - Catastrophic Fires | vegetation contact | branch (not overhanging, 4-12ft) | 0.00057506
HFTD - Distribution | HFTD - Distribution - 2QU CoRE ¦ 1QU LoRE | Red Flag Warning - Catastrophic Fires | vegetation contact | branch (not overhanging, > 12ft) | 0.00092035
HFTD - Distribution | HFTD - Distribution - 2QU CoRE ¦ 1QU LoRE | Red Flag Warning - Catastrophic Fires | vegetation contact | branch (not overhanging, distance unknown) | 0.0044483
HFTD - Distribution | HFTD - Distribution - 2QU CoRE ¦ 1QU LoRE | Red Flag Warning - Catastrophic Fires | vegetation contact | branch (not overhanging, within 4ft) | 0.00013555
HFTD - Distribution | HFTD - Distribution - 2QU CoRE ¦ 1QU LoRE | Red Flag Warning - Catastrophic Fires | vegetation contact | branch (overhanging) | 0.0079974
HFTD - Distribution | HFTD - Distribution - 2QU CoRE ¦ 1QU LoRE | Red Flag Warning - Catastrophic Fires | vegetation contact | dead | 0.0033746
HFTD - Distribution | HFTD - Distribution - 2QU CoRE ¦ 1QU LoRE | Red Flag Warning - Catastrophic Fires | vegetation contact | fell into (moderate-severe defect) | 0.0027718
HFTD - Distribution | HFTD - Distribution - 2QU CoRE ¦ 1QU LoRE | Red Flag Warning - Catastrophic Fires | vegetation contact | fell into (no defect) | 0.011351
HFTD - Distribution | HFTD - Distribution - 2QU CoRE ¦ 1QU LoRE | Red Flag Warning - Catastrophic Fires | vegetation contact | fell into (slight defect) | 0.0029876
HFTD - Distribution | HFTD - Distribution - 2QU CoRE ¦ 1QU LoRE | Red Flag Warning - Catastrophic Fires | vegetation contact | grow into | 0.00031448
HFTD - Distribution | HFTD - Distribution - 2QU CoRE ¦ 1QU LoRE | Red Flag Warning - Catastrophic Fires | vegetation contact | other/unknown | 0.015339
HFTD - Distribution | HFTD - Distribution - 2QU CoRE ¦ 1QU LoRE | Red Flag Warning - Catastrophic Fires | wire-to-wire contact | wire-to-wire contact / contamination | 0
HFTD - Distribution | HFTD - Distribution - 2QU CoRE ¦ 1QU LoRE | Red Flag Warning - Destructive Fires | contact from object | animal contact | 0
HFTD - Distribution | HFTD - Distribution - 2QU CoRE ¦ 1QU LoRE | Red Flag Warning - Destructive Fires | contact from object | balloon contact | 0
HFTD - Distribution | HFTD - Distribution - 2QU CoRE ¦ 1QU LoRE | Red Flag Warning - Destructive Fires | contact from object | other contact from object | 0
HFTD - Distribution | HFTD - Distribution - 2QU CoRE ¦ 1QU LoRE | Red Flag Warning - Destructive Fires | contact from object | vehicle contact | 0
HFTD - Distribution | HFTD - Distribution - 2QU CoRE ¦ 1QU LoRE | Red Flag Warning - Destructive Fires | contamination | contamination | 0
HFTD - Distribution | HFTD - Distribution - 2QU CoRE ¦ 1QU LoRE | Red Flag Warning - Destructive Fires | equipment / facility failure | anchor / guy damage or failure | 0.00055034
HFTD - Distribution | HFTD - Distribution - 2QU CoRE ¦ 1QU LoRE | Red Flag Warning - Destructive Fires | equipment / facility failure | capacitor bank damage or failure | 0.00072311
HFTD - Distribution | HFTD - Distribution - 2QU CoRE ¦ 1QU LoRE | Red Flag Warning - Destructive Fires | equipment / facility failure | conductor damage or failure | 0.0034384
HFTD - Distribution | HFTD - Distribution - 2QU CoRE ¦ 1QU LoRE | Red Flag Warning - Destructive Fires | equipment / facility failure | connection device damage or failure | 0.00062144
HFTD - Distribution | HFTD - Distribution - 2QU CoRE ¦ 1QU LoRE | Red Flag Warning - Destructive Fires | equipment / facility failure | crossarm damage or failure | 0.002097
HFTD - Distribution | HFTD - Distribution - 2QU CoRE ¦ 1QU LoRE | Red Flag Warning - Destructive Fires | equipment / facility failure | fuse damage or failure | 0.0012576
HFTD - Distribution | HFTD - Distribution - 2QU CoRE ¦ 1QU LoRE | Red Flag Warning - Destructive Fires | equipment / facility failure | insulator and brushing damage or failure | 0.0023991
HFTD - Distribution | HFTD - Distribution - 2QU CoRE ¦ 1QU LoRE | Red Flag Warning - Destructive Fires | equipment / facility failure | lightning arrestor damage or failure | 8.5213e-05
HFTD - Distribution | HFTD - Distribution - 2QU CoRE ¦ 1QU LoRE | Red Flag Warning - Destructive Fires | equipment / facility failure | other equipment / facility failure | 0.0031859
HFTD - Distribution | HFTD - Distribution - 2QU CoRE ¦ 1QU LoRE | Red Flag Warning - Destructive Fires | equipment / facility failure | pole damage or failure | 0.0013859
HFTD - Distribution | HFTD - Distribution - 2QU CoRE ¦ 1QU LoRE | Red Flag Warning - Destructive Fires | equipment / facility failure | recloser damage or failure | 0
HFTD - Distribution | HFTD - Distribution - 2QU CoRE ¦ 1QU LoRE | Red Flag Warning - Destructive Fires | equipment / facility failure | sectionalizer damage or failure | 0
HFTD - Distribution | HFTD - Distribution - 2QU CoRE ¦ 1QU LoRE | Red Flag Warning - Destructive Fires | equipment / facility failure | switch damage or failure | 0
HFTD - Distribution | HFTD - Distribution - 2QU CoRE ¦ 1QU LoRE | Red Flag Warning - Destructive Fires | equipment / facility failure | transformer damage or failure | 0.00059185
HFTD - Distribution | HFTD - Distribution - 2QU CoRE ¦ 1QU LoRE | Red Flag Warning - Destructive Fires | equipment / facility failure | voltage regulator / booster damage or failure | 6.8091e-05
HFTD - Distribution | HFTD - Distribution - 2QU CoRE ¦ 1QU LoRE | Red Flag Warning - Destructive Fires | other | all other | 0
HFTD - Distribution | HFTD - Distribution - 2QU CoRE ¦ 1QU LoRE | Red Flag Warning - Destructive Fires | unknown | unknown | 0
HFTD - Distribution | HFTD - Distribution - 2QU CoRE ¦ 1QU LoRE | Red Flag Warning - Destructive Fires | utility work / operation | utility work / operation | 0
HFTD - Distribution | HFTD - Distribution - 2QU CoRE ¦ 1QU LoRE | Red Flag Warning - Destructive Fires | vandalism / theft | vandalism / theft | 0
HFTD - Distribution | HFTD - Distribution - 2QU CoRE ¦ 1QU LoRE | Red Flag Warning - Destructive Fires | vegetation contact | branch (not overhanging, 4-12ft) | 7.1858e-05
HFTD - Distribution | HFTD - Distribution - 2QU CoRE ¦ 1QU LoRE | Red Flag Warning - Destructive Fires | vegetation contact | branch (not overhanging, > 12ft) | 0.00011489
HFTD - Distribution | HFTD - Distribution - 2QU CoRE ¦ 1QU LoRE | Red Flag Warning - Destructive Fires | vegetation contact | branch (not overhanging, distance unknown) | 0.00055532
HFTD - Distribution | HFTD - Distribution - 2QU CoRE ¦ 1QU LoRE | Red Flag Warning - Destructive Fires | vegetation contact | branch (not overhanging, within 4ft) | 1.6954e-05
HFTD - Distribution | HFTD - Distribution - 2QU CoRE ¦ 1QU LoRE | Red Flag Warning - Destructive Fires | vegetation contact | branch (overhanging) | 0.0010003
HFTD - Distribution | HFTD - Distribution - 2QU CoRE ¦ 1QU LoRE | Red Flag Warning - Destructive Fires | vegetation contact | dead | 0.00042128
HFTD - Distribution | HFTD - Distribution - 2QU CoRE ¦ 1QU LoRE | Red Flag Warning - Destructive Fires | vegetation contact | fell into (moderate-severe defect) | 0.00034603
HFTD - Distribution | HFTD - Distribution - 2QU CoRE ¦ 1QU LoRE | Red Flag Warning - Destructive Fires | vegetation contact | fell into (no defect) | 0.001417
HFTD - Distribution | HFTD - Distribution - 2QU CoRE ¦ 1QU LoRE | Red Flag Warning - Destructive Fires | vegetation contact | fell into (slight defect) | 0.00037296
HFTD - Distribution | HFTD - Distribution - 2QU CoRE ¦ 1QU LoRE | Red Flag Warning - Destructive Fires | vegetation contact | grow into | 3.9259e-05
HFTD - Distribution | HFTD - Distribution - 2QU CoRE ¦ 1QU LoRE | Red Flag Warning - Destructive Fires | vegetation contact | other/unknown | 0.0019149
HFTD - Distribution | HFTD - Distribution - 2QU CoRE ¦ 1QU LoRE | Red Flag Warning - Destructive Fires | wire-to-wire contact | wire-to-wire contact / contamination | 0
HFTD - Distribution | HFTD - Distribution - 2QU CoRE ¦ 1QU LoRE | Red Flag Warning - Large Fires | contact from object | animal contact | 0
HFTD - Distribution | HFTD - Distribution - 2QU CoRE ¦ 1QU LoRE | Red Flag Warning - Large Fires | contact from object | balloon contact | 0
HFTD - Distribution | HFTD - Distribution - 2QU CoRE ¦ 1QU LoRE | Red Flag Warning - Large Fires | contact from object | other contact from object | 0
HFTD - Distribution | HFTD - Distribution - 2QU CoRE ¦ 1QU LoRE | Red Flag Warning - Large Fires | contact from object | vehicle contact | 0
HFTD - Distribution | HFTD - Distribution - 2QU CoRE ¦ 1QU LoRE | Red Flag Warning - Large Fires | contamination | contamination | 0
HFTD - Distribution | HFTD - Distribution - 2QU CoRE ¦ 1QU LoRE | Red Flag Warning - Large Fires | equipment / facility failure | anchor / guy damage or failure | 0.0030034
HFTD - Distribution | HFTD - Distribution - 2QU CoRE ¦ 1QU LoRE | Red Flag Warning - Large Fires | equipment / facility failure | capacitor bank damage or failure | 0.0023525
HFTD - Distribution | HFTD - Distribution - 2QU CoRE ¦ 1QU LoRE | Red Flag Warning - Large Fires | equipment / facility failure | conductor damage or failure | 0.014466
HFTD - Distribution | HFTD - Distribution - 2QU CoRE ¦ 1QU LoRE | Red Flag Warning - Large Fires | equipment / facility failure | connection device damage or failure | 0.0023331
HFTD - Distribution | HFTD - Distribution - 2QU CoRE ¦ 1QU LoRE | Red Flag Warning - Large Fires | equipment / facility failure | crossarm damage or failure | 0.0086899
HFTD - Distribution | HFTD - Distribution - 2QU CoRE ¦ 1QU LoRE | Red Flag Warning - Large Fires | equipment / facility failure | fuse damage or failure | 0.0070511
HFTD - Distribution | HFTD - Distribution - 2QU CoRE ¦ 1QU LoRE | Red Flag Warning - Large Fires | equipment / facility failure | insulator and brushing damage or failure | 0.012553
HFTD - Distribution | HFTD - Distribution - 2QU CoRE ¦ 1QU LoRE | Red Flag Warning - Large Fires | equipment / facility failure | lightning arrestor damage or failure | 0.00035009
HFTD - Distribution | HFTD - Distribution - 2QU CoRE ¦ 1QU LoRE | Red Flag Warning - Large Fires | equipment / facility failure | other equipment / facility failure | 0.018191
HFTD - Distribution | HFTD - Distribution - 2QU CoRE ¦ 1QU LoRE | Red Flag Warning - Large Fires | equipment / facility failure | pole damage or failure | 0.0061568
HFTD - Distribution | HFTD - Distribution - 2QU CoRE ¦ 1QU LoRE | Red Flag Warning - Large Fires | equipment / facility failure | recloser damage or failure | 0
HFTD - Distribution | HFTD - Distribution - 2QU CoRE ¦ 1QU LoRE | Red Flag Warning - Large Fires | equipment / facility failure | sectionalizer damage or failure | 0
HFTD - Distribution | HFTD - Distribution - 2QU CoRE ¦ 1QU LoRE | Red Flag Warning - Large Fires | equipment / facility failure | switch damage or failure | 0
HFTD - Distribution | HFTD - Distribution - 2QU CoRE ¦ 1QU LoRE | Red Flag Warning - Large Fires | equipment / facility failure | transformer damage or failure | 0.0045793
HFTD - Distribution | HFTD - Distribution - 2QU CoRE ¦ 1QU LoRE | Red Flag Warning - Large Fires | equipment / facility failure | voltage regulator / booster damage or failure | 0.00038657
HFTD - Distribution | HFTD - Distribution - 2QU CoRE ¦ 1QU LoRE | Red Flag Warning - Large Fires | other | all other | 0
HFTD - Distribution | HFTD - Distribution - 2QU CoRE ¦ 1QU LoRE | Red Flag Warning - Large Fires | unknown | unknown | 0
HFTD - Distribution | HFTD - Distribution - 2QU CoRE ¦ 1QU LoRE | Red Flag Warning - Large Fires | utility work / operation | utility work / operation | 0
HFTD - Distribution | HFTD - Distribution - 2QU CoRE ¦ 1QU LoRE | Red Flag Warning - Large Fires | vandalism / theft | vandalism / theft | 0
HFTD - Distribution | HFTD - Distribution - 2QU CoRE ¦ 1QU LoRE | Red Flag Warning - Large Fires | vegetation contact | branch (not overhanging, 4-12ft) | 0.00034794
HFTD - Distribution | HFTD - Distribution - 2QU CoRE ¦ 1QU LoRE | Red Flag Warning - Large Fires | vegetation contact | branch (not overhanging, > 12ft) | 0.00056899
HFTD - Distribution | HFTD - Distribution - 2QU CoRE ¦ 1QU LoRE | Red Flag Warning - Large Fires | vegetation contact | branch (not overhanging, distance unknown) | 0.0027501
HFTD - Distribution | HFTD - Distribution - 2QU CoRE ¦ 1QU LoRE | Red Flag Warning - Large Fires | vegetation contact | branch (not overhanging, within 4ft) | 8.0225e-05
HFTD - Distribution | HFTD - Distribution - 2QU CoRE ¦ 1QU LoRE | Red Flag Warning - Large Fires | vegetation contact | branch (overhanging) | 0.0047333
HFTD - Distribution | HFTD - Distribution - 2QU CoRE ¦ 1QU LoRE | Red Flag Warning - Large Fires | vegetation contact | dead | 0.0020863
HFTD - Distribution | HFTD - Distribution - 2QU CoRE ¦ 1QU LoRE | Red Flag Warning - Large Fires | vegetation contact | fell into (moderate-severe defect) | 0.0017136
HFTD - Distribution | HFTD - Distribution - 2QU CoRE ¦ 1QU LoRE | Red Flag Warning - Large Fires | vegetation contact | fell into (no defect) | 0.0070176
HFTD - Distribution | HFTD - Distribution - 2QU CoRE ¦ 1QU LoRE | Red Flag Warning - Large Fires | vegetation contact | fell into (slight defect) | 0.001847
HFTD - Distribution | HFTD - Distribution - 2QU CoRE ¦ 1QU LoRE | Red Flag Warning - Large Fires | vegetation contact | grow into | 0.00019443
HFTD - Distribution | HFTD - Distribution - 2QU CoRE ¦ 1QU LoRE | Red Flag Warning - Large Fires | vegetation contact | other/unknown | 0.0094832
HFTD - Distribution | HFTD - Distribution - 2QU CoRE ¦ 1QU LoRE | Red Flag Warning - Large Fires | wire-to-wire contact | wire-to-wire contact / contamination | 0
HFTD - Distribution | HFTD - Distribution - 2QU CoRE ¦ 1QU LoRE | Red Flag Warning - Small Fires | contact from object | animal contact | 0.014611
HFTD - Distribution | HFTD - Distribution - 2QU CoRE ¦ 1QU LoRE | Red Flag Warning - Small Fires | contact from object | balloon contact | 0.0050905
HFTD - Distribution | HFTD - Distribution - 2QU CoRE ¦ 1QU LoRE | Red Flag Warning - Small Fires | contact from object | other contact from object | 0.0083898
HFTD - Distribution | HFTD - Distribution - 2QU CoRE ¦ 1QU LoRE | Red Flag Warning - Small Fires | contact from object | vehicle contact | 0.045969
HFTD - Distribution | HFTD - Distribution - 2QU CoRE ¦ 1QU LoRE | Red Flag Warning - Small Fires | contamination | contamination | 0.0010078
HFTD - Distribution | HFTD - Distribution - 2QU CoRE ¦ 1QU LoRE | Red Flag Warning - Small Fires | equipment / facility failure | anchor / guy damage or failure | 0.014455
HFTD - Distribution | HFTD - Distribution - 2QU CoRE ¦ 1QU LoRE | Red Flag Warning - Small Fires | equipment / facility failure | capacitor bank damage or failure | 0.016542
HFTD - Distribution | HFTD - Distribution - 2QU CoRE ¦ 1QU LoRE | Red Flag Warning - Small Fires | equipment / facility failure | conductor damage or failure | 0.062916
HFTD - Distribution | HFTD - Distribution - 2QU CoRE ¦ 1QU LoRE | Red Flag Warning - Small Fires | equipment / facility failure | connection device damage or failure | 0.010536
HFTD - Distribution | HFTD - Distribution - 2QU CoRE ¦ 1QU LoRE | Red Flag Warning - Small Fires | equipment / facility failure | crossarm damage or failure | 0.047181
HFTD - Distribution | HFTD - Distribution - 2QU CoRE ¦ 1QU LoRE | Red Flag Warning - Small Fires | equipment / facility failure | fuse damage or failure | 0.030523
HFTD - Distribution | HFTD - Distribution - 2QU CoRE ¦ 1QU LoRE | Red Flag Warning - Small Fires | equipment / facility failure | insulator and brushing damage or failure | 0.062284
HFTD - Distribution | HFTD - Distribution - 2QU CoRE ¦ 1QU LoRE | Red Flag Warning - Small Fires | equipment / facility failure | lightning arrestor damage or failure | 0.0030132
HFTD - Distribution | HFTD - Distribution - 2QU CoRE ¦ 1QU LoRE | Red Flag Warning - Small Fires | equipment / facility failure | other equipment / facility failure | 0.063042
HFTD - Distribution | HFTD - Distribution - 2QU CoRE ¦ 1QU LoRE | Red Flag Warning - Small Fires | equipment / facility failure | pole damage or failure | 0.029105
HFTD - Distribution | HFTD - Distribution - 2QU CoRE ¦ 1QU LoRE | Red Flag Warning - Small Fires | equipment / facility failure | recloser damage or failure | 0
HFTD - Distribution | HFTD - Distribution - 2QU CoRE ¦ 1QU LoRE | Red Flag Warning - Small Fires | equipment / facility failure | sectionalizer damage or failure | 0
HFTD - Distribution | HFTD - Distribution - 2QU CoRE ¦ 1QU LoRE | Red Flag Warning - Small Fires | equipment / facility failure | switch damage or failure | 0
HFTD - Distribution | HFTD - Distribution - 2QU CoRE ¦ 1QU LoRE | Red Flag Warning - Small Fires | equipment / facility failure | transformer damage or failure | 0.01255
HFTD - Distribution | HFTD - Distribution - 2QU CoRE ¦ 1QU LoRE | Red Flag Warning - Small Fires | equipment / facility failure | voltage regulator / booster damage or failure | 0.0011952
HFTD - Distribution | HFTD - Distribution - 2QU CoRE ¦ 1QU LoRE | Red Flag Warning - Small Fires | other | all other | 0.0087562
HFTD - Distribution | HFTD - Distribution - 2QU CoRE ¦ 1QU LoRE | Red Flag Warning - Small Fires | unknown | unknown | 0.012664
HFTD - Distribution | HFTD - Distribution - 2QU CoRE ¦ 1QU LoRE | Red Flag Warning - Small Fires | utility work / operation | utility work / operation | 0.0011584
HFTD - Distribution | HFTD - Distribution - 2QU CoRE ¦ 1QU LoRE | Red Flag Warning - Small Fires | vandalism / theft | vandalism / theft | 0.0021545
HFTD - Distribution | HFTD - Distribution - 2QU CoRE ¦ 1QU LoRE | Red Flag Warning - Small Fires | vegetation contact | branch (not overhanging, 4-12ft) | 0.0046171
HFTD - Distribution | HFTD - Distribution - 2QU CoRE ¦ 1QU LoRE | Red Flag Warning - Small Fires | vegetation contact | branch (not overhanging, > 12ft) | 0.0072675
HFTD - Distribution | HFTD - Distribution - 2QU CoRE ¦ 1QU LoRE | Red Flag Warning - Small Fires | vegetation contact | branch (not overhanging, distance unknown) | 0.035126
HFTD - Distribution | HFTD - Distribution - 2QU CoRE ¦ 1QU LoRE | Red Flag Warning - Small Fires | vegetation contact | branch (not overhanging, within 4ft) | 0.0011062
HFTD - Distribution | HFTD - Distribution - 2QU CoRE ¦ 1QU LoRE | Red Flag Warning - Small Fires | vegetation contact | branch (overhanging) | 0.065266
HFTD - Distribution | HFTD - Distribution - 2QU CoRE ¦ 1QU LoRE | Red Flag Warning - Small Fires | vegetation contact | dead | 0.026648
HFTD - Distribution | HFTD - Distribution - 2QU CoRE ¦ 1QU LoRE | Red Flag Warning - Small Fires | vegetation contact | fell into (moderate-severe defect) | 0.021888
HFTD - Distribution | HFTD - Distribution - 2QU CoRE ¦ 1QU LoRE | Red Flag Warning - Small Fires | vegetation contact | fell into (no defect) | 0.089633
HFTD - Distribution | HFTD - Distribution - 2QU CoRE ¦ 1QU LoRE | Red Flag Warning - Small Fires | vegetation contact | fell into (slight defect) | 0.023592
HFTD - Distribution | HFTD - Distribution - 2QU CoRE ¦ 1QU LoRE | Red Flag Warning - Small Fires | vegetation contact | grow into | 0.0024833
HFTD - Distribution | HFTD - Distribution - 2QU CoRE ¦ 1QU LoRE | Red Flag Warning - Small Fires | vegetation contact | other/unknown | 0.12113
HFTD - Distribution | HFTD - Distribution - 2QU CoRE ¦ 1QU LoRE | Red Flag Warning - Small Fires | wire-to-wire contact | wire-to-wire contact / contamination | 0.015391
HFTD - Distribution | HFTD - Distribution - 2QU CoRE ¦ 2QU LoRE | Seismic - Non-Red Flag Warning - Catastrophic Fires | cc - seismic scenario | seismic scenario | 1.1107e-07
HFTD - Distribution | HFTD - Distribution - 2QU CoRE ¦ 2QU LoRE | Non-Red Flag Warning - Catastrophic Fires | contact from object | animal contact | 0.00021846
HFTD - Distribution | HFTD - Distribution - 2QU CoRE ¦ 2QU LoRE | Non-Red Flag Warning - Catastrophic Fires | contact from object | balloon contact | 3.5482e-06
HFTD - Distribution | HFTD - Distribution - 2QU CoRE ¦ 2QU LoRE | Non-Red Flag Warning - Catastrophic Fires | contact from object | other contact from object | 7.1326e-05
HFTD - Distribution | HFTD - Distribution - 2QU CoRE ¦ 2QU LoRE | Non-Red Flag Warning - Catastrophic Fires | contact from object | vehicle contact | 2.0831e-05
HFTD - Distribution | HFTD - Distribution - 2QU CoRE ¦ 2QU LoRE | Non-Red Flag Warning - Catastrophic Fires | contamination | contamination | 4.1183e-06
HFTD - Distribution | HFTD - Distribution - 2QU CoRE ¦ 2QU LoRE | Non-Red Flag Warning - Catastrophic Fires | equipment / facility failure | anchor / guy damage or failure | 0
HFTD - Distribution | HFTD - Distribution - 2QU CoRE ¦ 2QU LoRE | Non-Red Flag Warning - Catastrophic Fires | equipment / facility failure | capacitor bank damage or failure | 0
HFTD - Distribution | HFTD - Distribution - 2QU CoRE ¦ 2QU LoRE | Non-Red Flag Warning - Catastrophic Fires | equipment / facility failure | conductor damage or failure | 1.3166e-05
HFTD - Distribution | HFTD - Distribution - 2QU CoRE ¦ 2QU LoRE | Non-Red Flag Warning - Catastrophic Fires | equipment / facility failure | connection device damage or failure | 5.9834e-06
HFTD - Distribution | HFTD - Distribution - 2QU CoRE ¦ 2QU LoRE | Non-Red Flag Warning - Catastrophic Fires | equipment / facility failure | crossarm damage or failure | 1.1694e-06
HFTD - Distribution | HFTD - Distribution - 2QU CoRE ¦ 2QU LoRE | Non-Red Flag Warning - Catastrophic Fires | equipment / facility failure | fuse damage or failure | 0
HFTD - Distribution | HFTD - Distribution - 2QU CoRE ¦ 2QU LoRE | Non-Red Flag Warning - Catastrophic Fires | equipment / facility failure | insulator and brushing damage or failure | 3.9358e-07
HFTD - Distribution | HFTD - Distribution - 2QU CoRE ¦ 2QU LoRE | Non-Red Flag Warning - Catastrophic Fires | equipment / facility failure | lightning arrestor damage or failure | 1.3248e-07
HFTD - Distribution | HFTD - Distribution - 2QU CoRE ¦ 2QU LoRE | Non-Red Flag Warning - Catastrophic Fires | equipment / facility failure | other equipment / facility failure | 3.6895e-06
HFTD - Distribution | HFTD - Distribution - 2QU CoRE ¦ 2QU LoRE | Non-Red Flag Warning - Catastrophic Fires | equipment / facility failure | pole damage or failure | 1.4624e-06
HFTD - Distribution | HFTD - Distribution - 2QU CoRE ¦ 2QU LoRE | Non-Red Flag Warning - Catastrophic Fires | equipment / facility failure | recloser damage or failure | 0
HFTD - Distribution | HFTD - Distribution - 2QU CoRE ¦ 2QU LoRE | Non-Red Flag Warning - Catastrophic Fires | equipment / facility failure | sectionalizer damage or failure | 0
HFTD - Distribution | HFTD - Distribution - 2QU CoRE ¦ 2QU LoRE | Non-Red Flag Warning - Catastrophic Fires | equipment / facility failure | switch damage or failure | 0
HFTD - Distribution | HFTD - Distribution - 2QU CoRE ¦ 2QU LoRE | Non-Red Flag Warning - Catastrophic Fires | equipment / facility failure | transformer damage or failure | 2.0075e-06
HFTD - Distribution | HFTD - Distribution - 2QU CoRE ¦ 2QU LoRE | Non-Red Flag Warning - Catastrophic Fires | equipment / facility failure | voltage regulator / booster damage or failure | 0
HFTD - Distribution | HFTD - Distribution - 2QU CoRE ¦ 2QU LoRE | Non-Red Flag Warning - Catastrophic Fires | other | all other | 0.00018759
HFTD - Distribution | HFTD - Distribution - 2QU CoRE ¦ 2QU LoRE | Non-Red Flag Warning - Catastrophic Fires | unknown | unknown | 0.00036397
HFTD - Distribution | HFTD - Distribution - 2QU CoRE ¦ 2QU LoRE | Non-Red Flag Warning - Catastrophic Fires | utility work / operation | utility work / operation | 3.9293e-05
HFTD - Distribution | HFTD - Distribution - 2QU CoRE ¦ 2QU LoRE | Non-Red Flag Warning - Catastrophic Fires | vandalism / theft | vandalism / theft | 2.622e-06
HFTD - Distribution | HFTD - Distribution - 2QU CoRE ¦ 2QU LoRE | Non-Red Flag Warning - Catastrophic Fires | vegetation contact | branch (not overhanging, 4-12ft) | 4.4782e-06
HFTD - Distribution | HFTD - Distribution - 2QU CoRE ¦ 2QU LoRE | Non-Red Flag Warning - Catastrophic Fires | vegetation contact | branch (not overhanging, > 12ft) | 1.139e-05
HFTD - Distribution | HFTD - Distribution - 2QU CoRE ¦ 2QU LoRE | Non-Red Flag Warning - Catastrophic Fires | vegetation contact | branch (not overhanging, distance unknown) | 3.8881e-05
HFTD - Distribution | HFTD - Distribution - 2QU CoRE ¦ 2QU LoRE | Non-Red Flag Warning - Catastrophic Fires | vegetation contact | branch (not overhanging, within 4ft) | 1.7911e-06
HFTD - Distribution | HFTD - Distribution - 2QU CoRE ¦ 2QU LoRE | Non-Red Flag Warning - Catastrophic Fires | vegetation contact | branch (overhanging) | 7.9705e-05
HFTD - Distribution | HFTD - Distribution - 2QU CoRE ¦ 2QU LoRE | Non-Red Flag Warning - Catastrophic Fires | vegetation contact | dead | 4.1366e-05
HFTD - Distribution | HFTD - Distribution - 2QU CoRE ¦ 2QU LoRE | Non-Red Flag Warning - Catastrophic Fires | vegetation contact | fell into (moderate-severe defect) | 4.7313e-05
HFTD - Distribution | HFTD - Distribution - 2QU CoRE ¦ 2QU LoRE | Non-Red Flag Warning - Catastrophic Fires | vegetation contact | fell into (no defect) | 0.00027869
HFTD - Distribution | HFTD - Distribution - 2QU CoRE ¦ 2QU LoRE | Non-Red Flag Warning - Catastrophic Fires | vegetation contact | fell into (slight defect) | 5.849e-05
HFTD - Distribution | HFTD - Distribution - 2QU CoRE ¦ 2QU LoRE | Non-Red Flag Warning - Catastrophic Fires | vegetation contact | grow into | 5.0627e-06
HFTD - Distribution | HFTD - Distribution - 2QU CoRE ¦ 2QU LoRE | Non-Red Flag Warning - Catastrophic Fires | vegetation contact | other/unknown | 0.00024007
HFTD - Distribution | HFTD - Distribution - 2QU CoRE ¦ 2QU LoRE | Non-Red Flag Warning - Catastrophic Fires | wire-to-wire contact | wire-to-wire contact / contamination | 0.00082972
HFTD - Distribution | HFTD - Distribution - 2QU CoRE ¦ 2QU LoRE | Non-Red Flag Warning - Destructive Fires | contact from object | animal contact | 0.00017467
HFTD - Distribution | HFTD - Distribution - 2QU CoRE ¦ 2QU LoRE | Non-Red Flag Warning - Destructive Fires | contact from object | balloon contact | 2.3278e-06
HFTD - Distribution | HFTD - Distribution - 2QU CoRE ¦ 2QU LoRE | Non-Red Flag Warning - Destructive Fires | contact from object | other contact from object | 5.2952e-05
HFTD - Distribution | HFTD - Distribution - 2QU CoRE ¦ 2QU LoRE | Non-Red Flag Warning - Destructive Fires | contact from object | vehicle contact | 1.4288e-05
HFTD - Distribution | HFTD - Distribution - 2QU CoRE ¦ 2QU LoRE | Non-Red Flag Warning - Destructive Fires | contamination | contamination | 2.5415e-06
HFTD - Distribution | HFTD - Distribution - 2QU CoRE ¦ 2QU LoRE | Non-Red Flag Warning - Destructive Fires | equipment / facility failure | anchor / guy damage or failure | 0
HFTD - Distribution | HFTD - Distribution - 2QU CoRE ¦ 2QU LoRE | Non-Red Flag Warning - Destructive Fires | equipment / facility failure | capacitor bank damage or failure | 0
HFTD - Distribution | HFTD - Distribution - 2QU CoRE ¦ 2QU LoRE | Non-Red Flag Warning - Destructive Fires | equipment / facility failure | conductor damage or failure | 4.9754e-05
HFTD - Distribution | HFTD - Distribution - 2QU CoRE ¦ 2QU LoRE | Non-Red Flag Warning - Destructive Fires | equipment / facility failure | connection device damage or failure | 2.5041e-05
HFTD - Distribution | HFTD - Distribution - 2QU CoRE ¦ 2QU LoRE | Non-Red Flag Warning - Destructive Fires | equipment / facility failure | crossarm damage or failure | 4.5556e-06
HFTD - Distribution | HFTD - Distribution - 2QU CoRE ¦ 2QU LoRE | Non-Red Flag Warning - Destructive Fires | equipment / facility failure | fuse damage or failure | 0
HFTD - Distribution | HFTD - Distribution - 2QU CoRE ¦ 2QU LoRE | Non-Red Flag Warning - Destructive Fires | equipment / facility failure | insulator and brushing damage or failure | 1.3373e-06
HFTD - Distribution | HFTD - Distribution - 2QU CoRE ¦ 2QU LoRE | Non-Red Flag Warning - Destructive Fires | equipment / facility failure | lightning arrestor damage or failure | 4.6234e-07
HFTD - Distribution | HFTD - Distribution - 2QU CoRE ¦ 2QU LoRE | Non-Red Flag Warning - Destructive Fires | equipment / facility failure | other equipment / facility failure | 1.5119e-05
HFTD - Distribution | HFTD - Distribution - 2QU CoRE ¦ 2QU LoRE | Non-Red Flag Warning - Destructive Fires | equipment / facility failure | pole damage or failure | 5.3887e-06
HFTD - Distribution | HFTD - Distribution - 2QU CoRE ¦ 2QU LoRE | Non-Red Flag Warning - Destructive Fires | equipment / facility failure | recloser damage or failure | 0
HFTD - Distribution | HFTD - Distribution - 2QU CoRE ¦ 2QU LoRE | Non-Red Flag Warning - Destructive Fires | equipment / facility failure | sectionalizer damage or failure | 0
HFTD - Distribution | HFTD - Distribution - 2QU CoRE ¦ 2QU LoRE | Non-Red Flag Warning - Destructive Fires | equipment / facility failure | switch damage or failure | 0
HFTD - Distribution | HFTD - Distribution - 2QU CoRE ¦ 2QU LoRE | Non-Red Flag Warning - Destructive Fires | equipment / facility failure | transformer damage or failure | 6.9962e-06
HFTD - Distribution | HFTD - Distribution - 2QU CoRE ¦ 2QU LoRE | Non-Red Flag Warning - Destructive Fires | equipment / facility failure | voltage regulator / booster damage or failure | 0
HFTD - Distribution | HFTD - Distribution - 2QU CoRE ¦ 2QU LoRE | Non-Red Flag Warning - Destructive Fires | other | all other | 0.00013228
HFTD - Distribution | HFTD - Distribution - 2QU CoRE ¦ 2QU LoRE | Non-Red Flag Warning - Destructive Fires | unknown | unknown | 0.0002763
HFTD - Distribution | HFTD - Distribution - 2QU CoRE ¦ 2QU LoRE | Non-Red Flag Warning - Destructive Fires | utility work / operation | utility work / operation | 3.4623e-05
HFTD - Distribution | HFTD - Distribution - 2QU CoRE ¦ 2QU LoRE | Non-Red Flag Warning - Destructive Fires | vandalism / theft | vandalism / theft | 2.2431e-06
HFTD - Distribution | HFTD - Distribution - 2QU CoRE ¦ 2QU LoRE | Non-Red Flag Warning - Destructive Fires | vegetation contact | branch (not overhanging, 4-12ft) | 1.0607e-05
HFTD - Distribution | HFTD - Distribution - 2QU CoRE ¦ 2QU LoRE | Non-Red Flag Warning - Destructive Fires | vegetation contact | branch (not overhanging, > 12ft) | 2.701e-05
HFTD - Distribution | HFTD - Distribution - 2QU CoRE ¦ 2QU LoRE | Non-Red Flag Warning - Destructive Fires | vegetation contact | branch (not overhanging, distance unknown) | 9.2201e-05
HFTD - Distribution | HFTD - Distribution - 2QU CoRE ¦ 2QU LoRE | Non-Red Flag Warning - Destructive Fires | vegetation contact | branch (not overhanging, within 4ft) | 4.237e-06
HFTD - Distribution | HFTD - Distribution - 2QU CoRE ¦ 2QU LoRE | Non-Red Flag Warning - Destructive Fires | vegetation contact | branch (overhanging) | 0.00018854
HFTD - Distribution | HFTD - Distribution - 2QU CoRE ¦ 2QU LoRE | Non-Red Flag Warning - Destructive Fires | vegetation contact | dead | 9.8094e-05
HFTD - Distribution | HFTD - Distribution - 2QU CoRE ¦ 2QU LoRE | Non-Red Flag Warning - Destructive Fires | vegetation contact | fell into (moderate-severe defect) | 0.0001122
HFTD - Distribution | HFTD - Distribution - 2QU CoRE ¦ 2QU LoRE | Non-Red Flag Warning - Destructive Fires | vegetation contact | fell into (no defect) | 0.00066088
HFTD - Distribution | HFTD - Distribution - 2QU CoRE ¦ 2QU LoRE | Non-Red Flag Warning - Destructive Fires | vegetation contact | fell into (slight defect) | 0.0001387
HFTD - Distribution | HFTD - Distribution - 2QU CoRE ¦ 2QU LoRE | Non-Red Flag Warning - Destructive Fires | vegetation contact | grow into | 1.2006e-05
HFTD - Distribution | HFTD - Distribution - 2QU CoRE ¦ 2QU LoRE | Non-Red Flag Warning - Destructive Fires | vegetation contact | other/unknown | 0.00056929
HFTD - Distribution | HFTD - Distribution - 2QU CoRE ¦ 2QU LoRE | Non-Red Flag Warning - Destructive Fires | wire-to-wire contact | wire-to-wire contact / contamination | 0.00066786
HFTD - Distribution | HFTD - Distribution - 2QU CoRE ¦ 2QU LoRE | Non-Red Flag Warning - Large Fires | contact from object | animal contact | 0.001184
HFTD - Distribution | HFTD - Distribution - 2QU CoRE ¦ 2QU LoRE | Non-Red Flag Warning - Large Fires | contact from object | balloon contact | 8.5012e-06
HFTD - Distribution | HFTD - Distribution - 2QU CoRE ¦ 2QU LoRE | Non-Red Flag Warning - Large Fires | contact from object | other contact from object | 0.00031081
HFTD - Distribution | HFTD - Distribution - 2QU CoRE ¦ 2QU LoRE | Non-Red Flag Warning - Large Fires | contact from object | vehicle contact | 0.00014249
HFTD - Distribution | HFTD - Distribution - 2QU CoRE ¦ 2QU LoRE | Non-Red Flag Warning - Large Fires | contamination | contamination | 1.8792e-05
HFTD - Distribution | HFTD - Distribution - 2QU CoRE ¦ 2QU LoRE | Non-Red Flag Warning - Large Fires | equipment / facility failure | anchor / guy damage or failure | 0
HFTD - Distribution | HFTD - Distribution - 2QU CoRE ¦ 2QU LoRE | Non-Red Flag Warning - Large Fires | equipment / facility failure | capacitor bank damage or failure | 0
HFTD - Distribution | HFTD - Distribution - 2QU CoRE ¦ 2QU LoRE | Non-Red Flag Warning - Large Fires | equipment / facility failure | conductor damage or failure | 0.00049174
HFTD - Distribution | HFTD - Distribution - 2QU CoRE ¦ 2QU LoRE | Non-Red Flag Warning - Large Fires | equipment / facility failure | connection device damage or failure | 0.00020428
HFTD - Distribution | HFTD - Distribution - 2QU CoRE ¦ 2QU LoRE | Non-Red Flag Warning - Large Fires | equipment / facility failure | crossarm damage or failure | 5.6727e-05
HFTD - Distribution | HFTD - Distribution - 2QU CoRE ¦ 2QU LoRE | Non-Red Flag Warning - Large Fires | equipment / facility failure | fuse damage or failure | 0
HFTD - Distribution | HFTD - Distribution - 2QU CoRE ¦ 2QU LoRE | Non-Red Flag Warning - Large Fires | equipment / facility failure | insulator and brushing damage or failure | 1.5637e-05
HFTD - Distribution | HFTD - Distribution - 2QU CoRE ¦ 2QU LoRE | Non-Red Flag Warning - Large Fires | equipment / facility failure | lightning arrestor damage or failure | 2.4551e-06
HFTD - Distribution | HFTD - Distribution - 2QU CoRE ¦ 2QU LoRE | Non-Red Flag Warning - Large Fires | equipment / facility failure | other equipment / facility failure | 0.00014251
HFTD - Distribution | HFTD - Distribution - 2QU CoRE ¦ 2QU LoRE | Non-Red Flag Warning - Large Fires | equipment / facility failure | pole damage or failure | 6.3055e-05
HFTD - Distribution | HFTD - Distribution - 2QU CoRE ¦ 2QU LoRE | Non-Red Flag Warning - Large Fires | equipment / facility failure | recloser damage or failure | 0
HFTD - Distribution | HFTD - Distribution - 2QU CoRE ¦ 2QU LoRE | Non-Red Flag Warning - Large Fires | equipment / facility failure | sectionalizer damage or failure | 0
HFTD - Distribution | HFTD - Distribution - 2QU CoRE ¦ 2QU LoRE | Non-Red Flag Warning - Large Fires | equipment / facility failure | switch damage or failure | 0
HFTD - Distribution | HFTD - Distribution - 2QU CoRE ¦ 2QU LoRE | Non-Red Flag Warning - Large Fires | equipment / facility failure | transformer damage or failure | 4.0206e-05
HFTD - Distribution | HFTD - Distribution - 2QU CoRE ¦ 2QU LoRE | Non-Red Flag Warning - Large Fires | equipment / facility failure | voltage regulator / booster damage or failure | 0
HFTD - Distribution | HFTD - Distribution - 2QU CoRE ¦ 2QU LoRE | Non-Red Flag Warning - Large Fires | other | all other | 0.0010888
HFTD - Distribution | HFTD - Distribution - 2QU CoRE ¦ 2QU LoRE | Non-Red Flag Warning - Large Fires | unknown | unknown | 0.0019124
HFTD - Distribution | HFTD - Distribution - 2QU CoRE ¦ 2QU LoRE | Non-Red Flag Warning - Large Fires | utility work / operation | utility work / operation | 0.00015137
HFTD - Distribution | HFTD - Distribution - 2QU CoRE ¦ 2QU LoRE | Non-Red Flag Warning - Large Fires | vandalism / theft | vandalism / theft | 8.897e-06
HFTD - Distribution | HFTD - Distribution - 2QU CoRE ¦ 2QU LoRE | Non-Red Flag Warning - Large Fires | vegetation contact | branch (not overhanging, 4-12ft) | 9.8132e-05
HFTD - Distribution | HFTD - Distribution - 2QU CoRE ¦ 2QU LoRE | Non-Red Flag Warning - Large Fires | vegetation contact | branch (not overhanging, > 12ft) | 0.00024821
HFTD - Distribution | HFTD - Distribution - 2QU CoRE ¦ 2QU LoRE | Non-Red Flag Warning - Large Fires | vegetation contact | branch (not overhanging, distance unknown) | 0.0008473
HFTD - Distribution | HFTD - Distribution - 2QU CoRE ¦ 2QU LoRE | Non-Red Flag Warning - Large Fires | vegetation contact | branch (not overhanging, within 4ft) | 3.9479e-05
HFTD - Distribution | HFTD - Distribution - 2QU CoRE ¦ 2QU LoRE | Non-Red Flag Warning - Large Fires | vegetation contact | branch (overhanging) | 0.0017568
HFTD - Distribution | HFTD - Distribution - 2QU CoRE ¦ 2QU LoRE | Non-Red Flag Warning - Large Fires | vegetation contact | dead | 0.00090145
HFTD - Distribution | HFTD - Distribution - 2QU CoRE ¦ 2QU LoRE | Non-Red Flag Warning - Large Fires | vegetation contact | fell into (moderate-severe defect) | 0.0010311
HFTD - Distribution | HFTD - Distribution - 2QU CoRE ¦ 2QU LoRE | Non-Red Flag Warning - Large Fires | vegetation contact | fell into (no defect) | 0.0060732
HFTD - Distribution | HFTD - Distribution - 2QU CoRE ¦ 2QU LoRE | Non-Red Flag Warning - Large Fires | vegetation contact | fell into (slight defect) | 0.0012746
HFTD - Distribution | HFTD - Distribution - 2QU CoRE ¦ 2QU LoRE | Non-Red Flag Warning - Large Fires | vegetation contact | grow into | 0.00011033
HFTD - Distribution | HFTD - Distribution - 2QU CoRE ¦ 2QU LoRE | Non-Red Flag Warning - Large Fires | vegetation contact | other/unknown | 0.0052316
HFTD - Distribution | HFTD - Distribution - 2QU CoRE ¦ 2QU LoRE | Non-Red Flag Warning - Large Fires | wire-to-wire contact | wire-to-wire contact / contamination | 0.0038649
HFTD - Distribution | HFTD - Distribution - 2QU CoRE ¦ 2QU LoRE | Non-Red Flag Warning - Small Fires | contact from object | animal contact | 0.091285
HFTD - Distribution | HFTD - Distribution - 2QU CoRE ¦ 2QU LoRE | Non-Red Flag Warning - Small Fires | contact from object | balloon contact | 0.0014432
HFTD - Distribution | HFTD - Distribution - 2QU CoRE ¦ 2QU LoRE | Non-Red Flag Warning - Small Fires | contact from object | other contact from object | 0.030989
HFTD - Distribution | HFTD - Distribution - 2QU CoRE ¦ 2QU LoRE | Non-Red Flag Warning - Small Fires | contact from object | vehicle contact | 0.01058
HFTD - Distribution | HFTD - Distribution - 2QU CoRE ¦ 2QU LoRE | Non-Red Flag Warning - Small Fires | contamination | contamination | 0.0019184
HFTD - Distribution | HFTD - Distribution - 2QU CoRE ¦ 2QU LoRE | Non-Red Flag Warning - Small Fires | equipment / facility failure | anchor / guy damage or failure | 0
HFTD - Distribution | HFTD - Distribution - 2QU CoRE ¦ 2QU LoRE | Non-Red Flag Warning - Small Fires | equipment / facility failure | capacitor bank damage or failure | 0
HFTD - Distribution | HFTD - Distribution - 2QU CoRE ¦ 2QU LoRE | Non-Red Flag Warning - Small Fires | equipment / facility failure | conductor damage or failure | 0.13371
HFTD - Distribution | HFTD - Distribution - 2QU CoRE ¦ 2QU LoRE | Non-Red Flag Warning - Small Fires | equipment / facility failure | connection device damage or failure | 0.060869
HFTD - Distribution | HFTD - Distribution - 2QU CoRE ¦ 2QU LoRE | Non-Red Flag Warning - Small Fires | equipment / facility failure | crossarm damage or failure | 0.012592
HFTD - Distribution | HFTD - Distribution - 2QU CoRE ¦ 2QU LoRE | Non-Red Flag Warning - Small Fires | equipment / facility failure | fuse damage or failure | 0
HFTD - Distribution | HFTD - Distribution - 2QU CoRE ¦ 2QU LoRE | Non-Red Flag Warning - Small Fires | equipment / facility failure | insulator and brushing damage or failure | 0.0044088
HFTD - Distribution | HFTD - Distribution - 2QU CoRE ¦ 2QU LoRE | Non-Red Flag Warning - Small Fires | equipment / facility failure | lightning arrestor damage or failure | 0.0011873
HFTD - Distribution | HFTD - Distribution - 2QU CoRE ¦ 2QU LoRE | Non-Red Flag Warning - Small Fires | equipment / facility failure | other equipment / facility failure | 0.035631
HFTD - Distribution | HFTD - Distribution - 2QU CoRE ¦ 2QU LoRE | Non-Red Flag Warning - Small Fires | equipment / facility failure | pole damage or failure | 0.015796
HFTD - Distribution | HFTD - Distribution - 2QU CoRE ¦ 2QU LoRE | Non-Red Flag Warning - Small Fires | equipment / facility failure | recloser damage or failure | 0
HFTD - Distribution | HFTD - Distribution - 2QU CoRE ¦ 2QU LoRE | Non-Red Flag Warning - Small Fires | equipment / facility failure | sectionalizer damage or failure | 0
HFTD - Distribution | HFTD - Distribution - 2QU CoRE ¦ 2QU LoRE | Non-Red Flag Warning - Small Fires | equipment / facility failure | switch damage or failure | 0
HFTD - Distribution | HFTD - Distribution - 2QU CoRE ¦ 2QU LoRE | Non-Red Flag Warning - Small Fires | equipment / facility failure | transformer damage or failure | 0.018268
HFTD - Distribution | HFTD - Distribution - 2QU CoRE ¦ 2QU LoRE | Non-Red Flag Warning - Small Fires | equipment / facility failure | voltage regulator / booster damage or failure | 0
HFTD - Distribution | HFTD - Distribution - 2QU CoRE ¦ 2QU LoRE | Non-Red Flag Warning - Small Fires | other | all other | 0.071021
HFTD - Distribution | HFTD - Distribution - 2QU CoRE ¦ 2QU LoRE | Non-Red Flag Warning - Small Fires | unknown | unknown | 0.13816
HFTD - Distribution | HFTD - Distribution - 2QU CoRE ¦ 2QU LoRE | Non-Red Flag Warning - Small Fires | utility work / operation | utility work / operation | 0.01171
HFTD - Distribution | HFTD - Distribution - 2QU CoRE ¦ 2QU LoRE | Non-Red Flag Warning - Small Fires | vandalism / theft | vandalism / theft | 0.001218
HFTD - Distribution | HFTD - Distribution - 2QU CoRE ¦ 2QU LoRE | Non-Red Flag Warning - Small Fires | vegetation contact | branch (not overhanging, 4-12ft) | 0.015411
HFTD - Distribution | HFTD - Distribution - 2QU CoRE ¦ 2QU LoRE | Non-Red Flag Warning - Small Fires | vegetation contact | branch (not overhanging, > 12ft) | 0.038554
HFTD - Distribution | HFTD - Distribution - 2QU CoRE ¦ 2QU LoRE | Non-Red Flag Warning - Small Fires | vegetation contact | branch (not overhanging, distance unknown) | 0.13161
HFTD - Distribution | HFTD - Distribution - 2QU CoRE ¦ 2QU LoRE | Non-Red Flag Warning - Small Fires | vegetation contact | branch (not overhanging, within 4ft) | 0.0062707
HFTD - Distribution | HFTD - Distribution - 2QU CoRE ¦ 2QU LoRE | Non-Red Flag Warning - Small Fires | vegetation contact | branch (overhanging) | 0.27905
HFTD - Distribution | HFTD - Distribution - 2QU CoRE ¦ 2QU LoRE | Non-Red Flag Warning - Small Fires | vegetation contact | dead | 0.14002
HFTD - Distribution | HFTD - Distribution - 2QU CoRE ¦ 2QU LoRE | Non-Red Flag Warning - Small Fires | vegetation contact | fell into (moderate-severe defect) | 0.16015
HFTD - Distribution | HFTD - Distribution - 2QU CoRE ¦ 2QU LoRE | Non-Red Flag Warning - Small Fires | vegetation contact | fell into (no defect) | 0.94336
HFTD - Distribution | HFTD - Distribution - 2QU CoRE ¦ 2QU LoRE | Non-Red Flag Warning - Small Fires | vegetation contact | fell into (slight defect) | 0.19799
HFTD - Distribution | HFTD - Distribution - 2QU CoRE ¦ 2QU LoRE | Non-Red Flag Warning - Small Fires | vegetation contact | grow into | 0.017137
HFTD - Distribution | HFTD - Distribution - 2QU CoRE ¦ 2QU LoRE | Non-Red Flag Warning - Small Fires | vegetation contact | other/unknown | 0.81262
HFTD - Distribution | HFTD - Distribution - 2QU CoRE ¦ 2QU LoRE | Non-Red Flag Warning - Small Fires | wire-to-wire contact | wire-to-wire contact / contamination | 0.28543
HFTD - Distribution | HFTD - Distribution - 2QU CoRE ¦ 2QU LoRE | Seismic - Red Flag Warning - Catastrophic Fires | cc - seismic scenario | seismic scenario | 4.7857e-06
HFTD - Distribution | HFTD - Distribution - 2QU CoRE ¦ 2QU LoRE | Red Flag Warning - Catastrophic Fires | contact from object | animal contact | 0
HFTD - Distribution | HFTD - Distribution - 2QU CoRE ¦ 2QU LoRE | Red Flag Warning - Catastrophic Fires | contact from object | balloon contact | 0
HFTD - Distribution | HFTD - Distribution - 2QU CoRE ¦ 2QU LoRE | Red Flag Warning - Catastrophic Fires | contact from object | other contact from object | 0
HFTD - Distribution | HFTD - Distribution - 2QU CoRE ¦ 2QU LoRE | Red Flag Warning - Catastrophic Fires | contact from object | vehicle contact | 0
HFTD - Distribution | HFTD - Distribution - 2QU CoRE ¦ 2QU LoRE | Red Flag Warning - Catastrophic Fires | contamination | contamination | 0
HFTD - Distribution | HFTD - Distribution - 2QU CoRE ¦ 2QU LoRE | Red Flag Warning - Catastrophic Fires | equipment / facility failure | anchor / guy damage or failure | 0
HFTD - Distribution | HFTD - Distribution - 2QU CoRE ¦ 2QU LoRE | Red Flag Warning - Catastrophic Fires | equipment / facility failure | capacitor bank damage or failure | 0
HFTD - Distribution | HFTD - Distribution - 2QU CoRE ¦ 2QU LoRE | Red Flag Warning - Catastrophic Fires | equipment / facility failure | conductor damage or failure | 0.0060971
HFTD - Distribution | HFTD - Distribution - 2QU CoRE ¦ 2QU LoRE | Red Flag Warning - Catastrophic Fires | equipment / facility failure | connection device damage or failure | 0.0019037
HFTD - Distribution | HFTD - Distribution - 2QU CoRE ¦ 2QU LoRE | Red Flag Warning - Catastrophic Fires | equipment / facility failure | crossarm damage or failure | 0.00049485
HFTD - Distribution | HFTD - Distribution - 2QU CoRE ¦ 2QU LoRE | Red Flag Warning - Catastrophic Fires | equipment / facility failure | fuse damage or failure | 0
HFTD - Distribution | HFTD - Distribution - 2QU CoRE ¦ 2QU LoRE | Red Flag Warning - Catastrophic Fires | equipment / facility failure | insulator and brushing damage or failure | 0.00035291
HFTD - Distribution | HFTD - Distribution - 2QU CoRE ¦ 2QU LoRE | Red Flag Warning - Catastrophic Fires | equipment / facility failure | lightning arrestor damage or failure | 8.3323e-05
HFTD - Distribution | HFTD - Distribution - 2QU CoRE ¦ 2QU LoRE | Red Flag Warning - Catastrophic Fires | equipment / facility failure | other equipment / facility failure | 0.00053406
HFTD - Distribution | HFTD - Distribution - 2QU CoRE ¦ 2QU LoRE | Red Flag Warning - Catastrophic Fires | equipment / facility failure | pole damage or failure | 0.00027209
HFTD - Distribution | HFTD - Distribution - 2QU CoRE ¦ 2QU LoRE | Red Flag Warning - Catastrophic Fires | equipment / facility failure | recloser damage or failure | 0
HFTD - Distribution | HFTD - Distribution - 2QU CoRE ¦ 2QU LoRE | Red Flag Warning - Catastrophic Fires | equipment / facility failure | sectionalizer damage or failure | 0
HFTD - Distribution | HFTD - Distribution - 2QU CoRE ¦ 2QU LoRE | Red Flag Warning - Catastrophic Fires | equipment / facility failure | switch damage or failure | 0
HFTD - Distribution | HFTD - Distribution - 2QU CoRE ¦ 2QU LoRE | Red Flag Warning - Catastrophic Fires | equipment / facility failure | transformer damage or failure | 0.00018248
HFTD - Distribution | HFTD - Distribution - 2QU CoRE ¦ 2QU LoRE | Red Flag Warning - Catastrophic Fires | equipment / facility failure | voltage regulator / booster damage or failure | 0
HFTD - Distribution | HFTD - Distribution - 2QU CoRE ¦ 2QU LoRE | Red Flag Warning - Catastrophic Fires | other | all other | 0
HFTD - Distribution | HFTD - Distribution - 2QU CoRE ¦ 2QU LoRE | Red Flag Warning - Catastrophic Fires | unknown | unknown | 0
HFTD - Distribution | HFTD - Distribution - 2QU CoRE ¦ 2QU LoRE | Red Flag Warning - Catastrophic Fires | utility work / operation | utility work / operation | 0
HFTD - Distribution | HFTD - Distribution - 2QU CoRE ¦ 2QU LoRE | Red Flag Warning - Catastrophic Fires | vandalism / theft | vandalism / theft | 0
HFTD - Distribution | HFTD - Distribution - 2QU CoRE ¦ 2QU LoRE | Red Flag Warning - Catastrophic Fires | vegetation contact | branch (not overhanging, 4-12ft) | 0.00071588
HFTD - Distribution | HFTD - Distribution - 2QU CoRE ¦ 2QU LoRE | Red Flag Warning - Catastrophic Fires | vegetation contact | branch (not overhanging, > 12ft) | 0.0011798
HFTD - Distribution | HFTD - Distribution - 2QU CoRE ¦ 2QU LoRE | Red Flag Warning - Catastrophic Fires | vegetation contact | branch (not overhanging, distance unknown) | 0.0057024
HFTD - Distribution | HFTD - Distribution - 2QU CoRE ¦ 2QU LoRE | Red Flag Warning - Catastrophic Fires | vegetation contact | branch (not overhanging, within 4ft) | 0.00016372
HFTD - Distribution | HFTD - Distribution - 2QU CoRE ¦ 2QU LoRE | Red Flag Warning - Catastrophic Fires | vegetation contact | branch (overhanging) | 0.0096597
HFTD - Distribution | HFTD - Distribution - 2QU CoRE ¦ 2QU LoRE | Red Flag Warning - Catastrophic Fires | vegetation contact | dead | 0.0043259
HFTD - Distribution | HFTD - Distribution - 2QU CoRE ¦ 2QU LoRE | Red Flag Warning - Catastrophic Fires | vegetation contact | fell into (moderate-severe defect) | 0.0035533
HFTD - Distribution | HFTD - Distribution - 2QU CoRE ¦ 2QU LoRE | Red Flag Warning - Catastrophic Fires | vegetation contact | fell into (no defect) | 0.014551
HFTD - Distribution | HFTD - Distribution - 2QU CoRE ¦ 2QU LoRE | Red Flag Warning - Catastrophic Fires | vegetation contact | fell into (slight defect) | 0.0038298
HFTD - Distribution | HFTD - Distribution - 2QU CoRE ¦ 2QU LoRE | Red Flag Warning - Catastrophic Fires | vegetation contact | grow into | 0.00040314
HFTD - Distribution | HFTD - Distribution - 2QU CoRE ¦ 2QU LoRE | Red Flag Warning - Catastrophic Fires | vegetation contact | other/unknown | 0.019663
HFTD - Distribution | HFTD - Distribution - 2QU CoRE ¦ 2QU LoRE | Red Flag Warning - Catastrophic Fires | wire-to-wire contact | wire-to-wire contact / contamination | 0
HFTD - Distribution | HFTD - Distribution - 2QU CoRE ¦ 2QU LoRE | Red Flag Warning - Destructive Fires | contact from object | animal contact | 0
HFTD - Distribution | HFTD - Distribution - 2QU CoRE ¦ 2QU LoRE | Red Flag Warning - Destructive Fires | contact from object | balloon contact | 0
HFTD - Distribution | HFTD - Distribution - 2QU CoRE ¦ 2QU LoRE | Red Flag Warning - Destructive Fires | contact from object | other contact from object | 0
HFTD - Distribution | HFTD - Distribution - 2QU CoRE ¦ 2QU LoRE | Red Flag Warning - Destructive Fires | contact from object | vehicle contact | 0
HFTD - Distribution | HFTD - Distribution - 2QU CoRE ¦ 2QU LoRE | Red Flag Warning - Destructive Fires | contamination | contamination | 0
HFTD - Distribution | HFTD - Distribution - 2QU CoRE ¦ 2QU LoRE | Red Flag Warning - Destructive Fires | equipment / facility failure | anchor / guy damage or failure | 0
HFTD - Distribution | HFTD - Distribution - 2QU CoRE ¦ 2QU LoRE | Red Flag Warning - Destructive Fires | equipment / facility failure | capacitor bank damage or failure | 0
HFTD - Distribution | HFTD - Distribution - 2QU CoRE ¦ 2QU LoRE | Red Flag Warning - Destructive Fires | equipment / facility failure | conductor damage or failure | 0.0011713
HFTD - Distribution | HFTD - Distribution - 2QU CoRE ¦ 2QU LoRE | Red Flag Warning - Destructive Fires | equipment / facility failure | connection device damage or failure | 0.000405
HFTD - Distribution | HFTD - Distribution - 2QU CoRE ¦ 2QU LoRE | Red Flag Warning - Destructive Fires | equipment / facility failure | crossarm damage or failure | 9.8001e-05
HFTD - Distribution | HFTD - Distribution - 2QU CoRE ¦ 2QU LoRE | Red Flag Warning - Destructive Fires | equipment / facility failure | fuse damage or failure | 0
HFTD - Distribution | HFTD - Distribution - 2QU CoRE ¦ 2QU LoRE | Red Flag Warning - Destructive Fires | equipment / facility failure | insulator and brushing damage or failure | 6.0957e-05
HFTD - Distribution | HFTD - Distribution - 2QU CoRE ¦ 2QU LoRE | Red Flag Warning - Destructive Fires | equipment / facility failure | lightning arrestor damage or failure | 1.4782e-05
HFTD - Distribution | HFTD - Distribution - 2QU CoRE ¦ 2QU LoRE | Red Flag Warning - Destructive Fires | equipment / facility failure | other equipment / facility failure | 0.00011125
HFTD - Distribution | HFTD - Distribution - 2QU CoRE ¦ 2QU LoRE | Red Flag Warning - Destructive Fires | equipment / facility failure | pole damage or failure | 5.0967e-05
HFTD - Distribution | HFTD - Distribution - 2QU CoRE ¦ 2QU LoRE | Red Flag Warning - Destructive Fires | equipment / facility failure | recloser damage or failure | 0
HFTD - Distribution | HFTD - Distribution - 2QU CoRE ¦ 2QU LoRE | Red Flag Warning - Destructive Fires | equipment / facility failure | sectionalizer damage or failure | 0
HFTD - Distribution | HFTD - Distribution - 2QU CoRE ¦ 2QU LoRE | Red Flag Warning - Destructive Fires | equipment / facility failure | switch damage or failure | 0
HFTD - Distribution | HFTD - Distribution - 2QU CoRE ¦ 2QU LoRE | Red Flag Warning - Destructive Fires | equipment / facility failure | transformer damage or failure | 3.2327e-05
HFTD - Distribution | HFTD - Distribution - 2QU CoRE ¦ 2QU LoRE | Red Flag Warning - Destructive Fires | equipment / facility failure | voltage regulator / booster damage or failure | 0
HFTD - Distribution | HFTD - Distribution - 2QU CoRE ¦ 2QU LoRE | Red Flag Warning - Destructive Fires | other | all other | 0
HFTD - Distribution | HFTD - Distribution - 2QU CoRE ¦ 2QU LoRE | Red Flag Warning - Destructive Fires | unknown | unknown | 0
HFTD - Distribution | HFTD - Distribution - 2QU CoRE ¦ 2QU LoRE | Red Flag Warning - Destructive Fires | utility work / operation | utility work / operation | 0
HFTD - Distribution | HFTD - Distribution - 2QU CoRE ¦ 2QU LoRE | Red Flag Warning - Destructive Fires | vandalism / theft | vandalism / theft | 0
HFTD - Distribution | HFTD - Distribution - 2QU CoRE ¦ 2QU LoRE | Red Flag Warning - Destructive Fires | vegetation contact | branch (not overhanging, 4-12ft) | 8.6195e-05
HFTD - Distribution | HFTD - Distribution - 2QU CoRE ¦ 2QU LoRE | Red Flag Warning - Destructive Fires | vegetation contact | branch (not overhanging, > 12ft) | 0.00014222
HFTD - Distribution | HFTD - Distribution - 2QU CoRE ¦ 2QU LoRE | Red Flag Warning - Destructive Fires | vegetation contact | branch (not overhanging, distance unknown) | 0.00068742
HFTD - Distribution | HFTD - Distribution - 2QU CoRE ¦ 2QU LoRE | Red Flag Warning - Destructive Fires | vegetation contact | branch (not overhanging, within 4ft) | 1.9688e-05
HFTD - Distribution | HFTD - Distribution - 2QU CoRE ¦ 2QU LoRE | Red Flag Warning - Destructive Fires | vegetation contact | branch (overhanging) | 0.0011616
HFTD - Distribution | HFTD - Distribution - 2QU CoRE ¦ 2QU LoRE | Red Flag Warning - Destructive Fires | vegetation contact | dead | 0.00052149
HFTD - Distribution | HFTD - Distribution - 2QU CoRE ¦ 2QU LoRE | Red Flag Warning - Destructive Fires | vegetation contact | fell into (moderate-severe defect) | 0.00042834
HFTD - Distribution | HFTD - Distribution - 2QU CoRE ¦ 2QU LoRE | Red Flag Warning - Destructive Fires | vegetation contact | fell into (no defect) | 0.0017541
HFTD - Distribution | HFTD - Distribution - 2QU CoRE ¦ 2QU LoRE | Red Flag Warning - Destructive Fires | vegetation contact | fell into (slight defect) | 0.00046168
HFTD - Distribution | HFTD - Distribution - 2QU CoRE ¦ 2QU LoRE | Red Flag Warning - Destructive Fires | vegetation contact | grow into | 4.8598e-05
HFTD - Distribution | HFTD - Distribution - 2QU CoRE ¦ 2QU LoRE | Red Flag Warning - Destructive Fires | vegetation contact | other/unknown | 0.0023704
HFTD - Distribution | HFTD - Distribution - 2QU CoRE ¦ 2QU LoRE | Red Flag Warning - Destructive Fires | wire-to-wire contact | wire-to-wire contact / contamination | 0
HFTD - Distribution | HFTD - Distribution - 2QU CoRE ¦ 2QU LoRE | Red Flag Warning - Large Fires | contact from object | animal contact | 0
HFTD - Distribution | HFTD - Distribution - 2QU CoRE ¦ 2QU LoRE | Red Flag Warning - Large Fires | contact from object | balloon contact | 0
HFTD - Distribution | HFTD - Distribution - 2QU CoRE ¦ 2QU LoRE | Red Flag Warning - Large Fires | contact from object | other contact from object | 0
HFTD - Distribution | HFTD - Distribution - 2QU CoRE ¦ 2QU LoRE | Red Flag Warning - Large Fires | contact from object | vehicle contact | 0
HFTD - Distribution | HFTD - Distribution - 2QU CoRE ¦ 2QU LoRE | Red Flag Warning - Large Fires | contamination | contamination | 0
HFTD - Distribution | HFTD - Distribution - 2QU CoRE ¦ 2QU LoRE | Red Flag Warning - Large Fires | equipment / facility failure | anchor / guy damage or failure | 0
HFTD - Distribution | HFTD - Distribution - 2QU CoRE ¦ 2QU LoRE | Red Flag Warning - Large Fires | equipment / facility failure | capacitor bank damage or failure | 0
HFTD - Distribution | HFTD - Distribution - 2QU CoRE ¦ 2QU LoRE | Red Flag Warning - Large Fires | equipment / facility failure | conductor damage or failure | 0.0062545
HFTD - Distribution | HFTD - Distribution - 2QU CoRE ¦ 2QU LoRE | Red Flag Warning - Large Fires | equipment / facility failure | connection device damage or failure | 0.0017851
HFTD - Distribution | HFTD - Distribution - 2QU CoRE ¦ 2QU LoRE | Red Flag Warning - Large Fires | equipment / facility failure | crossarm damage or failure | 0.00065933
HFTD - Distribution | HFTD - Distribution - 2QU CoRE ¦ 2QU LoRE | Red Flag Warning - Large Fires | equipment / facility failure | fuse damage or failure | 0
HFTD - Distribution | HFTD - Distribution - 2QU CoRE ¦ 2QU LoRE | Red Flag Warning - Large Fires | equipment / facility failure | insulator and brushing damage or failure | 0.00038511
HFTD - Distribution | HFTD - Distribution - 2QU CoRE ¦ 2QU LoRE | Red Flag Warning - Large Fires | equipment / facility failure | lightning arrestor damage or failure | 4.2411e-05
HFTD - Distribution | HFTD - Distribution - 2QU CoRE ¦ 2QU LoRE | Red Flag Warning - Large Fires | equipment / facility failure | other equipment / facility failure | 0.00056659
HFTD - Distribution | HFTD - Distribution - 2QU CoRE ¦ 2QU LoRE | Red Flag Warning - Large Fires | equipment / facility failure | pole damage or failure | 0.00032223
HFTD - Distribution | HFTD - Distribution - 2QU CoRE ¦ 2QU LoRE | Red Flag Warning - Large Fires | equipment / facility failure | recloser damage or failure | 0
HFTD - Distribution | HFTD - Distribution - 2QU CoRE ¦ 2QU LoRE | Red Flag Warning - Large Fires | equipment / facility failure | sectionalizer damage or failure | 0
HFTD - Distribution | HFTD - Distribution - 2QU CoRE ¦ 2QU LoRE | Red Flag Warning - Large Fires | equipment / facility failure | switch damage or failure | 0
HFTD - Distribution | HFTD - Distribution - 2QU CoRE ¦ 2QU LoRE | Red Flag Warning - Large Fires | equipment / facility failure | transformer damage or failure | 0.00010038
HFTD - Distribution | HFTD - Distribution - 2QU CoRE ¦ 2QU LoRE | Red Flag Warning - Large Fires | equipment / facility failure | voltage regulator / booster damage or failure | 0
HFTD - Distribution | HFTD - Distribution - 2QU CoRE ¦ 2QU LoRE | Red Flag Warning - Large Fires | other | all other | 0
HFTD - Distribution | HFTD - Distribution - 2QU CoRE ¦ 2QU LoRE | Red Flag Warning - Large Fires | unknown | unknown | 0
HFTD - Distribution | HFTD - Distribution - 2QU CoRE ¦ 2QU LoRE | Red Flag Warning - Large Fires | utility work / operation | utility work / operation | 0
HFTD - Distribution | HFTD - Distribution - 2QU CoRE ¦ 2QU LoRE | Red Flag Warning - Large Fires | vandalism / theft | vandalism / theft | 0
HFTD - Distribution | HFTD - Distribution - 2QU CoRE ¦ 2QU LoRE | Red Flag Warning - Large Fires | vegetation contact | branch (not overhanging, 4-12ft) | 0.00043086
HFTD - Distribution | HFTD - Distribution - 2QU CoRE ¦ 2QU LoRE | Red Flag Warning - Large Fires | vegetation contact | branch (not overhanging, > 12ft) | 0.00070616
HFTD - Distribution | HFTD - Distribution - 2QU CoRE ¦ 2QU LoRE | Red Flag Warning - Large Fires | vegetation contact | branch (not overhanging, distance unknown) | 0.0034131
HFTD - Distribution | HFTD - Distribution - 2QU CoRE ¦ 2QU LoRE | Red Flag Warning - Large Fires | vegetation contact | branch (not overhanging, within 4ft) | 9.9117e-05
HFTD - Distribution | HFTD - Distribution - 2QU CoRE ¦ 2QU LoRE | Red Flag Warning - Large Fires | vegetation contact | branch (overhanging) | 0.0058479
HFTD - Distribution | HFTD - Distribution - 2QU CoRE ¦ 2QU LoRE | Red Flag Warning - Large Fires | vegetation contact | dead | 0.0025893
HFTD - Distribution | HFTD - Distribution - 2QU CoRE ¦ 2QU LoRE | Red Flag Warning - Large Fires | vegetation contact | fell into (moderate-severe defect) | 0.0021268
HFTD - Distribution | HFTD - Distribution - 2QU CoRE ¦ 2QU LoRE | Red Flag Warning - Large Fires | vegetation contact | fell into (no defect) | 0.0087093
HFTD - Distribution | HFTD - Distribution - 2QU CoRE ¦ 2QU LoRE | Red Flag Warning - Large Fires | vegetation contact | fell into (slight defect) | 0.0022923
HFTD - Distribution | HFTD - Distribution - 2QU CoRE ¦ 2QU LoRE | Red Flag Warning - Large Fires | vegetation contact | grow into | 0.0002413
HFTD - Distribution | HFTD - Distribution - 2QU CoRE ¦ 2QU LoRE | Red Flag Warning - Large Fires | vegetation contact | other/unknown | 0.011769
HFTD - Distribution | HFTD - Distribution - 2QU CoRE ¦ 2QU LoRE | Red Flag Warning - Large Fires | wire-to-wire contact | wire-to-wire contact / contamination | 0
HFTD - Distribution | HFTD - Distribution - 2QU CoRE ¦ 2QU LoRE | Red Flag Warning - Small Fires | contact from object | animal contact | 0.0017193
HFTD - Distribution | HFTD - Distribution - 2QU CoRE ¦ 2QU LoRE | Red Flag Warning - Small Fires | contact from object | balloon contact | 4.7754e-05
HFTD - Distribution | HFTD - Distribution - 2QU CoRE ¦ 2QU LoRE | Red Flag Warning - Small Fires | contact from object | other contact from object | 0.0010575
HFTD - Distribution | HFTD - Distribution - 2QU CoRE ¦ 2QU LoRE | Red Flag Warning - Small Fires | contact from object | vehicle contact | 0.0004292
HFTD - Distribution | HFTD - Distribution - 2QU CoRE ¦ 2QU LoRE | Red Flag Warning - Small Fires | contamination | contamination | 2.0424e-05
HFTD - Distribution | HFTD - Distribution - 2QU CoRE ¦ 2QU LoRE | Red Flag Warning - Small Fires | equipment / facility failure | anchor / guy damage or failure | 0
HFTD - Distribution | HFTD - Distribution - 2QU CoRE ¦ 2QU LoRE | Red Flag Warning - Small Fires | equipment / facility failure | capacitor bank damage or failure | 0
HFTD - Distribution | HFTD - Distribution - 2QU CoRE ¦ 2QU LoRE | Red Flag Warning - Small Fires | equipment / facility failure | conductor damage or failure | 0.026508
HFTD - Distribution | HFTD - Distribution - 2QU CoRE ¦ 2QU LoRE | Red Flag Warning - Small Fires | equipment / facility failure | connection device damage or failure | 0.0082907
HFTD - Distribution | HFTD - Distribution - 2QU CoRE ¦ 2QU LoRE | Red Flag Warning - Small Fires | equipment / facility failure | crossarm damage or failure | 0.0022812
HFTD - Distribution | HFTD - Distribution - 2QU CoRE ¦ 2QU LoRE | Red Flag Warning - Small Fires | equipment / facility failure | fuse damage or failure | 0
HFTD - Distribution | HFTD - Distribution - 2QU CoRE ¦ 2QU LoRE | Red Flag Warning - Small Fires | equipment / facility failure | insulator and brushing damage or failure | 0.0016924
HFTD - Distribution | HFTD - Distribution - 2QU CoRE ¦ 2QU LoRE | Red Flag Warning - Small Fires | equipment / facility failure | lightning arrestor damage or failure | 0.0003197
HFTD - Distribution | HFTD - Distribution - 2QU CoRE ¦ 2QU LoRE | Red Flag Warning - Small Fires | equipment / facility failure | other equipment / facility failure | 0.002208
HFTD - Distribution | HFTD - Distribution - 2QU CoRE ¦ 2QU LoRE | Red Flag Warning - Small Fires | equipment / facility failure | pole damage or failure | 0.0012582
HFTD - Distribution | HFTD - Distribution - 2QU CoRE ¦ 2QU LoRE | Red Flag Warning - Small Fires | equipment / facility failure | recloser damage or failure | 0
HFTD - Distribution | HFTD - Distribution - 2QU CoRE ¦ 2QU LoRE | Red Flag Warning - Small Fires | equipment / facility failure | sectionalizer damage or failure | 0
HFTD - Distribution | HFTD - Distribution - 2QU CoRE ¦ 2QU LoRE | Red Flag Warning - Small Fires | equipment / facility failure | switch damage or failure | 0
HFTD - Distribution | HFTD - Distribution - 2QU CoRE ¦ 2QU LoRE | Red Flag Warning - Small Fires | equipment / facility failure | transformer damage or failure | 0.00071088
HFTD - Distribution | HFTD - Distribution - 2QU CoRE ¦ 2QU LoRE | Red Flag Warning - Small Fires | equipment / facility failure | voltage regulator / booster damage or failure | 0
HFTD - Distribution | HFTD - Distribution - 2QU CoRE ¦ 2QU LoRE | Red Flag Warning - Small Fires | other | all other | 0.0021008
HFTD - Distribution | HFTD - Distribution - 2QU CoRE ¦ 2QU LoRE | Red Flag Warning - Small Fires | unknown | unknown | 0.0058186
HFTD - Distribution | HFTD - Distribution - 2QU CoRE ¦ 2QU LoRE | Red Flag Warning - Small Fires | utility work / operation | utility work / operation | 0.00031054
HFTD - Distribution | HFTD - Distribution - 2QU CoRE ¦ 2QU LoRE | Red Flag Warning - Small Fires | vandalism / theft | vandalism / theft | 2.0299e-05
HFTD - Distribution | HFTD - Distribution - 2QU CoRE ¦ 2QU LoRE | Red Flag Warning - Small Fires | vegetation contact | branch (not overhanging, 4-12ft) | 0.0060782
HFTD - Distribution | HFTD - Distribution - 2QU CoRE ¦ 2QU LoRE | Red Flag Warning - Small Fires | vegetation contact | branch (not overhanging, > 12ft) | 0.0098533
HFTD - Distribution | HFTD - Distribution - 2QU CoRE ¦ 2QU LoRE | Red Flag Warning - Small Fires | vegetation contact | branch (not overhanging, distance unknown) | 0.047624
HFTD - Distribution | HFTD - Distribution - 2QU CoRE ¦ 2QU LoRE | Red Flag Warning - Small Fires | vegetation contact | branch (not overhanging, within 4ft) | 0.0014142
HFTD - Distribution | HFTD - Distribution - 2QU CoRE ¦ 2QU LoRE | Red Flag Warning - Small Fires | vegetation contact | branch (overhanging) | 0.083439
HFTD - Distribution | HFTD - Distribution - 2QU CoRE ¦ 2QU LoRE | Red Flag Warning - Small Fires | vegetation contact | dead | 0.036129
HFTD - Distribution | HFTD - Distribution - 2QU CoRE ¦ 2QU LoRE | Red Flag Warning - Small Fires | vegetation contact | fell into (moderate-severe defect) | 0.029675
HFTD - Distribution | HFTD - Distribution - 2QU CoRE ¦ 2QU LoRE | Red Flag Warning - Small Fires | vegetation contact | fell into (no defect) | 0.12152
HFTD - Distribution | HFTD - Distribution - 2QU CoRE ¦ 2QU LoRE | Red Flag Warning - Small Fires | vegetation contact | fell into (slight defect) | 0.031985
HFTD - Distribution | HFTD - Distribution - 2QU CoRE ¦ 2QU LoRE | Red Flag Warning - Small Fires | vegetation contact | grow into | 0.0033669
HFTD - Distribution | HFTD - Distribution - 2QU CoRE ¦ 2QU LoRE | Red Flag Warning - Small Fires | vegetation contact | other/unknown | 0.16422
HFTD - Distribution | HFTD - Distribution - 2QU CoRE ¦ 2QU LoRE | Red Flag Warning - Small Fires | wire-to-wire contact | wire-to-wire contact / contamination | 0.0094447
HFTD - Distribution | HFTD - Distribution - 2QU CoRE ¦ 3QU LoRE | Seismic - Non-Red Flag Warning - Catastrophic Fires | cc - seismic scenario | seismic scenario | 2.0728e-07
HFTD - Distribution | HFTD - Distribution - 2QU CoRE ¦ 3QU LoRE | Non-Red Flag Warning - Catastrophic Fires | contact from object | animal contact | 0.00030334
HFTD - Distribution | HFTD - Distribution - 2QU CoRE ¦ 3QU LoRE | Non-Red Flag Warning - Catastrophic Fires | contact from object | balloon contact | 1.452e-05
HFTD - Distribution | HFTD - Distribution - 2QU CoRE ¦ 3QU LoRE | Non-Red Flag Warning - Catastrophic Fires | contact from object | other contact from object | 8.8478e-05
HFTD - Distribution | HFTD - Distribution - 2QU CoRE ¦ 3QU LoRE | Non-Red Flag Warning - Catastrophic Fires | contact from object | vehicle contact | 8.643e-05
HFTD - Distribution | HFTD - Distribution - 2QU CoRE ¦ 3QU LoRE | Non-Red Flag Warning - Catastrophic Fires | contamination | contamination | 1.0211e-06
HFTD - Distribution | HFTD - Distribution - 2QU CoRE ¦ 3QU LoRE | Non-Red Flag Warning - Catastrophic Fires | equipment / facility failure | anchor / guy damage or failure | 0
HFTD - Distribution | HFTD - Distribution - 2QU CoRE ¦ 3QU LoRE | Non-Red Flag Warning - Catastrophic Fires | equipment / facility failure | capacitor bank damage or failure | 0
HFTD - Distribution | HFTD - Distribution - 2QU CoRE ¦ 3QU LoRE | Non-Red Flag Warning - Catastrophic Fires | equipment / facility failure | conductor damage or failure | 1.1992e-05
HFTD - Distribution | HFTD - Distribution - 2QU CoRE ¦ 3QU LoRE | Non-Red Flag Warning - Catastrophic Fires | equipment / facility failure | connection device damage or failure | 5.2122e-06
HFTD - Distribution | HFTD - Distribution - 2QU CoRE ¦ 3QU LoRE | Non-Red Flag Warning - Catastrophic Fires | equipment / facility failure | crossarm damage or failure | 8.5839e-07
HFTD - Distribution | HFTD - Distribution - 2QU CoRE ¦ 3QU LoRE | Non-Red Flag Warning - Catastrophic Fires | equipment / facility failure | fuse damage or failure | 1.9763e-07
HFTD - Distribution | HFTD - Distribution - 2QU CoRE ¦ 3QU LoRE | Non-Red Flag Warning - Catastrophic Fires | equipment / facility failure | insulator and brushing damage or failure | 1.3751e-07
HFTD - Distribution | HFTD - Distribution - 2QU CoRE ¦ 3QU LoRE | Non-Red Flag Warning - Catastrophic Fires | equipment / facility failure | lightning arrestor damage or failure | 0
HFTD - Distribution | HFTD - Distribution - 2QU CoRE ¦ 3QU LoRE | Non-Red Flag Warning - Catastrophic Fires | equipment / facility failure | other equipment / facility failure | 2.0999e-06
HFTD - Distribution | HFTD - Distribution - 2QU CoRE ¦ 3QU LoRE | Non-Red Flag Warning - Catastrophic Fires | equipment / facility failure | pole damage or failure | 8.0455e-07
HFTD - Distribution | HFTD - Distribution - 2QU CoRE ¦ 3QU LoRE | Non-Red Flag Warning - Catastrophic Fires | equipment / facility failure | recloser damage or failure | 0
HFTD - Distribution | HFTD - Distribution - 2QU CoRE ¦ 3QU LoRE | Non-Red Flag Warning - Catastrophic Fires | equipment / facility failure | sectionalizer damage or failure | 0
HFTD - Distribution | HFTD - Distribution - 2QU CoRE ¦ 3QU LoRE | Non-Red Flag Warning - Catastrophic Fires | equipment / facility failure | switch damage or failure | 0
HFTD - Distribution | HFTD - Distribution - 2QU CoRE ¦ 3QU LoRE | Non-Red Flag Warning - Catastrophic Fires | equipment / facility failure | transformer damage or failure | 8.6475e-09
HFTD - Distribution | HFTD - Distribution - 2QU CoRE ¦ 3QU LoRE | Non-Red Flag Warning - Catastrophic Fires | equipment / facility failure | voltage regulator / booster damage or failure | 0
HFTD - Distribution | HFTD - Distribution - 2QU CoRE ¦ 3QU LoRE | Non-Red Flag Warning - Catastrophic Fires | other | all other | 0.00028957
HFTD - Distribution | HFTD - Distribution - 2QU CoRE ¦ 3QU LoRE | Non-Red Flag Warning - Catastrophic Fires | unknown | unknown | 0.00054543
HFTD - Distribution | HFTD - Distribution - 2QU CoRE ¦ 3QU LoRE | Non-Red Flag Warning - Catastrophic Fires | utility work / operation | utility work / operation | 4.9045e-05
HFTD - Distribution | HFTD - Distribution - 2QU CoRE ¦ 3QU LoRE | Non-Red Flag Warning - Catastrophic Fires | vandalism / theft | vandalism / theft | 1.3671e-06
HFTD - Distribution | HFTD - Distribution - 2QU CoRE ¦ 3QU LoRE | Non-Red Flag Warning - Catastrophic Fires | vegetation contact | branch (not overhanging, 4-12ft) | 3.9853e-06
HFTD - Distribution | HFTD - Distribution - 2QU CoRE ¦ 3QU LoRE | Non-Red Flag Warning - Catastrophic Fires | vegetation contact | branch (not overhanging, > 12ft) | 9.8938e-06
HFTD - Distribution | HFTD - Distribution - 2QU CoRE ¦ 3QU LoRE | Non-Red Flag Warning - Catastrophic Fires | vegetation contact | branch (not overhanging, distance unknown) | 3.3774e-05
HFTD - Distribution | HFTD - Distribution - 2QU CoRE ¦ 3QU LoRE | Non-Red Flag Warning - Catastrophic Fires | vegetation contact | branch (not overhanging, within 4ft) | 1.6344e-06
HFTD - Distribution | HFTD - Distribution - 2QU CoRE ¦ 3QU LoRE | Non-Red Flag Warning - Catastrophic Fires | vegetation contact | branch (overhanging) | 7.2732e-05
HFTD - Distribution | HFTD - Distribution - 2QU CoRE ¦ 3QU LoRE | Non-Red Flag Warning - Catastrophic Fires | vegetation contact | dead | 3.5932e-05
HFTD - Distribution | HFTD - Distribution - 2QU CoRE ¦ 3QU LoRE | Non-Red Flag Warning - Catastrophic Fires | vegetation contact | fell into (moderate-severe defect) | 4.1099e-05
HFTD - Distribution | HFTD - Distribution - 2QU CoRE ¦ 3QU LoRE | Non-Red Flag Warning - Catastrophic Fires | vegetation contact | fell into (no defect) | 0.00024208
HFTD - Distribution | HFTD - Distribution - 2QU CoRE ¦ 3QU LoRE | Non-Red Flag Warning - Catastrophic Fires | vegetation contact | fell into (slight defect) | 5.0807e-05
HFTD - Distribution | HFTD - Distribution - 2QU CoRE ¦ 3QU LoRE | Non-Red Flag Warning - Catastrophic Fires | vegetation contact | grow into | 4.3977e-06
HFTD - Distribution | HFTD - Distribution - 2QU CoRE ¦ 3QU LoRE | Non-Red Flag Warning - Catastrophic Fires | vegetation contact | other/unknown | 0.00020853
HFTD - Distribution | HFTD - Distribution - 2QU CoRE ¦ 3QU LoRE | Non-Red Flag Warning - Catastrophic Fires | wire-to-wire contact | wire-to-wire contact / contamination | 0.00090777
HFTD - Distribution | HFTD - Distribution - 2QU CoRE ¦ 3QU LoRE | Non-Red Flag Warning - Destructive Fires | contact from object | animal contact | 0.00021164
HFTD - Distribution | HFTD - Distribution - 2QU CoRE ¦ 3QU LoRE | Non-Red Flag Warning - Destructive Fires | contact from object | balloon contact | 9.4271e-06
HFTD - Distribution | HFTD - Distribution - 2QU CoRE ¦ 3QU LoRE | Non-Red Flag Warning - Destructive Fires | contact from object | other contact from object | 5.6864e-05
HFTD - Distribution | HFTD - Distribution - 2QU CoRE ¦ 3QU LoRE | Non-Red Flag Warning - Destructive Fires | contact from object | vehicle contact | 5.3383e-05
HFTD - Distribution | HFTD - Distribution - 2QU CoRE ¦ 3QU LoRE | Non-Red Flag Warning - Destructive Fires | contamination | contamination | 5.9645e-07
HFTD - Distribution | HFTD - Distribution - 2QU CoRE ¦ 3QU LoRE | Non-Red Flag Warning - Destructive Fires | equipment / facility failure | anchor / guy damage or failure | 0
HFTD - Distribution | HFTD - Distribution - 2QU CoRE ¦ 3QU LoRE | Non-Red Flag Warning - Destructive Fires | equipment / facility failure | capacitor bank damage or failure | 0
HFTD - Distribution | HFTD - Distribution - 2QU CoRE ¦ 3QU LoRE | Non-Red Flag Warning - Destructive Fires | equipment / facility failure | conductor damage or failure | 5.0117e-05
HFTD - Distribution | HFTD - Distribution - 2QU CoRE ¦ 3QU LoRE | Non-Red Flag Warning - Destructive Fires | equipment / facility failure | connection device damage or failure | 2.1048e-05
HFTD - Distribution | HFTD - Distribution - 2QU CoRE ¦ 3QU LoRE | Non-Red Flag Warning - Destructive Fires | equipment / facility failure | crossarm damage or failure | 3.3137e-06
HFTD - Distribution | HFTD - Distribution - 2QU CoRE ¦ 3QU LoRE | Non-Red Flag Warning - Destructive Fires | equipment / facility failure | fuse damage or failure | 6.3789e-07
HFTD - Distribution | HFTD - Distribution - 2QU CoRE ¦ 3QU LoRE | Non-Red Flag Warning - Destructive Fires | equipment / facility failure | insulator and brushing damage or failure | 4.4461e-07
HFTD - Distribution | HFTD - Distribution - 2QU CoRE ¦ 3QU LoRE | Non-Red Flag Warning - Destructive Fires | equipment / facility failure | lightning arrestor damage or failure | 0
HFTD - Distribution | HFTD - Distribution - 2QU CoRE ¦ 3QU LoRE | Non-Red Flag Warning - Destructive Fires | equipment / facility failure | other equipment / facility failure | 7.9869e-06
HFTD - Distribution | HFTD - Distribution - 2QU CoRE ¦ 3QU LoRE | Non-Red Flag Warning - Destructive Fires | equipment / facility failure | pole damage or failure | 3.135e-06
HFTD - Distribution | HFTD - Distribution - 2QU CoRE ¦ 3QU LoRE | Non-Red Flag Warning - Destructive Fires | equipment / facility failure | recloser damage or failure | 0
HFTD - Distribution | HFTD - Distribution - 2QU CoRE ¦ 3QU LoRE | Non-Red Flag Warning - Destructive Fires | equipment / facility failure | sectionalizer damage or failure | 0
HFTD - Distribution | HFTD - Distribution - 2QU CoRE ¦ 3QU LoRE | Non-Red Flag Warning - Destructive Fires | equipment / facility failure | switch damage or failure | 0
HFTD - Distribution | HFTD - Distribution - 2QU CoRE ¦ 3QU LoRE | Non-Red Flag Warning - Destructive Fires | equipment / facility failure | transformer damage or failure | 2.808e-08
HFTD - Distribution | HFTD - Distribution - 2QU CoRE ¦ 3QU LoRE | Non-Red Flag Warning - Destructive Fires | equipment / facility failure | voltage regulator / booster damage or failure | 0
HFTD - Distribution | HFTD - Distribution - 2QU CoRE ¦ 3QU LoRE | Non-Red Flag Warning - Destructive Fires | other | all other | 0.00021115
HFTD - Distribution | HFTD - Distribution - 2QU CoRE ¦ 3QU LoRE | Non-Red Flag Warning - Destructive Fires | unknown | unknown | 0.00038922
HFTD - Distribution | HFTD - Distribution - 2QU CoRE ¦ 3QU LoRE | Non-Red Flag Warning - Destructive Fires | utility work / operation | utility work / operation | 3.4866e-05
HFTD - Distribution | HFTD - Distribution - 2QU CoRE ¦ 3QU LoRE | Non-Red Flag Warning - Destructive Fires | vandalism / theft | vandalism / theft | 8.8846e-07
HFTD - Distribution | HFTD - Distribution - 2QU CoRE ¦ 3QU LoRE | Non-Red Flag Warning - Destructive Fires | vegetation contact | branch (not overhanging, 4-12ft) | 9.4918e-06
HFTD - Distribution | HFTD - Distribution - 2QU CoRE ¦ 3QU LoRE | Non-Red Flag Warning - Destructive Fires | vegetation contact | branch (not overhanging, > 12ft) | 2.3567e-05
HFTD - Distribution | HFTD - Distribution - 2QU CoRE ¦ 3QU LoRE | Non-Red Flag Warning - Destructive Fires | vegetation contact | branch (not overhanging, distance unknown) | 8.0451e-05
HFTD - Distribution | HFTD - Distribution - 2QU CoRE ¦ 3QU LoRE | Non-Red Flag Warning - Destructive Fires | vegetation contact | branch (not overhanging, within 4ft) | 3.892e-06
HFTD - Distribution | HFTD - Distribution - 2QU CoRE ¦ 3QU LoRE | Non-Red Flag Warning - Destructive Fires | vegetation contact | branch (overhanging) | 0.0001732
HFTD - Distribution | HFTD - Distribution - 2QU CoRE ¦ 3QU LoRE | Non-Red Flag Warning - Destructive Fires | vegetation contact | dead | 8.5593e-05
HFTD - Distribution | HFTD - Distribution - 2QU CoRE ¦ 3QU LoRE | Non-Red Flag Warning - Destructive Fires | vegetation contact | fell into (moderate-severe defect) | 9.7899e-05
HFTD - Distribution | HFTD - Distribution - 2QU CoRE ¦ 3QU LoRE | Non-Red Flag Warning - Destructive Fires | vegetation contact | fell into (no defect) | 0.00057665
HFTD - Distribution | HFTD - Distribution - 2QU CoRE ¦ 3QU LoRE | Non-Red Flag Warning - Destructive Fires | vegetation contact | fell into (slight defect) | 0.00012103
HFTD - Distribution | HFTD - Distribution - 2QU CoRE ¦ 3QU LoRE | Non-Red Flag Warning - Destructive Fires | vegetation contact | grow into | 1.0476e-05
HFTD - Distribution | HFTD - Distribution - 2QU CoRE ¦ 3QU LoRE | Non-Red Flag Warning - Destructive Fires | vegetation contact | other/unknown | 0.00049674
HFTD - Distribution | HFTD - Distribution - 2QU CoRE ¦ 3QU LoRE | Non-Red Flag Warning - Destructive Fires | wire-to-wire contact | wire-to-wire contact / contamination | 0.00063572
HFTD - Distribution | HFTD - Distribution - 2QU CoRE ¦ 3QU LoRE | Non-Red Flag Warning - Large Fires | contact from object | animal contact | 0.0016449
HFTD - Distribution | HFTD - Distribution - 2QU CoRE ¦ 3QU LoRE | Non-Red Flag Warning - Large Fires | contact from object | balloon contact | 6.2973e-05
HFTD - Distribution | HFTD - Distribution - 2QU CoRE ¦ 3QU LoRE | Non-Red Flag Warning - Large Fires | contact from object | other contact from object | 0.00046702
HFTD - Distribution | HFTD - Distribution - 2QU CoRE ¦ 3QU LoRE | Non-Red Flag Warning - Large Fires | contact from object | vehicle contact | 0.00042011
HFTD - Distribution | HFTD - Distribution - 2QU CoRE ¦ 3QU LoRE | Non-Red Flag Warning - Large Fires | contamination | contamination | 5.5834e-06
HFTD - Distribution | HFTD - Distribution - 2QU CoRE ¦ 3QU LoRE | Non-Red Flag Warning - Large Fires | equipment / facility failure | anchor / guy damage or failure | 0
HFTD - Distribution | HFTD - Distribution - 2QU CoRE ¦ 3QU LoRE | Non-Red Flag Warning - Large Fires | equipment / facility failure | capacitor bank damage or failure | 0
HFTD - Distribution | HFTD - Distribution - 2QU CoRE ¦ 3QU LoRE | Non-Red Flag Warning - Large Fires | equipment / facility failure | conductor damage or failure | 0.00057129
HFTD - Distribution | HFTD - Distribution - 2QU CoRE ¦ 3QU LoRE | Non-Red Flag Warning - Large Fires | equipment / facility failure | connection device damage or failure | 0.00022219
HFTD - Distribution | HFTD - Distribution - 2QU CoRE ¦ 3QU LoRE | Non-Red Flag Warning - Large Fires | equipment / facility failure | crossarm damage or failure | 3.7407e-05
HFTD - Distribution | HFTD - Distribution - 2QU CoRE ¦ 3QU LoRE | Non-Red Flag Warning - Large Fires | equipment / facility failure | fuse damage or failure | 1.3209e-05
HFTD - Distribution | HFTD - Distribution - 2QU CoRE ¦ 3QU LoRE | Non-Red Flag Warning - Large Fires | equipment / facility failure | insulator and brushing damage or failure | 7.8338e-06
HFTD - Distribution | HFTD - Distribution - 2QU CoRE ¦ 3QU LoRE | Non-Red Flag Warning - Large Fires | equipment / facility failure | lightning arrestor damage or failure | 0
HFTD - Distribution | HFTD - Distribution - 2QU CoRE ¦ 3QU LoRE | Non-Red Flag Warning - Large Fires | equipment / facility failure | other equipment / facility failure | 8.828e-05
HFTD - Distribution | HFTD - Distribution - 2QU CoRE ¦ 3QU LoRE | Non-Red Flag Warning - Large Fires | equipment / facility failure | pole damage or failure | 3.3225e-05
HFTD - Distribution | HFTD - Distribution - 2QU CoRE ¦ 3QU LoRE | Non-Red Flag Warning - Large Fires | equipment / facility failure | recloser damage or failure | 0
HFTD - Distribution | HFTD - Distribution - 2QU CoRE ¦ 3QU LoRE | Non-Red Flag Warning - Large Fires | equipment / facility failure | sectionalizer damage or failure | 0
HFTD - Distribution | HFTD - Distribution - 2QU CoRE ¦ 3QU LoRE | Non-Red Flag Warning - Large Fires | equipment / facility failure | switch damage or failure | 0
HFTD - Distribution | HFTD - Distribution - 2QU CoRE ¦ 3QU LoRE | Non-Red Flag Warning - Large Fires | equipment / facility failure | transformer damage or failure | 2.8693e-07
HFTD - Distribution | HFTD - Distribution - 2QU CoRE ¦ 3QU LoRE | Non-Red Flag Warning - Large Fires | equipment / facility failure | voltage regulator / booster damage or failure | 0
HFTD - Distribution | HFTD - Distribution - 2QU CoRE ¦ 3QU LoRE | Non-Red Flag Warning - Large Fires | other | all other | 0.0016341
HFTD - Distribution | HFTD - Distribution - 2QU CoRE ¦ 3QU LoRE | Non-Red Flag Warning - Large Fires | unknown | unknown | 0.0032194
HFTD - Distribution | HFTD - Distribution - 2QU CoRE ¦ 3QU LoRE | Non-Red Flag Warning - Large Fires | utility work / operation | utility work / operation | 0.00033098
HFTD - Distribution | HFTD - Distribution - 2QU CoRE ¦ 3QU LoRE | Non-Red Flag Warning - Large Fires | vandalism / theft | vandalism / theft | 2.027e-06
HFTD - Distribution | HFTD - Distribution - 2QU CoRE ¦ 3QU LoRE | Non-Red Flag Warning - Large Fires | vegetation contact | branch (not overhanging, 4-12ft) | 9.6546e-05
HFTD - Distribution | HFTD - Distribution - 2QU CoRE ¦ 3QU LoRE | Non-Red Flag Warning - Large Fires | vegetation contact | branch (not overhanging, > 12ft) | 0.00024206
HFTD - Distribution | HFTD - Distribution - 2QU CoRE ¦ 3QU LoRE | Non-Red Flag Warning - Large Fires | vegetation contact | branch (not overhanging, distance unknown) | 0.00082631
HFTD - Distribution | HFTD - Distribution - 2QU CoRE ¦ 3QU LoRE | Non-Red Flag Warning - Large Fires | vegetation contact | branch (not overhanging, within 4ft) | 3.9197e-05
HFTD - Distribution | HFTD - Distribution - 2QU CoRE ¦ 3QU LoRE | Non-Red Flag Warning - Large Fires | vegetation contact | branch (overhanging) | 0.0017443
HFTD - Distribution | HFTD - Distribution - 2QU CoRE ¦ 3QU LoRE | Non-Red Flag Warning - Large Fires | vegetation contact | dead | 0.00087913
HFTD - Distribution | HFTD - Distribution - 2QU CoRE ¦ 3QU LoRE | Non-Red Flag Warning - Large Fires | vegetation contact | fell into (moderate-severe defect) | 0.0010055
HFTD - Distribution | HFTD - Distribution - 2QU CoRE ¦ 3QU LoRE | Non-Red Flag Warning - Large Fires | vegetation contact | fell into (no defect) | 0.0059228
HFTD - Distribution | HFTD - Distribution - 2QU CoRE ¦ 3QU LoRE | Non-Red Flag Warning - Large Fires | vegetation contact | fell into (slight defect) | 0.0012431
HFTD - Distribution | HFTD - Distribution - 2QU CoRE ¦ 3QU LoRE | Non-Red Flag Warning - Large Fires | vegetation contact | grow into | 0.00010759
HFTD - Distribution | HFTD - Distribution - 2QU CoRE ¦ 3QU LoRE | Non-Red Flag Warning - Large Fires | vegetation contact | other/unknown | 0.005102
HFTD - Distribution | HFTD - Distribution - 2QU CoRE ¦ 3QU LoRE | Non-Red Flag Warning - Large Fires | wire-to-wire contact | wire-to-wire contact / contamination | 0.0052214
HFTD - Distribution | HFTD - Distribution - 2QU CoRE ¦ 3QU LoRE | Non-Red Flag Warning - Small Fires | contact from object | animal contact | 0.11174
HFTD - Distribution | HFTD - Distribution - 2QU CoRE ¦ 3QU LoRE | Non-Red Flag Warning - Small Fires | contact from object | balloon contact | 0.0048807
HFTD - Distribution | HFTD - Distribution - 2QU CoRE ¦ 3QU LoRE | Non-Red Flag Warning - Small Fires | contact from object | other contact from object | 0.03395
HFTD - Distribution | HFTD - Distribution - 2QU CoRE ¦ 3QU LoRE | Non-Red Flag Warning - Small Fires | contact from object | vehicle contact | 0.028586
HFTD - Distribution | HFTD - Distribution - 2QU CoRE ¦ 3QU LoRE | Non-Red Flag Warning - Small Fires | contamination | contamination | 0.00034565
HFTD - Distribution | HFTD - Distribution - 2QU CoRE ¦ 3QU LoRE | Non-Red Flag Warning - Small Fires | equipment / facility failure | anchor / guy damage or failure | 0
HFTD - Distribution | HFTD - Distribution - 2QU CoRE ¦ 3QU LoRE | Non-Red Flag Warning - Small Fires | equipment / facility failure | capacitor bank damage or failure | 0
HFTD - Distribution | HFTD - Distribution - 2QU CoRE ¦ 3QU LoRE | Non-Red Flag Warning - Small Fires | equipment / facility failure | conductor damage or failure | 0.11115
HFTD - Distribution | HFTD - Distribution - 2QU CoRE ¦ 3QU LoRE | Non-Red Flag Warning - Small Fires | equipment / facility failure | connection device damage or failure | 0.045352
HFTD - Distribution | HFTD - Distribution - 2QU CoRE ¦ 3QU LoRE | Non-Red Flag Warning - Small Fires | equipment / facility failure | crossarm damage or failure | 0.0068493
HFTD - Distribution | HFTD - Distribution - 2QU CoRE ¦ 3QU LoRE | Non-Red Flag Warning - Small Fires | equipment / facility failure | fuse damage or failure | 0.0018229
HFTD - Distribution | HFTD - Distribution - 2QU CoRE ¦ 3QU LoRE | Non-Red Flag Warning - Small Fires | equipment / facility failure | insulator and brushing damage or failure | 0.0011876
HFTD - Distribution | HFTD - Distribution - 2QU CoRE ¦ 3QU LoRE | Non-Red Flag Warning - Small Fires | equipment / facility failure | lightning arrestor damage or failure | 0
HFTD - Distribution | HFTD - Distribution - 2QU CoRE ¦ 3QU LoRE | Non-Red Flag Warning - Small Fires | equipment / facility failure | other equipment / facility failure | 0.018366
HFTD - Distribution | HFTD - Distribution - 2QU CoRE ¦ 3QU LoRE | Non-Red Flag Warning - Small Fires | equipment / facility failure | pole damage or failure | 0.0073939
HFTD - Distribution | HFTD - Distribution - 2QU CoRE ¦ 3QU LoRE | Non-Red Flag Warning - Small Fires | equipment / facility failure | recloser damage or failure | 0
HFTD - Distribution | HFTD - Distribution - 2QU CoRE ¦ 3QU LoRE | Non-Red Flag Warning - Small Fires | equipment / facility failure | sectionalizer damage or failure | 0
HFTD - Distribution | HFTD - Distribution - 2QU CoRE ¦ 3QU LoRE | Non-Red Flag Warning - Small Fires | equipment / facility failure | switch damage or failure | 0
HFTD - Distribution | HFTD - Distribution - 2QU CoRE ¦ 3QU LoRE | Non-Red Flag Warning - Small Fires | equipment / facility failure | transformer damage or failure | 6.2454e-05
HFTD - Distribution | HFTD - Distribution - 2QU CoRE ¦ 3QU LoRE | Non-Red Flag Warning - Small Fires | equipment / facility failure | voltage regulator / booster damage or failure | 0
HFTD - Distribution | HFTD - Distribution - 2QU CoRE ¦ 3QU LoRE | Non-Red Flag Warning - Small Fires | other | all other | 0.10871
HFTD - Distribution | HFTD - Distribution - 2QU CoRE ¦ 3QU LoRE | Non-Red Flag Warning - Small Fires | unknown | unknown | 0.21031
HFTD - Distribution | HFTD - Distribution - 2QU CoRE ¦ 3QU LoRE | Non-Red Flag Warning - Small Fires | utility work / operation | utility work / operation | 0.017114
HFTD - Distribution | HFTD - Distribution - 2QU CoRE ¦ 3QU LoRE | Non-Red Flag Warning - Small Fires | vandalism / theft | vandalism / theft | 0.00038339
HFTD - Distribution | HFTD - Distribution - 2QU CoRE ¦ 3QU LoRE | Non-Red Flag Warning - Small Fires | vegetation contact | branch (not overhanging, 4-12ft) | 0.013901
HFTD - Distribution | HFTD - Distribution - 2QU CoRE ¦ 3QU LoRE | Non-Red Flag Warning - Small Fires | vegetation contact | branch (not overhanging, > 12ft) | 0.034334
HFTD - Distribution | HFTD - Distribution - 2QU CoRE ¦ 3QU LoRE | Non-Red Flag Warning - Small Fires | vegetation contact | branch (not overhanging, distance unknown) | 0.1172
HFTD - Distribution | HFTD - Distribution - 2QU CoRE ¦ 3QU LoRE | Non-Red Flag Warning - Small Fires | vegetation contact | branch (not overhanging, within 4ft) | 0.0057306
HFTD - Distribution | HFTD - Distribution - 2QU CoRE ¦ 3QU LoRE | Non-Red Flag Warning - Small Fires | vegetation contact | branch (overhanging) | 0.25501
HFTD - Distribution | HFTD - Distribution - 2QU CoRE ¦ 3QU LoRE | Non-Red Flag Warning - Small Fires | vegetation contact | dead | 0.12469
HFTD - Distribution | HFTD - Distribution - 2QU CoRE ¦ 3QU LoRE | Non-Red Flag Warning - Small Fires | vegetation contact | fell into (moderate-severe defect) | 0.14262
HFTD - Distribution | HFTD - Distribution - 2QU CoRE ¦ 3QU LoRE | Non-Red Flag Warning - Small Fires | vegetation contact | fell into (no defect) | 0.84009
HFTD - Distribution | HFTD - Distribution - 2QU CoRE ¦ 3QU LoRE | Non-Red Flag Warning - Small Fires | vegetation contact | fell into (slight defect) | 0.17631
HFTD - Distribution | HFTD - Distribution - 2QU CoRE ¦ 3QU LoRE | Non-Red Flag Warning - Small Fires | vegetation contact | grow into | 0.015261
HFTD - Distribution | HFTD - Distribution - 2QU CoRE ¦ 3QU LoRE | Non-Red Flag Warning - Small Fires | vegetation contact | other/unknown | 0.72367
HFTD - Distribution | HFTD - Distribution - 2QU CoRE ¦ 3QU LoRE | Non-Red Flag Warning - Small Fires | wire-to-wire contact | wire-to-wire contact / contamination | 0.33271
HFTD - Distribution | HFTD - Distribution - 2QU CoRE ¦ 3QU LoRE | Seismic - Red Flag Warning - Catastrophic Fires | cc - seismic scenario | seismic scenario | 8.9308e-06
HFTD - Distribution | HFTD - Distribution - 2QU CoRE ¦ 3QU LoRE | Red Flag Warning - Catastrophic Fires | contact from object | animal contact | 0
HFTD - Distribution | HFTD - Distribution - 2QU CoRE ¦ 3QU LoRE | Red Flag Warning - Catastrophic Fires | contact from object | balloon contact | 0
HFTD - Distribution | HFTD - Distribution - 2QU CoRE ¦ 3QU LoRE | Red Flag Warning - Catastrophic Fires | contact from object | other contact from object | 0
HFTD - Distribution | HFTD - Distribution - 2QU CoRE ¦ 3QU LoRE | Red Flag Warning - Catastrophic Fires | contact from object | vehicle contact | 0
HFTD - Distribution | HFTD - Distribution - 2QU CoRE ¦ 3QU LoRE | Red Flag Warning - Catastrophic Fires | contamination | contamination | 0
HFTD - Distribution | HFTD - Distribution - 2QU CoRE ¦ 3QU LoRE | Red Flag Warning - Catastrophic Fires | equipment / facility failure | anchor / guy damage or failure | 0
HFTD - Distribution | HFTD - Distribution - 2QU CoRE ¦ 3QU LoRE | Red Flag Warning - Catastrophic Fires | equipment / facility failure | capacitor bank damage or failure | 0
HFTD - Distribution | HFTD - Distribution - 2QU CoRE ¦ 3QU LoRE | Red Flag Warning - Catastrophic Fires | equipment / facility failure | conductor damage or failure | 0.0055531
HFTD - Distribution | HFTD - Distribution - 2QU CoRE ¦ 3QU LoRE | Red Flag Warning - Catastrophic Fires | equipment / facility failure | connection device damage or failure | 0.0016583
HFTD - Distribution | HFTD - Distribution - 2QU CoRE ¦ 3QU LoRE | Red Flag Warning - Catastrophic Fires | equipment / facility failure | crossarm damage or failure | 0.00036325
HFTD - Distribution | HFTD - Distribution - 2QU CoRE ¦ 3QU LoRE | Red Flag Warning - Catastrophic Fires | equipment / facility failure | fuse damage or failure | 0.00013401
HFTD - Distribution | HFTD - Distribution - 2QU CoRE ¦ 3QU LoRE | Red Flag Warning - Catastrophic Fires | equipment / facility failure | insulator and brushing damage or failure | 0.00012329
HFTD - Distribution | HFTD - Distribution - 2QU CoRE ¦ 3QU LoRE | Red Flag Warning - Catastrophic Fires | equipment / facility failure | lightning arrestor damage or failure | 0
HFTD - Distribution | HFTD - Distribution - 2QU CoRE ¦ 3QU LoRE | Red Flag Warning - Catastrophic Fires | equipment / facility failure | other equipment / facility failure | 0.00030397
HFTD - Distribution | HFTD - Distribution - 2QU CoRE ¦ 3QU LoRE | Red Flag Warning - Catastrophic Fires | equipment / facility failure | pole damage or failure | 0.00014969
HFTD - Distribution | HFTD - Distribution - 2QU CoRE ¦ 3QU LoRE | Red Flag Warning - Catastrophic Fires | equipment / facility failure | recloser damage or failure | 0
HFTD - Distribution | HFTD - Distribution - 2QU CoRE ¦ 3QU LoRE | Red Flag Warning - Catastrophic Fires | equipment / facility failure | sectionalizer damage or failure | 0
HFTD - Distribution | HFTD - Distribution - 2QU CoRE ¦ 3QU LoRE | Red Flag Warning - Catastrophic Fires | equipment / facility failure | switch damage or failure | 0
HFTD - Distribution | HFTD - Distribution - 2QU CoRE ¦ 3QU LoRE | Red Flag Warning - Catastrophic Fires | equipment / facility failure | transformer damage or failure | 7.8602e-07
HFTD - Distribution | HFTD - Distribution - 2QU CoRE ¦ 3QU LoRE | Red Flag Warning - Catastrophic Fires | equipment / facility failure | voltage regulator / booster damage or failure | 0
HFTD - Distribution | HFTD - Distribution - 2QU CoRE ¦ 3QU LoRE | Red Flag Warning - Catastrophic Fires | other | all other | 0
HFTD - Distribution | HFTD - Distribution - 2QU CoRE ¦ 3QU LoRE | Red Flag Warning - Catastrophic Fires | unknown | unknown | 0
HFTD - Distribution | HFTD - Distribution - 2QU CoRE ¦ 3QU LoRE | Red Flag Warning - Catastrophic Fires | utility work / operation | utility work / operation | 0